## Main & Instructions
Workstation Specific Lighting System with Daylight Dimming - Assessment of Savings Potential for Customer Site
Input field
Step 1: Set project location
Project location
Note: | If location is other than Denver CO, input the TMY data for the other location in the same cells on the 'Input - Location TMY Data' tab.
TMY3 data by state and city available from National Solar Radiation Database at: http://rredc.nrel.gov/solar/old_data/nsrdb/1991-2005/tmy3/by_state_and_city.html
Step 2: Calculate annual lighting energy savings
Minimum task plane light level for workstation specific lighting system:
|  | 500 | lux
Dimming options: |  | 20ft | 2 rows dimming
|  | 25ft | 3 rows dimming
Orientation | Impacted Area (sf) | Zone Depth - 20ft (2 rows dimming) or 25ft (3 rows dimming) | Installed Lighting Power Density (W/sf) | Annual "occupied mode" hours | Annual Lighting kWh Impacted baseline | Lighting % savings | Annual Lighting kWh savings
S | 20000 | 25ft | 1 | 3120 | 62400 | 96.92% | 60475.5427
Step 2: Calculate HVAC energy savings
Metric |  | Value
Annual lighting energy savings |  | 60475.5427
HVAC elec factor (kWh change/kWh lighting saved) |  | 0.14 | to be provided by utility
HVAC gas factor (kWh change/kWh lighting saved) |  | -0.3 | to be provided by utility
Annual elec energy savings (kWh) |  | 8466.576
Annual gas energy savings (kWh) |  | -18142.6628
Total annual site energy savings |  | 50799.4559
Step 3: Calculate site energy savings
Metric |  | Value
Annual electricity use (kWh) |  | 800000 | from utility bills
Annual gas use (therms) |  | 10000 | from utility bills
Annual gas use (kWh) |  | 293001
Annual site energy (kWh) |  | 1093001
Total annual site energy savings |  | 50799.4559
Site energy savings % |  | 4.648%
Note:
Assessment Method Accuracy
There are three sources of uncertainty that should be accounted for in the use of the regression model derived approach for assessing customer site potential energy savings:
· Regression model uncertainty
· FLEXLAB measured test data accuracy
· Variance in customer site conditions or behavior from FLEXLAB test conditions
* Test results and regression model were based upon Denver temperatuer conditions and TMY data; predictions for locations with significantly different latitutdes an/ or climate conditions will be less reliable.
The regression model as developed quantifies the uncertainty of the model in representing the given data set. As presented earlier these models were providing very accurate prediction, with an uncertainty of +/- 1%.
In addition, these models were derived from measured data in FLEXLAB. FLEXLAB’s power measurement system has an accuracy of: +/- 2% of reading, for readings greater than 25W (see Appendix C
for a more thorough description through the range of readings). Combined, these two sources of inaccuracy result in an approximately +/-3% uncertainty for the presented energy savings results.
The last source of error is unfortunately much harder to quantify and mitigate. Measures to reduce the potential for unrealized energy savings have been provided in this program manual, such as the Installation
Verification Checklist (Appendix B) and the Savings Persistence Guidelines. It may be beneficial to pilot this system in the Denver and Minneapolis markets in occupied buildings to gain a better sense of the range of
potential savings, and identify other barriers to realized energy savings and strategies to mitigate them.

## Input - Location TMY Data
INSTRUCTIONS: |  | TMY Climatic data for Denver, CO has been provided below. The regression model developed through FLEXLAB testing has been developer for this climate condition.
The regression model, shown on 'Ref - Ltg savings regression' tab, correlates lighting energy savings to the exterior illuminance measured at the site. The regression model is
valid for other locations with similar latitude. To adjust the savings for other locations, copy that climate's TMY data into the reference cells below, keeping the same ordering as shown.
725650 | DENVER INTL AP | CO | -7 | 39.833 | -104.65 | 1650
Date (MM/DD/YYYY) | Time (HH:MM) | ETR (W/m^2) | ETRN (W/m^2) | GHI (W/m^2) | GHI source | GHI uncert (%) | DNI (W/m^2) | DNI source | DNI uncert (%) | DHI (W/m^2) | DHI source | DHI uncert (%) | GH illum (lx) | GH illum source | Global illum uncert (%) | DN illum (lx) | DN illum source | DN illum uncert (%) | DH illum (lx) | DH illum source | DH illum uncert (%) | Zenith lum (cd/m^2) | Zenith lum source | Zenith lum uncert (%) | TotCld (tenths) | TotCld source | TotCld uncert (code) | OpqCld (tenths) | OpqCld source | OpqCld uncert (code) | Dry-bulb (C) | Dry-bulb source | Dry-bulb uncert (code) | Dew-point (C) | Dew-point source | Dew-point uncert (code) | RHum (%) | RHum source | RHum uncert (code) | Pressure (mbar) | Pressure source | Pressure uncert (code) | Wdir (degrees) | Wdir source | Wdir uncert (code) | Wspd (m/s) | Wspd source | Wspd uncert (code) | Hvis (m) | Hvis source | Hvis uncert (code) | CeilHgt (m) | CeilHgt source | CeilHgt uncert (code) | Pwat (cm) | Pwat source | Pwat uncert (code) | AOD (unitless) | AOD source | AOD uncert (code) | Alb (unitless) | Alb source | Alb uncert (code) | Lprecip depth (mm) | Lprecip quantity (hr) | Lprecip source | Lprecip uncert (code) | PresWth (METAR code) | PresWth source | PresWth uncert (code)
1995-01-01 | 1:00 | 0 | 0 | 0 | 1 | 0 | 0 | 1 | 0 | 0 | 1 | 0 | 0 | 1 | 0 | 0 | 1 | 0 | 0 | 1 | 0 | 0 | 1 | 0 | 2 | E | 9 | 2 | E | 9 | -18 | E | 9 | -19.7 | E | 9 | 85 | A | 7 | 837 | E | 9 | 0 | E | 9 | 0 | E | 9 | 6400 | C | 8 | 20306 | E | 9 | 0.3 | E | 8 | 0.044 | F | 8 | 0.22 | F | 8 | 0 | 1 | D | 9 | 0 | C | 8
1995-01-01 | 2:00 | 0 | 0 | 0 | 1 | 0 | 0 | 1 | 0 | 0 | 1 | 0 | 0 | 1 | 0 | 0 | 1 | 0 | 0 | 1 | 0 | 0 | 1 | 0 | 3 | E | 9 | 3 | E | 9 | -16.6 | E | 9 | -18.6 | E | 9 | 83 | A | 7 | 835 | E | 9 | 0 | E | 9 | 0 | E | 9 | 6400 | C | 8 | 18674 | E | 9 | 0.3 | E | 8 | 0.044 | F | 8 | 0.22 | F | 8 | 0 | 1 | D | 9 | 0 | C | 8
1995-01-01 | 3:00 | 0 | 0 | 0 | 1 | 0 | 0 | 1 | 0 | 0 | 1 | 0 | 0 | 1 | 0 | 0 | 1 | 0 | 0 | 1 | 0 | 0 | 1 | 0 | 3 | E | 9 | 3 | E | 9 | -15.3 | E | 9 | -17.1 | E | 9 | 85 | A | 7 | 834 | E | 9 | 0 | E | 9 | 0 | E | 9 | 6400 | C | 8 | 16614 | E | 9 | 0.3 | E | 8 | 0.044 | F | 8 | 0.22 | F | 8 | 0 | 1 | D | 9 | 0 | C | 8
1995-01-01 | 4:00 | 0 | 0 | 0 | 1 | 0 | 0 | 1 | 0 | 0 | 1 | 0 | 0 | 1 | 0 | 0 | 1 | 0 | 0 | 1 | 0 | 0 | 1 | 0 | 4 | E | 9 | 4 | E | 9 | -14.4 | E | 9 | -15.6 | E | 9 | 90 | A | 7 | 831 | E | 9 | 0 | E | 9 | 0 | E | 9 | 6400 | C | 8 | 14677 | E | 9 | 0.3 | E | 8 | 0.044 | F | 8 | 0.22 | F | 8 | 0 | 1 | D | 9 | 0 | C | 8
1995-01-01 | 5:00 | 0 | 0 | 0 | 1 | 0 | 0 | 1 | 0 | 0 | 1 | 0 | 0 | 1 | 0 | 0 | 1 | 0 | 0 | 1 | 0 | 0 | 1 | 0 | 5 | E | 9 | 5 | E | 9 | -13 | E | 9 | -14.6 | E | 9 | 86 | A | 7 | 834 | E | 9 | 0 | E | 9 | 0 | E | 9 | 6400 | C | 8 | 12892 | E | 9 | 0.2 | E | 8 | 0.044 | F | 8 | 0.22 | F | 8 | 0 | 1 | D | 9 | 0 | C | 8
1995-01-01 | 6:00 | 0 | 0 | 0 | 1 | 0 | 0 | 1 | 0 | 0 | 1 | 0 | 0 | 1 | 0 | 0 | 1 | 0 | 0 | 1 | 0 | 0 | 1 | 0 | 6 | E | 9 | 6 | E | 9 | -11.1 | E | 9 | -12.5 | E | 9 | 88 | A | 7 | 830 | E | 9 | 0 | E | 9 | 0 | E | 9 | 6400 | C | 8 | 11077 | E | 9 | 0.2 | E | 8 | 0.044 | F | 8 | 0.22 | F | 8 | 0 | 1 | D | 9 | 0 | C | 8
1995-01-01 | 7:00 | 0 | 0 | 0 | 1 | 0 | 0 | 1 | 0 | 0 | 1 | 0 | 0 | 1 | 0 | 0 | 1 | 0 | 0 | 1 | 0 | 0 | 1 | 0 | 6 | E | 9 | 6 | E | 9 | -9.7 | E | 9 | -11.6 | E | 9 | 84 | A | 7 | 829 | E | 9 | 0 | E | 9 | 0 | E | 9 | 6400 | C | 8 | 11821 | E | 9 | 0.2 | E | 8 | 0.044 | F | 8 | 0.22 | F | 8 | 0 | 1 | D | 9 | 0 | C | 8
1995-01-01 | 8:00 | 45 | 908 | 9 | 1 | 17 | 17 | 1 | 21 | 8 | 1 | 17 | 10 | 1 | 17 | 7 | 1 | 21 | 10 | 1 | 17 | 16 | 1 | 32 | 7 | E | 9 | 7 | E | 9 | -7.7 | E | 9 | -10 | E | 9 | 82 | A | 7 | 828 | E | 9 | 120 | E | 9 | 1.4 | E | 9 | 6400 | C | 8 | 8786 | E | 9 | 0.2 | E | 8 | 0.044 | F | 8 | 0.22 | F | 8 | 0 | 1 | D | 9 | 0 | C | 8
1995-01-01 | 9:00 | 248 | 1415 | 89 | 1 | 17 | 73 | 1 | 21 | 77 | 1 | 17 | 97 | 1 | 17 | 54 | 1 | 21 | 87 | 1 | 17 | 165 | 1 | 32 | 7 | E | 9 | 7 | E | 9 | -5.9 | E | 9 | -8.5 | E | 9 | 80 | A | 7 | 829 | E | 9 | 140 | E | 9 | 1.3 | E | 9 | 6400 | C | 8 | 7581 | E | 9 | 0.2 | E | 8 | 0.044 | F | 8 | 0.22 | F | 8 | 0 | 1 | D | 9 | 0 | C | 8
1995-01-01 | 10:00 | 433 | 1415 | 266 | 1 | 17 | 494 | 1 | 21 | 115 | 1 | 17 | 275 | 1 | 17 | 439 | 1 | 21 | 141 | 1 | 17 | 219 | 1 | 32 | 8 | E | 9 | 4 | E | 9 | -2.2 | E | 9 | -7 | E | 9 | 66 | A | 7 | 827 | E | 9 | 200 | E | 9 | 1.7 | E | 9 | 6400 | C | 8 | 11251 | E | 9 | 0.2 | E | 8 | 0.044 | F | 8 | 0.22 | F | 8 | 0 | 1 | D | 9 | 0 | C | 8
1995-01-01 | 11:00 | 565 | 1415 | 357 | 1 | 17 | 544 | 1 | 21 | 139 | 1 | 17 | 374 | 1 | 17 | 521 | 1 | 21 | 165 | 1 | 17 | 274 | 1 | 32 | 8 | E | 9 | 4 | E | 9 | 1.4 | E | 9 | -7.1 | E | 9 | 50 | A | 7 | 824 | E | 9 | 310 | E | 9 | 1.7 | E | 9 | 6400 | C | 8 | 9436 | E | 9 | 0.2 | E | 8 | 0.044 | F | 8 | 0.22 | F | 8 | 0 | 1 | D | 9 | 0 | C | 8
1995-01-01 | 12:00 | 634 | 1415 | 430 | 1 | 17 | 540 | 1 | 21 | 187 | 1 | 17 | 443 | 1 | 17 | 529 | 1 | 21 | 205 | 1 | 17 | 389 | 1 | 32 | 7 | E | 9 | 7 | E | 9 | 2.8 | E | 9 | -7.8 | E | 9 | 42 | A | 7 | 823 | E | 9 | 20 | E | 9 | 4.6 | E | 9 | 6400 | C | 8 | 6706 | E | 9 | 0.2 | E | 8 | 0.044 | F | 8 | 0.22 | F | 8 | 0 | 1 | D | 9 | 0 | C | 8
1995-01-01 | 13:00 | 637 | 1415 | 362 | 1 | 17 | 384 | 1 | 21 | 189 | 1 | 17 | 386 | 1 | 17 | 390 | 1 | 21 | 209 | 1 | 17 | 415 | 1 | 32 | 8 | E | 9 | 5 | E | 9 | 4.4 | E | 9 | -8.9 | E | 9 | 34 | A | 7 | 823 | E | 9 | 20 | E | 9 | 7.2 | E | 9 | 6400 | C | 8 | 6706 | E | 9 | 0.2 | E | 8 | 0.044 | F | 8 | 0.22 | F | 8 | 0 | 1 | D | 9 | 0 | C | 8
1995-01-01 | 14:00 | 572 | 1415 | 342 | 1 | 17 | 524 | 1 | 21 | 130 | 1 | 17 | 362 | 1 | 17 | 504 | 1 | 21 | 157 | 1 | 17 | 254 | 1 | 32 | 7 | E | 9 | 4 | E | 9 | 3.3 | E | 9 | -8.9 | E | 9 | 37 | A | 7 | 822 | E | 9 | 10 | E | 9 | 8.2 | E | 9 | 6400 | C | 8 | 77777 | E | 9 | 0.2 | E | 8 | 0.044 | F | 8 | 0.22 | F | 8 | 0 | 1 | D | 9 | 0 | C | 8
1995-01-01 | 15:00 | 444 | 1415 | 252 | 1 | 17 | 312 | 1 | 21 | 154 | 1 | 17 | 263 | 1 | 17 | 285 | 1 | 21 | 172 | 1 | 17 | 328 | 1 | 32 | 8 | E | 9 | 3 | E | 9 | 3.9 | E | 9 | -8.9 | E | 9 | 35 | A | 7 | 822 | E | 9 | 10 | E | 9 | 7.7 | E | 9 | 6400 | C | 8 | 77777 | E | 9 | 0.2 | E | 8 | 0.044 | F | 8 | 0.22 | F | 8 | 0 | 1 | D | 9 | 0 | C | 8
1995-01-01 | 16:00 | 263 | 1415 | 131 | 1 | 17 | 369 | 1 | 21 | 62 | 1 | 17 | 136 | 1 | 17 | 268 | 1 | 21 | 86 | 1 | 17 | 113 | 1 | 32 | 4 | E | 9 | 1 | E | 9 | 2.2 | E | 9 | -10 | E | 9 | 36 | A | 7 | 821 | E | 9 | 10 | E | 9 | 6.2 | E | 9 | 6400 | C | 8 | 77777 | E | 9 | 0.2 | E | 8 | 0.044 | F | 8 | 0.22 | F | 8 | 0 | 1 | D | 9 | 0 | C | 8
1995-01-01 | 17:00 | 56 | 1002 | 18 | 1 | 17 | 114 | 1 | 21 | 11 | 1 | 17 | 19 | 1 | 17 | 52 | 1 | 21 | 16 | 1 | 17 | 21 | 1 | 32 | 1 | E | 9 | 0 | E | 9 | -0.6 | E | 9 | -7.8 | E | 9 | 54 | A | 7 | 820 | E | 9 | 20 | E | 9 | 3.6 | E | 9 | 6400 | C | 8 | 77777 | E | 9 | 0.2 | E | 8 | 0.044 | F | 8 | 0.22 | F | 8 | 0 | 1 | D | 9 | 0 | C | 8
1995-01-01 | 18:00 | 0 | 0 | 0 | 1 | 0 | 0 | 1 | 0 | 0 | 1 | 0 | 0 | 1 | 0 | 0 | 1 | 0 | 0 | 1 | 0 | 0 | 1 | 0 | 0 | E | 9 | 0 | E | 9 | -2.2 | E | 9 | -7.8 | E | 9 | 62 | A | 7 | 821 | E | 9 | 10 | E | 9 | 6.2 | E | 9 | 6400 | C | 8 | 77777 | E | 9 | 0.2 | E | 8 | 0.044 | F | 8 | 0.22 | F | 8 | 0 | 1 | D | 9 | 0 | C | 8
1995-01-01 | 19:00 | 0 | 0 | 0 | 1 | 0 | 0 | 1 | 0 | 0 | 1 | 0 | 0 | 1 | 0 | 0 | 1 | 0 | 0 | 1 | 0 | 0 | 1 | 0 | 0 | E | 9 | 0 | E | 9 | -5 | E | 9 | -9.4 | E | 9 | 68 | A | 7 | 821 | E | 9 | 350 | E | 9 | 5.7 | E | 9 | 6400 | C | 8 | 77777 | E | 9 | 0.2 | E | 8 | 0.044 | F | 8 | 0.22 | F | 8 | 0 | 1 | D | 9 | 0 | C | 8
1995-01-01 | 20:00 | 0 | 0 | 0 | 1 | 0 | 0 | 1 | 0 | 0 | 1 | 0 | 0 | 1 | 0 | 0 | 1 | 0 | 0 | 1 | 0 | 0 | 1 | 0 | 0 | E | 9 | 0 | E | 9 | -5.6 | E | 9 | -10.6 | E | 9 | 65 | A | 7 | 821 | E | 9 | 360 | E | 9 | 5.2 | E | 9 | 6400 | C | 8 | 77777 | E | 9 | 0.2 | E | 8 | 0.044 | F | 8 | 0.22 | F | 8 | 0 | 1 | D | 9 | 0 | C | 8
1995-01-01 | 21:00 | 0 | 0 | 0 | 1 | 0 | 0 | 1 | 0 | 0 | 1 | 0 | 0 | 1 | 0 | 0 | 1 | 0 | 0 | 1 | 0 | 0 | 1 | 0 | 0 | E | 9 | 0 | E | 9 | -6.1 | E | 9 | -11.1 | E | 9 | 64 | A | 7 | 820 | E | 9 | 350 | E | 9 | 2.1 | E | 9 | 6400 | C | 8 | 77777 | E | 9 | 0.2 | E | 8 | 0.044 | F | 8 | 0.22 | F | 8 | 0 | 1 | D | 9 | 0 | C | 8
1995-01-01 | 22:00 | 0 | 0 | 0 | 1 | 0 | 0 | 1 | 0 | 0 | 1 | 0 | 0 | 1 | 0 | 0 | 1 | 0 | 0 | 1 | 0 | 0 | 1 | 0 | 0 | E | 9 | 0 | E | 9 | -6.1 | E | 9 | -11.1 | E | 9 | 64 | A | 7 | 821 | E | 9 | 20 | E | 9 | 2.6 | E | 9 | 6400 | C | 8 | 77777 | E | 9 | 0.2 | E | 8 | 0.044 | F | 8 | 0.22 | F | 8 | 0 | 1 | D | 9 | 0 | C | 8
1995-01-01 | 23:00 | 0 | 0 | 0 | 1 | 0 | 0 | 1 | 0 | 0 | 1 | 0 | 0 | 1 | 0 | 0 | 1 | 0 | 0 | 1 | 0 | 0 | 1 | 0 | 0 | E | 9 | 0 | E | 9 | -6.1 | E | 9 | -12.8 | E | 9 | 55 | A | 7 | 823 | E | 9 | 10 | E | 9 | 4.1 | E | 9 | 6400 | C | 8 | 77777 | E | 9 | 0.2 | E | 8 | 0.044 | F | 8 | 0.22 | F | 8 | 0 | 1 | D | 9 | 0 | C | 8
1995-01-01 | 24:00 | 0 | 0 | 0 | 1 | 0 | 0 | 1 | 0 | 0 | 1 | 0 | 0 | 1 | 0 | 0 | 1 | 0 | 0 | 1 | 0 | 0 | 1 | 0 | 0 | E | 9 | 0 | E | 9 | -5 | E | 9 | -12.8 | E | 9 | 50 | A | 7 | 819 | E | 9 | 10 | E | 9 | 8.8 | E | 9 | 6400 | C | 8 | 77777 | E | 9 | 0.2 | E | 8 | 0.044 | F | 8 | 0.22 | F | 8 | 0 | 1 | D | 9 | 0 | C | 8
1995-01-02 | 1:00 | 0 | 0 | 0 | 1 | 0 | 0 | 1 | 0 | 0 | 1 | 0 | 0 | 1 | 0 | 0 | 1 | 0 | 0 | 1 | 0 | 0 | 1 | 0 | 0 | E | 9 | 0 | E | 9 | -5 | E | 9 | -13.3 | E | 9 | 48 | A | 7 | 819 | E | 9 | 20 | E | 9 | 8.8 | E | 9 | 6400 | C | 8 | 77777 | E | 9 | 0.2 | E | 8 | 0.044 | F | 8 | 0.22 | F | 8 | 0 | 1 | D | 9 | 0 | C | 8
1995-01-02 | 2:00 | 0 | 0 | 0 | 1 | 0 | 0 | 1 | 0 | 0 | 1 | 0 | 0 | 1 | 0 | 0 | 1 | 0 | 0 | 1 | 0 | 0 | 1 | 0 | 0 | E | 9 | 0 | E | 9 | -5.6 | E | 9 | -14.4 | E | 9 | 46 | A | 7 | 820 | E | 9 | 20 | E | 9 | 7.2 | E | 9 | 6400 | C | 8 | 77777 | E | 9 | 0.2 | E | 8 | 0.044 | F | 8 | 0.22 | F | 8 | 0 | 1 | D | 9 | 0 | C | 8
1995-01-02 | 3:00 | 0 | 0 | 0 | 1 | 0 | 0 | 1 | 0 | 0 | 1 | 0 | 0 | 1 | 0 | 0 | 1 | 0 | 0 | 1 | 0 | 0 | 1 | 0 | 0 | E | 9 | 0 | E | 9 | -5 | E | 9 | -15 | E | 9 | 41 | A | 7 | 819 | E | 9 | 20 | E | 9 | 7.2 | E | 9 | 6400 | C | 8 | 77777 | E | 9 | 0.2 | E | 8 | 0.044 | F | 8 | 0.22 | F | 8 | 0 | 1 | D | 9 | 0 | C | 8
1995-01-02 | 4:00 | 0 | 0 | 0 | 1 | 0 | 0 | 1 | 0 | 0 | 1 | 0 | 0 | 1 | 0 | 0 | 1 | 0 | 0 | 1 | 0 | 0 | 1 | 0 | 0 | E | 9 | 0 | E | 9 | -6.7 | E | 9 | -15 | E | 9 | 48 | A | 7 | 819 | E | 9 | 20 | E | 9 | 6.7 | E | 9 | 6400 | C | 8 | 77777 | E | 9 | 0.2 | E | 8 | 0.044 | F | 8 | 0.22 | F | 8 | 0 | 1 | D | 9 | 0 | C | 8
1995-01-02 | 5:00 | 0 | 0 | 0 | 1 | 0 | 0 | 1 | 0 | 0 | 1 | 0 | 0 | 1 | 0 | 0 | 1 | 0 | 0 | 1 | 0 | 0 | 1 | 0 | 0 | E | 9 | 0 | E | 9 | -5.6 | E | 9 | -15 | E | 9 | 43 | A | 7 | 824 | E | 9 | 360 | E | 9 | 3.6 | E | 9 | 6400 | C | 8 | 77777 | E | 9 | 0.2 | E | 8 | 0.044 | F | 8 | 0.22 | F | 8 | 0 | 1 | D | 9 | 0 | C | 8
1995-01-02 | 6:00 | 0 | 0 | 0 | 1 | 0 | 0 | 1 | 0 | 0 | 1 | 0 | 0 | 1 | 0 | 0 | 1 | 0 | 0 | 1 | 0 | 0 | 1 | 0 | 1 | E | 9 | 1 | E | 9 | -6.1 | E | 9 | -15 | E | 9 | 45 | A | 7 | 819 | E | 9 | 10 | E | 9 | 3.1 | E | 9 | 6400 | C | 8 | 77777 | E | 9 | 0.2 | E | 8 | 0.044 | F | 8 | 0.22 | F | 8 | 0 | 1 | D | 9 | 0 | C | 8
1995-01-02 | 7:00 | 0 | 0 | 0 | 1 | 0 | 0 | 1 | 0 | 0 | 1 | 0 | 0 | 1 | 0 | 0 | 1 | 0 | 0 | 1 | 0 | 0 | 1 | 0 | 2 | E | 9 | 1 | E | 9 | -4.4 | E | 9 | -15.6 | E | 9 | 37 | A | 7 | 819 | E | 9 | 50 | E | 9 | 3.1 | E | 9 | 6400 | C | 8 | 77777 | E | 9 | 0.2 | E | 8 | 0.044 | F | 8 | 0.22 | F | 8 | 0 | 1 | D | 9 | 0 | C | 8
1995-01-02 | 8:00 | 44 | 908 | 15 | 1 | 17 | 63 | 1 | 21 | 12 | 1 | 17 | 17 | 1 | 17 | 22 | 1 | 21 | 16 | 1 | 17 | 21 | 1 | 32 | 9 | E | 9 | 1 | E | 9 | -2.8 | E | 9 | -15 | E | 9 | 34 | A | 7 | 820 | E | 9 | 40 | E | 9 | 1.5 | E | 9 | 6400 | C | 8 | 77777 | E | 9 | 0.2 | E | 8 | 0.044 | F | 8 | 0.22 | F | 8 | 0 | 1 | D | 9 | 0 | C | 8
1995-01-02 | 9:00 | 248 | 1415 | 85 | 1 | 17 | 118 | 1 | 21 | 64 | 1 | 17 | 92 | 1 | 17 | 87 | 1 | 21 | 77 | 1 | 17 | 137 | 1 | 32 | 7 | E | 9 | 7 | E | 9 | -1.7 | E | 9 | -13.3 | E | 9 | 36 | A | 7 | 823 | E | 9 | 110 | E | 9 | 2.1 | E | 9 | 6400 | C | 8 | 4572 | E | 9 | 0.3 | E | 8 | 0.044 | F | 8 | 0.22 | F | 8 | 0 | 1 | D | 9 | 0 | C | 8
1995-01-02 | 10:00 | 433 | 1415 | 236 | 1 | 17 | 373 | 1 | 21 | 122 | 1 | 17 | 243 | 1 | 17 | 331 | 1 | 21 | 141 | 1 | 17 | 234 | 1 | 32 | 8 | E | 9 | 5 | E | 9 | 2.2 | E | 9 | -12.2 | E | 9 | 30 | A | 7 | 824 | E | 9 | 140 | E | 9 | 2.1 | E | 9 | 6400 | C | 8 | 7620 | E | 9 | 0.3 | E | 8 | 0.044 | F | 8 | 0.22 | F | 8 | 0 | 1 | D | 9 | 0 | C | 8
1995-01-02 | 11:00 | 566 | 1415 | 392 | 1 | 17 | 744 | 1 | 21 | 94 | 1 | 17 | 409 | 1 | 17 | 706 | 1 | 21 | 126 | 1 | 17 | 186 | 1 | 32 | 5 | E | 9 | 4 | E | 9 | 5.6 | E | 9 | -11.7 | E | 9 | 25 | A | 7 | 824 | E | 9 | 130 | E | 9 | 2.6 | E | 9 | 6400 | C | 8 | 77777 | E | 9 | 0.3 | E | 8 | 0.044 | F | 8 | 0.22 | F | 8 | 0 | 1 | D | 9 | 0 | C | 8
1995-01-02 | 12:00 | 636 | 1415 | 350 | 1 | 17 | 349 | 1 | 21 | 193 | 1 | 17 | 372 | 1 | 17 | 354 | 1 | 21 | 212 | 1 | 17 | 426 | 1 | 32 | 8 | E | 9 | 5 | E | 9 | 8.9 | E | 9 | -14.4 | E | 9 | 15 | A | 7 | 824 | E | 9 | 160 | E | 9 | 2.1 | E | 9 | 6400 | C | 8 | 7620 | E | 9 | 0.3 | E | 8 | 0.044 | F | 8 | 0.22 | F | 8 | 0 | 1 | D | 9 | 0 | C | 8
1995-01-02 | 13:00 | 639 | 1415 | 325 | 1 | 17 | 469 | 1 | 21 | 113 | 1 | 17 | 354 | 1 | 17 | 464 | 1 | 21 | 144 | 1 | 17 | 223 | 1 | 32 | 9 | E | 9 | 6 | E | 9 | 9.4 | E | 9 | -13.3 | E | 9 | 16 | A | 7 | 824 | E | 9 | 180 | E | 9 | 2.6 | E | 9 | 6400 | C | 8 | 7620 | E | 9 | 0.3 | E | 8 | 0.044 | F | 8 | 0.22 | F | 8 | 0 | 1 | D | 9 | 45 | C | 8
1995-01-02 | 14:00 | 575 | 1415 | 285 | 1 | 17 | 143 | 1 | 21 | 226 | 1 | 17 | 304 | 1 | 17 | 140 | 1 | 21 | 247 | 1 | 17 | 532 | 1 | 32 | 9 | E | 9 | 8 | E | 9 | 9.4 | E | 9 | -11.7 | E | 9 | 19 | A | 7 | 823 | E | 9 | 140 | E | 9 | 2.6 | E | 9 | 6400 | C | 8 | 4572 | E | 9 | 0.3 | E | 8 | 0.044 | F | 8 | 0.22 | F | 8 | 0 | 1 | D | 9 | 45 | C | 8
1995-01-02 | 15:00 | 447 | 1415 | 260 | 1 | 17 | 368 | 1 | 21 | 144 | 1 | 17 | 273 | 1 | 17 | 338 | 1 | 21 | 166 | 1 | 17 | 301 | 1 | 32 | 9 | E | 9 | 7 | E | 9 | 10 | E | 9 | -8.3 | E | 9 | 25 | A | 7 | 823 | E | 9 | 150 | E | 9 | 3.1 | E | 9 | 6400 | C | 8 | 4572 | E | 9 | 0.3 | E | 8 | 0.044 | F | 8 | 0.22 | F | 8 | 0 | 1 | D | 9 | 45 | C | 8
1995-01-02 | 16:00 | 266 | 1415 | 109 | 1 | 17 | 249 | 1 | 21 | 62 | 1 | 17 | 114 | 1 | 17 | 182 | 1 | 21 | 79 | 1 | 17 | 113 | 1 | 32 | 8 | E | 9 | 5 | E | 9 | 7.8 | E | 9 | -10 | E | 9 | 25 | A | 7 | 823 | E | 9 | 140 | E | 9 | 3.1 | E | 9 | 6400 | C | 8 | 7620 | E | 9 | 0.3 | E | 8 | 0.044 | F | 8 | 0.22 | F | 8 | 0 | 1 | D | 9 | 45 | C | 8
1995-01-02 | 17:00 | 58 | 1026 | 21 | 1 | 17 | 102 | 1 | 21 | 15 | 1 | 17 | 23 | 1 | 17 | 39 | 1 | 21 | 21 | 1 | 17 | 26 | 1 | 32 | 6 | E | 9 | 2 | E | 9 | 6.7 | E | 9 | -10 | E | 9 | 26 | A | 7 | 821 | E | 9 | 150 | E | 9 | 2.6 | E | 9 | 6400 | C | 8 | 77777 | E | 9 | 0.3 | E | 8 | 0.044 | F | 8 | 0.22 | F | 8 | 0 | 1 | D | 9 | 45 | C | 8
1995-01-02 | 18:00 | 0 | 0 | 0 | 1 | 0 | 0 | 1 | 0 | 0 | 1 | 0 | 0 | 1 | 0 | 0 | 1 | 0 | 0 | 1 | 0 | 0 | 1 | 0 | 6 | E | 9 | 3 | E | 9 | 5 | E | 9 | -10 | E | 9 | 30 | A | 7 | 821 | E | 9 | 170 | E | 9 | 3.6 | E | 9 | 6400 | C | 8 | 77777 | E | 9 | 0.3 | E | 8 | 0.044 | F | 8 | 0.22 | F | 8 | 0 | 1 | D | 9 | 45 | C | 8
1995-01-02 | 19:00 | 0 | 0 | 0 | 1 | 0 | 0 | 1 | 0 | 0 | 1 | 0 | 0 | 1 | 0 | 0 | 1 | 0 | 0 | 1 | 0 | 0 | 1 | 0 | 2 | E | 9 | 1 | E | 9 | 1.1 | E | 9 | -10 | E | 9 | 39 | A | 7 | 823 | E | 9 | 150 | E | 9 | 3.6 | E | 9 | 6400 | C | 8 | 77777 | E | 9 | 0.3 | E | 8 | 0.044 | F | 8 | 0.22 | F | 8 | 0 | 1 | D | 9 | 45 | C | 8
1995-01-02 | 20:00 | 0 | 0 | 0 | 1 | 0 | 0 | 1 | 0 | 0 | 1 | 0 | 0 | 1 | 0 | 0 | 1 | 0 | 0 | 1 | 0 | 0 | 1 | 0 | 3 | E | 9 | 1 | E | 9 | 0 | E | 9 | -10 | E | 9 | 43 | A | 7 | 822 | E | 9 | 180 | E | 9 | 3.6 | E | 9 | 6400 | C | 8 | 77777 | E | 9 | 0.3 | E | 8 | 0.044 | F | 8 | 0.22 | F | 8 | 0 | 1 | D | 9 | 45 | C | 8
1995-01-02 | 21:00 | 0 | 0 | 0 | 1 | 0 | 0 | 1 | 0 | 0 | 1 | 0 | 0 | 1 | 0 | 0 | 1 | 0 | 0 | 1 | 0 | 0 | 1 | 0 | 0 | E | 9 | 0 | E | 9 | -1.7 | E | 9 | -10.6 | E | 9 | 46 | A | 7 | 822 | E | 9 | 190 | E | 9 | 4.1 | E | 9 | 6400 | C | 8 | 77777 | E | 9 | 0.3 | E | 8 | 0.044 | F | 8 | 0.22 | F | 8 | 0 | 1 | D | 9 | 45 | C | 8
1995-01-02 | 22:00 | 0 | 0 | 0 | 1 | 0 | 0 | 1 | 0 | 0 | 1 | 0 | 0 | 1 | 0 | 0 | 1 | 0 | 0 | 1 | 0 | 0 | 1 | 0 | 1 | E | 9 | 1 | E | 9 | -1.1 | E | 9 | -12.2 | E | 9 | 38 | A | 7 | 821 | E | 9 | 150 | E | 9 | 2.1 | E | 9 | 6400 | C | 8 | 77777 | E | 9 | 0.3 | E | 8 | 0.044 | F | 8 | 0.22 | F | 8 | 0 | 1 | D | 9 | 45 | C | 8
1995-01-02 | 23:00 | 0 | 0 | 0 | 1 | 0 | 0 | 1 | 0 | 0 | 1 | 0 | 0 | 1 | 0 | 0 | 1 | 0 | 0 | 1 | 0 | 0 | 1 | 0 | 1 | E | 9 | 1 | E | 9 | 0.6 | E | 9 | -13.3 | E | 9 | 30 | A | 7 | 824 | E | 9 | 0 | E | 9 | 0 | E | 9 | 6400 | C | 8 | 77777 | E | 9 | 0.3 | E | 8 | 0.044 | F | 8 | 0.22 | F | 8 | 0 | 1 | D | 9 | 45 | C | 8
1995-01-02 | 24:00 | 0 | 0 | 0 | 1 | 0 | 0 | 1 | 0 | 0 | 1 | 0 | 0 | 1 | 0 | 0 | 1 | 0 | 0 | 1 | 0 | 0 | 1 | 0 | 1 | E | 9 | 0 | E | 9 | 0 | E | 9 | -13.3 | E | 9 | 32 | A | 7 | 821 | E | 9 | 230 | E | 9 | 2.6 | E | 9 | 6400 | C | 8 | 77777 | E | 9 | 0.3 | E | 8 | 0.044 | F | 8 | 0.22 | F | 8 | 0 | 1 | D | 9 | 45 | C | 8
1995-01-03 | 1:00 | 0 | 0 | 0 | 1 | 0 | 0 | 1 | 0 | 0 | 1 | 0 | 0 | 1 | 0 | 0 | 1 | 0 | 0 | 1 | 0 | 0 | 1 | 0 | 0 | E | 9 | 0 | E | 9 | -0.6 | E | 9 | -13.3 | E | 9 | 33 | A | 7 | 821 | E | 9 | 210 | E | 9 | 3.6 | E | 9 | 6400 | C | 8 | 77777 | E | 9 | 0.3 | E | 8 | 0.044 | F | 8 | 0.22 | F | 8 | 0 | 1 | D | 9 | 45 | C | 8
1995-01-03 | 2:00 | 0 | 0 | 0 | 1 | 0 | 0 | 1 | 0 | 0 | 1 | 0 | 0 | 1 | 0 | 0 | 1 | 0 | 0 | 1 | 0 | 0 | 1 | 0 | 0 | E | 9 | 0 | E | 9 | -0.6 | E | 9 | -13.3 | E | 9 | 33 | A | 7 | 821 | E | 9 | 210 | E | 9 | 5.2 | E | 9 | 6400 | C | 8 | 77777 | E | 9 | 0.3 | E | 8 | 0.044 | F | 8 | 0.22 | F | 8 | 0 | 1 | D | 9 | 45 | C | 8
1995-01-03 | 3:00 | 0 | 0 | 0 | 1 | 0 | 0 | 1 | 0 | 0 | 1 | 0 | 0 | 1 | 0 | 0 | 1 | 0 | 0 | 1 | 0 | 0 | 1 | 0 | 0 | E | 9 | 0 | E | 9 | -1.1 | E | 9 | -13.3 | E | 9 | 35 | A | 7 | 822 | E | 9 | 220 | E | 9 | 5.2 | E | 9 | 6400 | C | 8 | 77777 | E | 9 | 0.4 | E | 8 | 0.044 | F | 8 | 0.22 | F | 8 | 0 | 1 | D | 9 | 45 | C | 8
1995-01-03 | 4:00 | 0 | 0 | 0 | 1 | 0 | 0 | 1 | 0 | 0 | 1 | 0 | 0 | 1 | 0 | 0 | 1 | 0 | 0 | 1 | 0 | 0 | 1 | 0 | 2 | E | 9 | 0 | E | 9 | -1.7 | E | 9 | -13.3 | E | 9 | 36 | A | 7 | 824 | E | 9 | 220 | E | 9 | 5.7 | E | 9 | 6400 | C | 8 | 77777 | E | 9 | 0.4 | E | 8 | 0.044 | F | 8 | 0.22 | F | 8 | 0 | 1 | D | 9 | 45 | C | 8
1995-01-03 | 5:00 | 0 | 0 | 0 | 1 | 0 | 0 | 1 | 0 | 0 | 1 | 0 | 0 | 1 | 0 | 0 | 1 | 0 | 0 | 1 | 0 | 0 | 1 | 0 | 3 | E | 9 | 0 | E | 9 | -1.7 | E | 9 | -13.3 | E | 9 | 36 | A | 7 | 828 | E | 9 | 230 | E | 9 | 6.2 | E | 9 | 6400 | C | 8 | 77777 | E | 9 | 0.4 | E | 8 | 0.044 | F | 8 | 0.22 | F | 8 | 0 | 1 | D | 9 | 45 | C | 8
1995-01-03 | 6:00 | 0 | 0 | 0 | 1 | 0 | 0 | 1 | 0 | 0 | 1 | 0 | 0 | 1 | 0 | 0 | 1 | 0 | 0 | 1 | 0 | 0 | 1 | 0 | 5 | E | 9 | 2 | E | 9 | -1.1 | E | 9 | -13.9 | E | 9 | 33 | A | 7 | 826 | E | 9 | 210 | E | 9 | 7.2 | E | 9 | 6400 | C | 8 | 77777 | E | 9 | 0.4 | E | 8 | 0.044 | F | 8 | 0.22 | F | 8 | 0 | 1 | D | 9 | 45 | C | 8
1995-01-03 | 7:00 | 0 | 0 | 0 | 1 | 0 | 0 | 1 | 0 | 0 | 1 | 0 | 0 | 1 | 0 | 0 | 1 | 0 | 0 | 1 | 0 | 0 | 1 | 0 | 8 | E | 9 | 6 | E | 9 | -1.1 | E | 9 | -13.3 | E | 9 | 35 | A | 7 | 827 | E | 9 | 240 | E | 9 | 5.7 | E | 9 | 6400 | C | 8 | 7620 | E | 9 | 0.4 | E | 8 | 0.044 | F | 8 | 0.22 | F | 8 | 0 | 1 | D | 9 | 45 | C | 8
1995-01-03 | 8:00 | 44 | 908 | 14 | 1 | 17 | 24 | 1 | 21 | 12 | 1 | 17 | 15 | 1 | 17 | 10 | 1 | 21 | 15 | 1 | 17 | 25 | 1 | 32 | 7 | E | 9 | 5 | E | 9 | -0.6 | E | 9 | -12.8 | E | 9 | 35 | A | 7 | 828 | E | 9 | 250 | E | 9 | 6.7 | E | 9 | 6400 | C | 8 | 7620 | E | 9 | 0.4 | E | 8 | 0.044 | F | 8 | 0.22 | F | 8 | 0 | 1 | D | 9 | 45 | C | 8
1995-01-03 | 9:00 | 248 | 1415 | 79 | 1 | 17 | 146 | 1 | 21 | 53 | 1 | 17 | 84 | 1 | 17 | 102 | 1 | 21 | 66 | 1 | 17 | 97 | 1 | 32 | 8 | E | 9 | 5 | E | 9 | 3.3 | E | 9 | -13.3 | E | 9 | 25 | A | 7 | 830 | E | 9 | 210 | E | 9 | 4.6 | E | 9 | 6400 | C | 8 | 7010 | E | 9 | 0.3 | E | 8 | 0.044 | F | 8 | 0.22 | F | 8 | 0 | 1 | D | 9 | 45 | C | 8
1995-01-03 | 10:00 | 434 | 1415 | 192 | 1 | 17 | 256 | 1 | 21 | 113 | 1 | 17 | 204 | 1 | 17 | 233 | 1 | 21 | 132 | 1 | 17 | 224 | 1 | 32 | 7 | E | 9 | 6 | E | 9 | 5.6 | E | 9 | -12.2 | E | 9 | 23 | A | 7 | 832 | E | 9 | 210 | E | 9 | 5.2 | E | 9 | 6400 | C | 8 | 7620 | E | 9 | 0.3 | E | 8 | 0.044 | F | 8 | 0.22 | F | 8 | 0 | 1 | D | 9 | 45 | C | 8
1995-01-03 | 11:00 | 567 | 1415 | 325 | 1 | 17 | 587 | 1 | 21 | 90 | 1 | 17 | 341 | 1 | 17 | 559 | 1 | 21 | 116 | 1 | 17 | 179 | 1 | 32 | 6 | E | 9 | 3 | E | 9 | 6.1 | E | 9 | -8.3 | E | 9 | 32 | A | 7 | 835 | E | 9 | 290 | E | 9 | 1.5 | E | 9 | 6400 | C | 8 | 77777 | E | 9 | 0.3 | E | 8 | 0.044 | F | 8 | 0.22 | F | 8 | 0 | 1 | D | 9 | 45 | C | 8
1995-01-03 | 12:00 | 638 | 1415 | 450 | 1 | 17 | 783 | 1 | 21 | 98 | 1 | 17 | 476 | 1 | 17 | 763 | 1 | 21 | 130 | 1 | 17 | 203 | 1 | 32 | 2 | E | 9 | 1 | E | 9 | 6.7 | E | 9 | -12.2 | E | 9 | 22 | A | 7 | 833 | E | 9 | 250 | E | 9 | 7.7 | E | 9 | 6400 | C | 8 | 77777 | E | 9 | 0.3 | E | 8 | 0.044 | F | 8 | 0.22 | F | 8 | 0 | 1 | D | 9 | 45 | C | 8
1995-01-03 | 13:00 | 641 | 1415 | 426 | 1 | 17 | 757 | 1 | 21 | 83 | 1 | 17 | 444 | 1 | 17 | 731 | 1 | 21 | 111 | 1 | 17 | 169 | 1 | 32 | 4 | E | 9 | 1 | E | 9 | 5.6 | E | 9 | -10 | E | 9 | 29 | A | 7 | 834 | E | 9 | 280 | E | 9 | 9.3 | E | 9 | 6400 | C | 8 | 77777 | E | 9 | 0.3 | E | 8 | 0.044 | F | 8 | 0.22 | F | 8 | 0 | 1 | D | 9 | 45 | C | 8
1995-01-03 | 14:00 | 577 | 1415 | 362 | 1 | 17 | 675 | 1 | 21 | 86 | 1 | 17 | 381 | 1 | 17 | 647 | 1 | 21 | 116 | 1 | 17 | 174 | 1 | 32 | 5 | E | 9 | 2 | E | 9 | 4.6 | E | 9 | -11.3 | E | 9 | 27 | A | 7 | 834 | E | 9 | 300 | E | 9 | 11.1 | E | 9 | 6400 | C | 8 | 77777 | E | 9 | 0.3 | E | 8 | 0.044 | F | 8 | 0.22 | F | 8 | 0 | 1 | D | 9 | 45 | C | 8
1995-01-03 | 15:00 | 450 | 1415 | 254 | 1 | 17 | 460 | 1 | 21 | 107 | 1 | 17 | 266 | 1 | 17 | 415 | 1 | 21 | 133 | 1 | 17 | 202 | 1 | 32 | 6 | E | 9 | 3 | E | 9 | 2.3 | E | 9 | -11.5 | E | 9 | 32 | A | 7 | 834 | E | 9 | 280 | E | 9 | 7.4 | E | 9 | 6400 | C | 8 | 77777 | E | 9 | 0.3 | E | 8 | 0.044 | F | 8 | 0.22 | F | 8 | 0 | 1 | D | 9 | 45 | C | 8
1995-01-03 | 16:00 | 270 | 1415 | 118 | 1 | 17 | 173 | 1 | 21 | 84 | 1 | 17 | 122 | 1 | 17 | 126 | 1 | 21 | 98 | 1 | 17 | 167 | 1 | 32 | 10 | E | 9 | 5 | E | 9 | -0.3 | E | 9 | -11.6 | E | 9 | 38 | A | 7 | 835 | E | 9 | 260 | E | 9 | 6.7 | E | 9 | 6400 | C | 8 | 77777 | E | 9 | 0.3 | E | 8 | 0.044 | F | 8 | 0.22 | F | 8 | 0 | 1 | D | 9 | 45 | C | 8
1995-01-03 | 17:00 | 60 | 1049 | 22 | 1 | 17 | 15 | 1 | 21 | 21 | 1 | 17 | 24 | 1 | 17 | 8 | 1 | 21 | 24 | 1 | 17 | 50 | 1 | 32 | 10 | E | 9 | 5 | E | 9 | -3 | E | 9 | -12.9 | E | 9 | 42 | A | 7 | 836 | E | 9 | 230 | E | 9 | 4.6 | E | 9 | 6400 | C | 8 | 77777 | E | 9 | 0.3 | E | 8 | 0.044 | F | 8 | 0.22 | F | 8 | 0 | 1 | D | 9 | 45 | C | 8
1995-01-03 | 18:00 | 0 | 0 | 0 | 1 | 0 | 0 | 1 | 0 | 0 | 1 | 0 | 0 | 1 | 0 | 0 | 1 | 0 | 0 | 1 | 0 | 0 | 1 | 0 | 10 | E | 9 | 5 | E | 9 | -5.8 | E | 9 | -12 | E | 9 | 58 | A | 7 | 835 | E | 9 | 240 | E | 9 | 2.8 | E | 9 | 6400 | C | 8 | 77777 | E | 9 | 0.3 | E | 8 | 0.044 | F | 8 | 0.22 | F | 8 | 0 | 1 | D | 9 | 45 | C | 8
1995-01-03 | 19:00 | 0 | 0 | 0 | 1 | 0 | 0 | 1 | 0 | 0 | 1 | 0 | 0 | 1 | 0 | 0 | 1 | 0 | 0 | 1 | 0 | 0 | 1 | 0 | 10 | E | 9 | 6 | E | 9 | -5.6 | E | 9 | -13.8 | E | 9 | 48 | A | 7 | 835 | E | 9 | 230 | E | 9 | 1.6 | E | 9 | 6400 | C | 8 | 6096 | E | 9 | 0.3 | E | 8 | 0.044 | F | 8 | 0.22 | F | 8 | 0 | 1 | D | 9 | 45 | C | 8
1995-01-03 | 20:00 | 0 | 0 | 0 | 1 | 0 | 0 | 1 | 0 | 0 | 1 | 0 | 0 | 1 | 0 | 0 | 1 | 0 | 0 | 1 | 0 | 0 | 1 | 0 | 10 | E | 9 | 6 | E | 9 | -7.2 | E | 9 | -12.3 | E | 9 | 64 | A | 7 | 835 | E | 9 | 200 | E | 9 | 0.4 | E | 9 | 6400 | C | 8 | 6096 | E | 9 | 0.3 | E | 8 | 0.044 | F | 8 | 0.22 | F | 8 | 0 | 1 | D | 9 | 45 | C | 8
1995-01-03 | 21:00 | 0 | 0 | 0 | 1 | 0 | 0 | 1 | 0 | 0 | 1 | 0 | 0 | 1 | 0 | 0 | 1 | 0 | 0 | 1 | 0 | 0 | 1 | 0 | 10 | E | 9 | 6 | E | 9 | -8.8 | E | 9 | -13.6 | E | 9 | 65 | A | 7 | 832 | E | 9 | 220 | E | 9 | 0.8 | E | 9 | 6400 | C | 8 | 5486 | E | 9 | 0.3 | E | 8 | 0.044 | F | 8 | 0.22 | F | 8 | 0 | 1 | D | 9 | 45 | C | 8
1995-01-03 | 22:00 | 0 | 0 | 0 | 1 | 0 | 0 | 1 | 0 | 0 | 1 | 0 | 0 | 1 | 0 | 0 | 1 | 0 | 0 | 1 | 0 | 0 | 1 | 0 | 10 | E | 9 | 6 | E | 9 | -9.9 | E | 9 | -14.4 | E | 9 | 67 | A | 7 | 833 | E | 9 | 210 | E | 9 | 1.6 | E | 9 | 6400 | C | 8 | 5486 | E | 9 | 0.3 | E | 8 | 0.044 | F | 8 | 0.22 | F | 8 | 0 | 1 | D | 9 | 45 | C | 8
1995-01-03 | 23:00 | 0 | 0 | 0 | 1 | 0 | 0 | 1 | 0 | 0 | 1 | 0 | 0 | 1 | 0 | 0 | 1 | 0 | 0 | 1 | 0 | 0 | 1 | 0 | 10 | E | 9 | 6 | E | 9 | -11.4 | E | 9 | -15.1 | E | 9 | 71 | A | 7 | 836 | E | 9 | 170 | E | 9 | 1.5 | E | 9 | 6400 | C | 8 | 4572 | E | 9 | 0.3 | E | 8 | 0.044 | F | 8 | 0.22 | F | 8 | 0 | 1 | D | 9 | 45 | C | 8
1995-01-03 | 24:00 | 0 | 0 | 0 | 1 | 0 | 0 | 1 | 0 | 0 | 1 | 0 | 0 | 1 | 0 | 0 | 1 | 0 | 0 | 1 | 0 | 0 | 1 | 0 | 10 | E | 9 | 10 | E | 9 | -12.4 | E | 9 | -14.7 | E | 9 | 81 | A | 7 | 832 | E | 9 | 200 | E | 9 | 1.8 | E | 9 | 6400 | C | 8 | 4572 | E | 9 | 0.3 | E | 8 | 0.044 | F | 8 | 0.22 | F | 8 | 0 | 1 | D | 9 | 45 | C | 8
1995-01-04 | 1:00 | 0 | 0 | 0 | 1 | 0 | 0 | 1 | 0 | 0 | 1 | 0 | 0 | 1 | 0 | 0 | 1 | 0 | 0 | 1 | 0 | 0 | 1 | 0 | 10 | E | 9 | 10 | E | 9 | -13.5 | E | 9 | -14.9 | E | 9 | 88 | A | 7 | 832 | E | 9 | 270 | E | 9 | 0.2 | E | 9 | 6400 | C | 8 | 3658 | E | 9 | 0.3 | E | 8 | 0.044 | F | 8 | 0.22 | F | 8 | 0 | 1 | D | 9 | 45 | C | 8
1995-01-04 | 2:00 | 0 | 0 | 0 | 1 | 0 | 0 | 1 | 0 | 0 | 1 | 0 | 0 | 1 | 0 | 0 | 1 | 0 | 0 | 1 | 0 | 0 | 1 | 0 | 10 | E | 9 | 10 | E | 9 | -16.2 | A | 7 | -17.3 | A | 7 | 90 | A | 7 | 832 | A | 7 | 0 | A | 7 | 0 | A | 7 | 6400 | B | 7 | 3353 | E | 9 | 0.3 | E | 8 | 0.044 | F | 8 | 0.22 | F | 8 | 0 | 1 | D | 9 | 45 | C | 8
1995-01-04 | 3:00 | 0 | 0 | 0 | 1 | 0 | 0 | 1 | 0 | 0 | 1 | 0 | 0 | 1 | 0 | 0 | 1 | 0 | 0 | 1 | 0 | 0 | 1 | 0 | 10 | E | 9 | 9 | E | 9 | -16.2 | A | 7 | -17.8 | A | 7 | 86 | A | 7 | 832 | A | 7 | 170 | A | 7 | 1.5 | A | 7 | 8000 | B | 7 | 6706 | E | 9 | 0.3 | E | 8 | 0.044 | F | 8 | 0.22 | F | 8 | 0 | 1 | D | 9 | 45 | C | 8
1995-01-04 | 4:00 | 0 | 0 | 0 | 1 | 0 | 0 | 1 | 0 | 0 | 1 | 0 | 0 | 1 | 0 | 0 | 1 | 0 | 0 | 1 | 0 | 0 | 1 | 0 | 4 | E | 9 | 3 | E | 9 | -14.7 | E | 9 | -16.9 | E | 9 | 82 | A | 7 | 832 | E | 9 | 130 | E | 9 | 2.6 | E | 9 | 8014 | C | 8 | 77777 | E | 9 | 0.3 | E | 8 | 0.044 | F | 8 | 0.22 | F | 8 | 0 | 1 | D | 9 | 45 | C | 8
1995-01-04 | 5:00 | 0 | 0 | 0 | 1 | 0 | 0 | 1 | 0 | 0 | 1 | 0 | 0 | 1 | 0 | 0 | 1 | 0 | 0 | 1 | 0 | 0 | 1 | 0 | 4 | E | 9 | 2 | E | 9 | -14.2 | E | 9 | -16.6 | E | 9 | 80 | A | 7 | 836 | E | 9 | 150 | E | 9 | 1.5 | E | 9 | 8028 | C | 8 | 77777 | E | 9 | 0.3 | E | 8 | 0.044 | F | 8 | 0.22 | F | 8 | 0 | 1 | D | 9 | 45 | C | 8
1995-01-04 | 6:00 | 0 | 0 | 0 | 1 | 0 | 0 | 1 | 0 | 0 | 1 | 0 | 0 | 1 | 0 | 0 | 1 | 0 | 0 | 1 | 0 | 0 | 1 | 0 | 0 | E | 9 | 0 | E | 9 | -13.3 | E | 9 | -16.3 | E | 9 | 76 | A | 7 | 834 | E | 9 | 130 | E | 9 | 1.5 | E | 9 | 8043 | C | 8 | 77777 | E | 9 | 0.3 | E | 8 | 0.044 | F | 8 | 0.22 | F | 8 | 0 | 1 | D | 9 | 45 | C | 8
1995-01-04 | 7:00 | 0 | 0 | 0 | 1 | 0 | 0 | 1 | 0 | 0 | 1 | 0 | 0 | 1 | 0 | 0 | 1 | 0 | 0 | 1 | 0 | 0 | 1 | 0 | 0 | E | 9 | 0 | E | 9 | -11.8 | E | 9 | -16.5 | E | 9 | 65 | A | 7 | 834 | E | 9 | 0 | E | 9 | 0 | E | 9 | 8057 | C | 8 | 77777 | E | 9 | 0.3 | E | 8 | 0.044 | F | 8 | 0.22 | F | 8 | 0 | 1 | D | 9 | 45 | C | 8
1995-01-04 | 8:00 | 44 | 908 | 14 | 1 | 17 | 139 | 1 | 21 | 7 | 1 | 17 | 16 | 1 | 17 | 73 | 1 | 21 | 12 | 1 | 17 | 17 | 1 | 32 | 1 | E | 9 | 1 | E | 9 | -9.1 | E | 9 | -14 | E | 9 | 64 | A | 7 | 833 | E | 9 | 0 | E | 9 | 0 | E | 9 | 8072 | C | 8 | 77777 | E | 9 | 0.3 | E | 8 | 0.044 | F | 8 | 0.22 | F | 8 | 0 | 1 | D | 9 | 45 | C | 8
1995-01-04 | 9:00 | 248 | 1415 | 59 | 1 | 17 | 156 | 1 | 21 | 32 | 1 | 17 | 66 | 1 | 17 | 111 | 1 | 21 | 46 | 1 | 17 | 55 | 1 | 32 | 7 | E | 9 | 6 | E | 9 | -5.9 | E | 9 | -12.5 | E | 9 | 56 | A | 7 | 837 | E | 9 | 0 | E | 9 | 0 | E | 9 | 8086 | C | 8 | 7620 | E | 9 | 0.3 | E | 8 | 0.044 | F | 8 | 0.22 | F | 8 | 0 | 1 | D | 9 | 45 | C | 8
1995-01-04 | 10:00 | 435 | 1415 | 127 | 1 | 17 | 148 | 1 | 21 | 81 | 1 | 17 | 138 | 1 | 17 | 135 | 1 | 21 | 96 | 1 | 17 | 151 | 1 | 32 | 10 | E | 9 | 9 | E | 9 | -0.5 | E | 9 | -10.5 | E | 9 | 42 | A | 7 | 837 | E | 9 | 180 | E | 9 | 1.5 | E | 9 | 8101 | C | 8 | 3658 | E | 9 | 0.3 | E | 8 | 0.044 | F | 8 | 0.22 | F | 8 | 0 | 1 | D | 9 | 45 | C | 8
1995-01-04 | 11:00 | 568 | 1415 | 152 | 1 | 17 | 0 | 1 | 21 | 152 | 1 | 17 | 172 | 1 | 17 | 0 | 1 | 21 | 172 | 1 | 17 | 581 | 1 | 32 | 10 | E | 9 | 10 | E | 9 | 3.3 | E | 9 | -9.1 | E | 9 | 36 | A | 7 | 835 | E | 9 | 210 | E | 9 | 2.1 | E | 9 | 8115 | C | 8 | 4267 | E | 9 | 0.3 | E | 8 | 0.044 | F | 8 | 0.22 | F | 8 | 0 | 1 | D | 9 | 45 | C | 8
1995-01-04 | 12:00 | 640 | 1415 | 174 | 1 | 17 | 0 | 1 | 21 | 174 | 1 | 17 | 198 | 1 | 17 | 0 | 1 | 21 | 198 | 1 | 17 | 681 | 1 | 32 | 10 | E | 9 | 10 | E | 9 | 3.8 | E | 9 | -8.3 | E | 9 | 38 | A | 7 | 836 | E | 9 | 0 | E | 9 | 0 | E | 9 | 8130 | C | 8 | 4267 | E | 9 | 0.3 | E | 8 | 0.044 | F | 8 | 0.22 | F | 8 | 0 | 1 | D | 9 | 45 | C | 8
1995-01-04 | 13:00 | 644 | 1415 | 140 | 1 | 17 | 0 | 1 | 21 | 140 | 1 | 17 | 162 | 1 | 17 | 0 | 1 | 21 | 162 | 1 | 17 | 585 | 1 | 32 | 10 | E | 9 | 10 | E | 9 | 8 | E | 9 | -6.8 | E | 9 | 32 | A | 7 | 836 | E | 9 | 350 | E | 9 | 3.6 | E | 9 | 8144 | C | 8 | 2438 | E | 9 | 0.3 | E | 8 | 0.044 | F | 8 | 0.22 | F | 8 | 0 | 1 | D | 9 | 45 | C | 8
1995-01-04 | 14:00 | 580 | 1415 | 125 | 1 | 17 | 0 | 1 | 21 | 125 | 1 | 17 | 144 | 1 | 17 | 0 | 1 | 21 | 144 | 1 | 17 | 511 | 1 | 32 | 10 | E | 9 | 10 | E | 9 | 9.6 | E | 9 | -5.9 | E | 9 | 31 | A | 7 | 835 | E | 9 | 10 | E | 9 | 4.1 | E | 9 | 8159 | C | 8 | 2438 | E | 9 | 0.4 | E | 8 | 0.044 | F | 8 | 0.22 | F | 8 | 0 | 1 | D | 9 | 45 | C | 8
1995-01-04 | 15:00 | 454 | 1415 | 105 | 1 | 17 | 53 | 1 | 21 | 88 | 1 | 17 | 116 | 1 | 17 | 48 | 1 | 21 | 100 | 1 | 17 | 251 | 1 | 32 | 9 | E | 9 | 9 | E | 9 | 11.1 | E | 9 | -5.6 | E | 9 | 29 | A | 7 | 835 | E | 9 | 360 | E | 9 | 3.6 | E | 9 | 8173 | C | 8 | 1981 | E | 9 | 0.4 | E | 8 | 0.044 | F | 8 | 0.22 | F | 8 | 0 | 1 | D | 9 | 45 | C | 8
1995-01-04 | 16:00 | 273 | 1415 | 44 | 1 | 17 | 59 | 1 | 21 | 33 | 1 | 17 | 51 | 1 | 17 | 46 | 1 | 21 | 42 | 1 | 17 | 71 | 1 | 32 | 10 | E | 9 | 8 | E | 9 | 10 | E | 9 | -5.6 | E | 9 | 31 | A | 7 | 833 | E | 9 | 300 | E | 9 | 7.2 | E | 9 | 8188 | C | 8 | 4267 | E | 9 | 0.4 | E | 8 | 0.044 | F | 8 | 0.22 | F | 8 | 0 | 1 | D | 9 | 45 | C | 8
1995-01-04 | 17:00 | 63 | 1073 | 20 | 1 | 17 | 53 | 1 | 21 | 17 | 1 | 17 | 22 | 1 | 17 | 18 | 1 | 21 | 21 | 1 | 17 | 29 | 1 | 32 | 9 | E | 9 | 7 | E | 9 | 7.2 | E | 9 | -4.4 | E | 9 | 42 | A | 7 | 830 | E | 9 | 0 | E | 9 | 0 | E | 9 | 8202 | C | 8 | 4267 | E | 9 | 0.4 | E | 8 | 0.044 | F | 8 | 0.22 | F | 8 | 0 | 1 | D | 9 | 45 | C | 8
1995-01-04 | 18:00 | 0 | 0 | 0 | 1 | 0 | 0 | 1 | 0 | 0 | 1 | 0 | 0 | 1 | 0 | 0 | 1 | 0 | 0 | 1 | 0 | 0 | 1 | 0 | 8 | E | 9 | 8 | E | 9 | 7.2 | E | 9 | -5 | E | 9 | 40 | A | 7 | 830 | E | 9 | 80 | E | 9 | 3.1 | E | 9 | 8216 | C | 8 | 7315 | E | 9 | 0.4 | E | 8 | 0.044 | F | 8 | 0.22 | F | 8 | 0 | 1 | D | 9 | 45 | C | 8
1995-01-04 | 19:00 | 0 | 0 | 0 | 1 | 0 | 0 | 1 | 0 | 0 | 1 | 0 | 0 | 1 | 0 | 0 | 1 | 0 | 0 | 1 | 0 | 0 | 1 | 0 | 7 | E | 9 | 5 | E | 9 | 6.1 | E | 9 | -6.7 | E | 9 | 37 | A | 7 | 830 | E | 9 | 180 | E | 9 | 3.6 | E | 9 | 8231 | C | 8 | 7315 | E | 9 | 0.4 | E | 8 | 0.044 | F | 8 | 0.22 | F | 8 | 0 | 1 | D | 9 | 45 | C | 8
1995-01-04 | 20:00 | 0 | 0 | 0 | 1 | 0 | 0 | 1 | 0 | 0 | 1 | 0 | 0 | 1 | 0 | 0 | 1 | 0 | 0 | 1 | 0 | 0 | 1 | 0 | 4 | E | 9 | 4 | E | 9 | 7.2 | E | 9 | -8.9 | E | 9 | 28 | A | 7 | 829 | E | 9 | 210 | E | 9 | 2.6 | E | 9 | 8245 | C | 8 | 77777 | E | 9 | 0.4 | E | 8 | 0.044 | F | 8 | 0.22 | F | 8 | 0 | 1 | D | 9 | 45 | C | 8
1995-01-04 | 21:00 | 0 | 0 | 0 | 1 | 0 | 0 | 1 | 0 | 0 | 1 | 0 | 0 | 1 | 0 | 0 | 1 | 0 | 0 | 1 | 0 | 0 | 1 | 0 | 5 | E | 9 | 5 | E | 9 | 6.1 | E | 9 | -9.4 | E | 9 | 29 | A | 7 | 829 | E | 9 | 180 | E | 9 | 4.1 | E | 9 | 8260 | C | 8 | 77777 | E | 9 | 0.4 | E | 8 | 0.044 | F | 8 | 0.22 | F | 8 | 0 | 1 | D | 9 | 45 | C | 8
1995-01-04 | 22:00 | 0 | 0 | 0 | 1 | 0 | 0 | 1 | 0 | 0 | 1 | 0 | 0 | 1 | 0 | 0 | 1 | 0 | 0 | 1 | 0 | 0 | 1 | 0 | 3 | E | 9 | 3 | E | 9 | 5.6 | E | 9 | -10 | E | 9 | 29 | A | 7 | 827 | E | 9 | 160 | E | 9 | 3.1 | E | 9 | 8274 | C | 8 | 77777 | E | 9 | 0.4 | E | 8 | 0.044 | F | 8 | 0.22 | F | 8 | 0 | 1 | D | 9 | 45 | C | 8
1995-01-04 | 23:00 | 0 | 0 | 0 | 1 | 0 | 0 | 1 | 0 | 0 | 1 | 0 | 0 | 1 | 0 | 0 | 1 | 0 | 0 | 1 | 0 | 0 | 1 | 0 | 2 | E | 9 | 2 | E | 9 | 5 | E | 9 | -9.4 | E | 9 | 31 | A | 7 | 826 | E | 9 | 250 | E | 9 | 3.1 | E | 9 | 8289 | C | 8 | 77777 | E | 9 | 0.4 | E | 8 | 0.044 | F | 8 | 0.22 | F | 8 | 0 | 1 | D | 9 | 45 | C | 8
1995-01-04 | 24:00 | 0 | 0 | 0 | 1 | 0 | 0 | 1 | 0 | 0 | 1 | 0 | 0 | 1 | 0 | 0 | 1 | 0 | 0 | 1 | 0 | 0 | 1 | 0 | 0 | E | 9 | 0 | E | 9 | 10 | E | 9 | -10 | E | 9 | 21 | A | 7 | 826 | E | 9 | 210 | E | 9 | 6.7 | E | 9 | 8303 | C | 8 | 77777 | E | 9 | 0.5 | E | 8 | 0.044 | F | 8 | 0.22 | F | 8 | 0 | 1 | D | 9 | 45 | C | 8
1995-01-05 | 1:00 | 0 | 0 | 0 | 1 | 0 | 0 | 1 | 0 | 0 | 1 | 0 | 0 | 1 | 0 | 0 | 1 | 0 | 0 | 1 | 0 | 0 | 1 | 0 | 0 | E | 9 | 0 | E | 9 | 5 | E | 9 | -9.4 | E | 9 | 31 | A | 7 | 824 | E | 9 | 210 | E | 9 | 4.6 | E | 9 | 8318 | C | 8 | 77777 | E | 9 | 0.5 | E | 8 | 0.044 | F | 8 | 0.22 | F | 8 | 0 | 1 | D | 9 | 45 | C | 8
1995-01-05 | 2:00 | 0 | 0 | 0 | 1 | 0 | 0 | 1 | 0 | 0 | 1 | 0 | 0 | 1 | 0 | 0 | 1 | 0 | 0 | 1 | 0 | 0 | 1 | 0 | 0 | E | 9 | 0 | E | 9 | 10.6 | E | 9 | -7.8 | E | 9 | 25 | A | 7 | 824 | E | 9 | 220 | E | 9 | 6.2 | E | 9 | 8332 | C | 8 | 77777 | E | 9 | 0.5 | E | 8 | 0.044 | F | 8 | 0.22 | F | 8 | 0 | 1 | D | 9 | 45 | C | 8
1995-01-05 | 3:00 | 0 | 0 | 0 | 1 | 0 | 0 | 1 | 0 | 0 | 1 | 0 | 0 | 1 | 0 | 0 | 1 | 0 | 0 | 1 | 0 | 0 | 1 | 0 | 0 | E | 9 | 0 | E | 9 | 11.1 | E | 9 | -7.2 | E | 9 | 25 | A | 7 | 824 | E | 9 | 230 | E | 9 | 6.7 | E | 9 | 8347 | C | 8 | 77777 | E | 9 | 0.5 | E | 8 | 0.044 | F | 8 | 0.22 | F | 8 | 0 | 1 | D | 9 | 45 | C | 8
1995-01-05 | 4:00 | 0 | 0 | 0 | 1 | 0 | 0 | 1 | 0 | 0 | 1 | 0 | 0 | 1 | 0 | 0 | 1 | 0 | 0 | 1 | 0 | 0 | 1 | 0 | 0 | E | 9 | 0 | E | 9 | 9.4 | E | 9 | -7.2 | E | 9 | 28 | A | 7 | 826 | E | 9 | 230 | E | 9 | 5.2 | E | 9 | 8361 | C | 8 | 77777 | E | 9 | 0.5 | E | 8 | 0.044 | F | 8 | 0.22 | F | 8 | 0 | 1 | D | 9 | 45 | C | 8
1995-01-05 | 5:00 | 0 | 0 | 0 | 1 | 0 | 0 | 1 | 0 | 0 | 1 | 0 | 0 | 1 | 0 | 0 | 1 | 0 | 0 | 1 | 0 | 0 | 1 | 0 | 0 | E | 9 | 0 | E | 9 | 9.4 | E | 9 | -7.2 | E | 9 | 28 | A | 7 | 828 | E | 9 | 260 | E | 9 | 3.6 | E | 9 | 8376 | C | 8 | 77777 | E | 9 | 0.5 | E | 8 | 0.044 | F | 8 | 0.22 | F | 8 | 0 | 1 | D | 9 | 45 | C | 8
1995-01-05 | 6:00 | 0 | 0 | 0 | 1 | 0 | 0 | 1 | 0 | 0 | 1 | 0 | 0 | 1 | 0 | 0 | 1 | 0 | 0 | 1 | 0 | 0 | 1 | 0 | 0 | E | 9 | 0 | E | 9 | 9.4 | E | 9 | -6.7 | E | 9 | 29 | A | 7 | 827 | E | 9 | 210 | E | 9 | 4.6 | E | 9 | 8390 | C | 8 | 77777 | E | 9 | 0.5 | E | 8 | 0.044 | F | 8 | 0.22 | F | 8 | 0 | 1 | D | 9 | 45 | C | 8
1995-01-05 | 7:00 | 0 | 0 | 0 | 1 | 0 | 0 | 1 | 0 | 0 | 1 | 0 | 0 | 1 | 0 | 0 | 1 | 0 | 0 | 1 | 0 | 0 | 1 | 0 | 0 | E | 9 | 0 | E | 9 | 5 | E | 9 | -6.1 | E | 9 | 42 | A | 7 | 828 | E | 9 | 300 | E | 9 | 4.6 | E | 9 | 8405 | C | 8 | 77777 | E | 9 | 0.5 | E | 8 | 0.044 | F | 8 | 0.22 | F | 8 | 0 | 1 | D | 9 | 45 | C | 8
1995-01-05 | 8:00 | 44 | 908 | 16 | 1 | 17 | 174 | 1 | 21 | 7 | 1 | 17 | 18 | 1 | 17 | 99 | 1 | 21 | 12 | 1 | 17 | 21 | 1 | 32 | 0 | E | 9 | 0 | E | 9 | 10 | E | 9 | -5 | E | 9 | 33 | A | 7 | 828 | E | 9 | 360 | E | 9 | 1.5 | E | 9 | 8419 | C | 8 | 77777 | E | 9 | 0.5 | E | 8 | 0.044 | F | 8 | 0.22 | F | 8 | 0 | 1 | D | 9 | 45 | C | 8
1995-01-05 | 9:00 | 249 | 1415 | 142 | 1 | 17 | 630 | 1 | 21 | 31 | 1 | 17 | 150 | 1 | 17 | 495 | 1 | 21 | 63 | 1 | 17 | 65 | 1 | 32 | 0 | E | 9 | 0 | E | 9 | 8.9 | E | 9 | -5 | E | 9 | 35 | A | 7 | 829 | E | 9 | 50 | E | 9 | 4.1 | E | 9 | 8433 | C | 8 | 77777 | E | 9 | 0.5 | E | 8 | 0.044 | F | 8 | 0.22 | F | 8 | 0 | 1 | D | 9 | 45 | C | 8
1995-01-05 | 10:00 | 436 | 1415 | 292 | 1 | 17 | 810 | 1 | 21 | 43 | 1 | 17 | 310 | 1 | 17 | 733 | 1 | 21 | 83 | 1 | 17 | 100 | 1 | 32 | 0 | E | 9 | 0 | E | 9 | 12.8 | E | 9 | -5.6 | E | 9 | 26 | A | 7 | 830 | E | 9 | 360 | E | 9 | 4.6 | E | 9 | 8448 | C | 8 | 77777 | E | 9 | 0.5 | E | 8 | 0.044 | F | 8 | 0.22 | F | 8 | 0 | 1 | D | 9 | 45 | C | 8
1995-01-05 | 11:00 | 570 | 1415 | 381 | 1 | 17 | 787 | 1 | 21 | 64 | 1 | 17 | 402 | 1 | 17 | 751 | 1 | 21 | 98 | 1 | 17 | 136 | 1 | 32 | 3 | E | 9 | 1 | E | 9 | 12.8 | E | 9 | -6.7 | E | 9 | 23 | A | 7 | 829 | E | 9 | 40 | E | 9 | 5.7 | E | 9 | 8462 | C | 8 | 77777 | E | 9 | 0.5 | E | 8 | 0.044 | F | 8 | 0.22 | F | 8 | 0 | 1 | D | 9 | 45 | C | 8
1995-01-05 | 12:00 | 642 | 1415 | 465 | 1 | 17 | 894 | 1 | 21 | 60 | 1 | 17 | 491 | 1 | 17 | 862 | 1 | 21 | 98 | 1 | 17 | 139 | 1 | 32 | 2 | E | 9 | 1 | E | 9 | 15 | E | 9 | -6.7 | E | 9 | 20 | A | 7 | 830 | E | 9 | 30 | E | 9 | 5.1 | E | 9 | 8477 | C | 8 | 77777 | E | 9 | 0.5 | E | 8 | 0.044 | F | 8 | 0.22 | F | 8 | 0 | 1 | D | 9 | 45 | C | 8
1995-01-05 | 13:00 | 646 | 1415 | 450 | 1 | 17 | 832 | 1 | 21 | 69 | 1 | 17 | 478 | 1 | 17 | 811 | 1 | 21 | 106 | 1 | 17 | 152 | 1 | 32 | 3 | E | 9 | 1 | E | 9 | 14.4 | E | 9 | -7.2 | E | 9 | 20 | A | 7 | 830 | E | 9 | 30 | E | 9 | 4.1 | E | 9 | 8491 | C | 8 | 77777 | E | 9 | 0.5 | E | 8 | 0.044 | F | 8 | 0.22 | F | 8 | 0 | 1 | D | 9 | 45 | C | 8
1995-01-05 | 14:00 | 583 | 1415 | 394 | 1 | 17 | 790 | 1 | 21 | 68 | 1 | 17 | 414 | 1 | 17 | 756 | 1 | 21 | 101 | 1 | 17 | 143 | 1 | 32 | 2 | E | 9 | 1 | E | 9 | 12.8 | E | 9 | -6.7 | E | 9 | 23 | A | 7 | 831 | E | 9 | 50 | E | 9 | 3.1 | E | 9 | 8506 | C | 8 | 77777 | E | 9 | 0.5 | E | 8 | 0.044 | F | 8 | 0.22 | F | 8 | 0 | 1 | D | 9 | 45 | C | 8
1995-01-05 | 15:00 | 457 | 1415 | 239 | 1 | 17 | 526 | 1 | 21 | 68 | 1 | 17 | 250 | 1 | 17 | 477 | 1 | 21 | 95 | 1 | 17 | 131 | 1 | 32 | 3 | E | 9 | 1 | E | 9 | 10 | E | 9 | -3.9 | E | 9 | 36 | A | 7 | 831 | E | 9 | 70 | E | 9 | 2.6 | E | 9 | 8520 | C | 8 | 77777 | E | 9 | 0.5 | E | 8 | 0.044 | F | 8 | 0.22 | F | 8 | 0 | 1 | D | 9 | 45 | C | 8
1995-01-05 | 16:00 | 277 | 1415 | 126 | 1 | 17 | 438 | 1 | 21 | 40 | 1 | 17 | 132 | 1 | 17 | 337 | 1 | 21 | 65 | 1 | 17 | 75 | 1 | 32 | 2 | E | 9 | 1 | E | 9 | 8.3 | E | 9 | -4.4 | E | 9 | 39 | A | 7 | 831 | E | 9 | 100 | E | 9 | 2.1 | E | 9 | 8535 | C | 8 | 77777 | E | 9 | 0.5 | E | 8 | 0.044 | F | 8 | 0.22 | F | 8 | 0 | 1 | D | 9 | 45 | C | 8
1995-01-05 | 17:00 | 66 | 1097 | 24 | 1 | 17 | 126 | 1 | 21 | 17 | 1 | 17 | 27 | 1 | 17 | 50 | 1 | 21 | 24 | 1 | 17 | 30 | 1 | 32 | 5 | E | 9 | 3 | E | 9 | 5.6 | E | 9 | -3.3 | E | 9 | 51 | A | 7 | 831 | E | 9 | 160 | E | 9 | 2.6 | E | 9 | 8549 | C | 8 | 77777 | E | 9 | 0.5 | E | 8 | 0.044 | F | 8 | 0.22 | F | 8 | 0 | 1 | D | 9 | 45 | C | 8
1995-01-05 | 18:00 | 0 | 0 | 0 | 1 | 0 | 0 | 1 | 0 | 0 | 1 | 0 | 0 | 1 | 0 | 0 | 1 | 0 | 0 | 1 | 0 | 0 | 1 | 0 | 4 | E | 9 | 2 | E | 9 | 5.6 | E | 9 | -9.4 | E | 9 | 30 | A | 7 | 831 | E | 9 | 170 | E | 9 | 2.6 | E | 9 | 8564 | C | 8 | 77777 | E | 9 | 0.5 | E | 8 | 0.044 | F | 8 | 0.22 | F | 8 | 0 | 1 | D | 9 | 45 | C | 8
1995-01-05 | 19:00 | 0 | 0 | 0 | 1 | 0 | 0 | 1 | 0 | 0 | 1 | 0 | 0 | 1 | 0 | 0 | 1 | 0 | 0 | 1 | 0 | 0 | 1 | 0 | 3 | E | 9 | 3 | E | 9 | 3.9 | E | 9 | -10 | E | 9 | 32 | A | 7 | 832 | E | 9 | 170 | E | 9 | 4.1 | E | 9 | 8578 | C | 8 | 77777 | E | 9 | 0.5 | E | 8 | 0.044 | F | 8 | 0.22 | F | 8 | 0 | 1 | D | 9 | 45 | C | 8
1995-01-05 | 20:00 | 0 | 0 | 0 | 1 | 0 | 0 | 1 | 0 | 0 | 1 | 0 | 0 | 1 | 0 | 0 | 1 | 0 | 0 | 1 | 0 | 0 | 1 | 0 | 2 | E | 9 | 2 | E | 9 | 3.3 | E | 9 | -9.4 | E | 9 | 35 | A | 7 | 832 | E | 9 | 160 | E | 9 | 4.1 | E | 9 | 8593 | C | 8 | 77777 | E | 9 | 0.5 | E | 8 | 0.044 | F | 8 | 0.22 | F | 8 | 0 | 1 | D | 9 | 45 | C | 8
1995-01-05 | 21:00 | 0 | 0 | 0 | 1 | 0 | 0 | 1 | 0 | 0 | 1 | 0 | 0 | 1 | 0 | 0 | 1 | 0 | 0 | 1 | 0 | 0 | 1 | 0 | 4 | E | 9 | 4 | E | 9 | 1.7 | E | 9 | -8.9 | E | 9 | 41 | A | 7 | 832 | E | 9 | 160 | E | 9 | 4.6 | E | 9 | 8607 | C | 8 | 77777 | E | 9 | 0.6 | E | 8 | 0.044 | F | 8 | 0.22 | F | 8 | 0 | 1 | D | 9 | 45 | C | 8
1995-01-05 | 22:00 | 0 | 0 | 0 | 1 | 0 | 0 | 1 | 0 | 0 | 1 | 0 | 0 | 1 | 0 | 0 | 1 | 0 | 0 | 1 | 0 | 0 | 1 | 0 | 6 | E | 9 | 6 | E | 9 | 0 | E | 9 | -8.9 | E | 9 | 47 | A | 7 | 832 | E | 9 | 110 | E | 9 | 2.1 | E | 9 | 8621 | C | 8 | 7620 | E | 9 | 0.6 | E | 8 | 0.044 | F | 8 | 0.22 | F | 8 | 0 | 1 | D | 9 | 45 | C | 8
1995-01-05 | 23:00 | 0 | 0 | 0 | 1 | 0 | 0 | 1 | 0 | 0 | 1 | 0 | 0 | 1 | 0 | 0 | 1 | 0 | 0 | 1 | 0 | 0 | 1 | 0 | 8 | E | 9 | 5 | E | 9 | 0.6 | E | 9 | -10 | E | 9 | 41 | A | 7 | 836 | E | 9 | 180 | E | 9 | 1.5 | E | 9 | 8636 | C | 8 | 7620 | E | 9 | 0.6 | E | 8 | 0.044 | F | 8 | 0.22 | F | 8 | 0 | 1 | D | 9 | 45 | C | 8
1995-01-05 | 24:00 | 0 | 0 | 0 | 1 | 0 | 0 | 1 | 0 | 0 | 1 | 0 | 0 | 1 | 0 | 0 | 1 | 0 | 0 | 1 | 0 | 0 | 1 | 0 | 7 | E | 9 | 6 | E | 9 | 0 | E | 9 | -10.6 | E | 9 | 40 | A | 7 | 831 | E | 9 | 240 | E | 9 | 3.1 | E | 9 | 8650 | C | 8 | 7620 | E | 9 | 0.6 | E | 8 | 0.044 | F | 8 | 0.22 | F | 8 | 0 | 1 | D | 9 | 45 | C | 8
1995-01-06 | 1:00 | 0 | 0 | 0 | 1 | 0 | 0 | 1 | 0 | 0 | 1 | 0 | 0 | 1 | 0 | 0 | 1 | 0 | 0 | 1 | 0 | 0 | 1 | 0 | 10 | E | 9 | 10 | E | 9 | 0 | E | 9 | -11.7 | E | 9 | 37 | A | 7 | 832 | E | 9 | 250 | E | 9 | 3.6 | E | 9 | 8665 | C | 8 | 7620 | E | 9 | 0.6 | E | 8 | 0.043 | F | 8 | 0.22 | F | 8 | 0 | 1 | D | 9 | 45 | C | 8
1995-01-06 | 2:00 | 0 | 0 | 0 | 1 | 0 | 0 | 1 | 0 | 0 | 1 | 0 | 0 | 1 | 0 | 0 | 1 | 0 | 0 | 1 | 0 | 0 | 1 | 0 | 10 | E | 9 | 10 | E | 9 | 1.1 | E | 9 | -13.3 | E | 9 | 29 | A | 7 | 832 | E | 9 | 240 | E | 9 | 3.6 | E | 9 | 8679 | C | 8 | 6706 | E | 9 | 0.6 | E | 8 | 0.043 | F | 8 | 0.22 | F | 8 | 0 | 1 | D | 9 | 45 | C | 8
1995-01-06 | 3:00 | 0 | 0 | 0 | 1 | 0 | 0 | 1 | 0 | 0 | 1 | 0 | 0 | 1 | 0 | 0 | 1 | 0 | 0 | 1 | 0 | 0 | 1 | 0 | 10 | E | 9 | 10 | E | 9 | 0.6 | E | 9 | -14.4 | E | 9 | 27 | A | 7 | 833 | E | 9 | 290 | E | 9 | 2.6 | E | 9 | 8694 | C | 8 | 6706 | E | 9 | 0.6 | E | 8 | 0.043 | F | 8 | 0.22 | F | 8 | 0 | 1 | D | 9 | 45 | C | 8
1995-01-06 | 4:00 | 0 | 0 | 0 | 1 | 0 | 0 | 1 | 0 | 0 | 1 | 0 | 0 | 1 | 0 | 0 | 1 | 0 | 0 | 1 | 0 | 0 | 1 | 0 | 10 | E | 9 | 9 | E | 9 | 0 | E | 9 | -14.4 | E | 9 | 29 | A | 7 | 833 | E | 9 | 330 | E | 9 | 3.6 | E | 9 | 8708 | C | 8 | 6706 | E | 9 | 0.6 | E | 8 | 0.043 | F | 8 | 0.22 | F | 8 | 0 | 1 | D | 9 | 45 | C | 8
1995-01-06 | 5:00 | 0 | 0 | 0 | 1 | 0 | 0 | 1 | 0 | 0 | 1 | 0 | 0 | 1 | 0 | 0 | 1 | 0 | 0 | 1 | 0 | 0 | 1 | 0 | 6 | E | 9 | 4 | E | 9 | -0.6 | E | 9 | -13.3 | E | 9 | 33 | A | 7 | 838 | E | 9 | 270 | E | 9 | 1.5 | E | 9 | 8723 | C | 8 | 8534 | E | 9 | 0.6 | E | 8 | 0.043 | F | 8 | 0.22 | F | 8 | 0 | 1 | D | 9 | 45 | C | 8
1995-01-06 | 6:00 | 0 | 0 | 0 | 1 | 0 | 0 | 1 | 0 | 0 | 1 | 0 | 0 | 1 | 0 | 0 | 1 | 0 | 0 | 1 | 0 | 0 | 1 | 0 | 0 | E | 9 | 0 | E | 9 | 0 | E | 9 | -13.9 | E | 9 | 30 | A | 7 | 835 | E | 9 | 200 | E | 9 | 3.1 | E | 9 | 8737 | C | 8 | 77777 | E | 9 | 0.6 | E | 8 | 0.043 | F | 8 | 0.22 | F | 8 | 0 | 1 | D | 9 | 45 | C | 8
1995-01-06 | 7:00 | 0 | 0 | 0 | 1 | 0 | 0 | 1 | 0 | 0 | 1 | 0 | 0 | 1 | 0 | 0 | 1 | 0 | 0 | 1 | 0 | 0 | 1 | 0 | 6 | E | 9 | 5 | E | 9 | -0.6 | E | 9 | -12.8 | E | 9 | 35 | A | 7 | 835 | E | 9 | 250 | E | 9 | 4.1 | E | 9 | 8752 | C | 8 | 7620 | E | 9 | 0.6 | E | 8 | 0.043 | F | 8 | 0.22 | F | 8 | 0 | 1 | D | 9 | 45 | C | 8
1995-01-06 | 8:00 | 45 | 908 | 10 | 1 | 17 | 39 | 1 | 21 | 8 | 1 | 17 | 11 | 1 | 17 | 14 | 1 | 21 | 11 | 1 | 17 | 13 | 1 | 32 | 5 | E | 9 | 3 | E | 9 | -0.6 | E | 9 | -13.3 | E | 9 | 33 | A | 7 | 836 | E | 9 | 240 | E | 9 | 5.2 | E | 9 | 8766 | C | 8 | 77777 | E | 9 | 0.5 | E | 8 | 0.043 | F | 8 | 0.22 | F | 8 | 0 | 1 | D | 9 | 45 | C | 8
1995-01-06 | 9:00 | 249 | 1415 | 124 | 1 | 17 | 418 | 1 | 21 | 50 | 1 | 17 | 126 | 1 | 17 | 302 | 1 | 21 | 73 | 1 | 17 | 88 | 1 | 32 | 4 | E | 9 | 2 | E | 9 | -0.6 | E | 9 | -11.7 | E | 9 | 38 | A | 7 | 838 | E | 9 | 240 | E | 9 | 4.1 | E | 9 | 8781 | C | 8 | 77777 | E | 9 | 0.5 | E | 8 | 0.043 | F | 8 | 0.22 | F | 8 | 0 | 1 | D | 9 | 45 | C | 8
1995-01-06 | 10:00 | 437 | 1415 | 265 | 1 | 17 | 510 | 1 | 21 | 107 | 1 | 17 | 276 | 1 | 17 | 455 | 1 | 21 | 135 | 1 | 17 | 202 | 1 | 32 | 3 | E | 9 | 3 | E | 9 | 0 | E | 9 | -7.8 | E | 9 | 52 | A | 7 | 839 | E | 9 | 280 | E | 9 | 3.6 | E | 9 | 8795 | C | 8 | 77777 | E | 9 | 0.5 | E | 8 | 0.043 | F | 8 | 0.22 | F | 8 | 0 | 1 | D | 9 | 45 | C | 8
1995-01-06 | 11:00 | 571 | 1415 | 406 | 1 | 17 | 859 | 1 | 21 | 58 | 1 | 17 | 427 | 1 | 17 | 815 | 1 | 21 | 96 | 1 | 17 | 128 | 1 | 32 | 0 | E | 9 | 0 | E | 9 | 0 | E | 9 | -7.8 | E | 9 | 52 | A | 7 | 840 | E | 9 | 210 | E | 9 | 1.5 | E | 9 | 8810 | C | 8 | 77777 | E | 9 | 0.5 | E | 8 | 0.043 | F | 8 | 0.22 | F | 8 | 0 | 1 | D | 9 | 45 | C | 8
1995-01-06 | 12:00 | 644 | 1415 | 471 | 1 | 17 | 894 | 1 | 21 | 64 | 1 | 17 | 495 | 1 | 17 | 862 | 1 | 21 | 101 | 1 | 17 | 141 | 1 | 32 | 0 | E | 9 | 0 | E | 9 | 1.1 | E | 9 | -8.9 | E | 9 | 43 | A | 7 | 840 | E | 9 | 130 | E | 9 | 3.6 | E | 9 | 8824 | C | 8 | 77777 | E | 9 | 0.5 | E | 8 | 0.043 | F | 8 | 0.22 | F | 8 | 0 | 1 | D | 9 | 45 | C | 8
1995-01-06 | 13:00 | 649 | 1415 | 475 | 1 | 17 | 896 | 1 | 21 | 64 | 1 | 17 | 500 | 1 | 17 | 865 | 1 | 21 | 101 | 1 | 17 | 142 | 1 | 32 | 0 | E | 9 | 0 | E | 9 | 1.7 | E | 9 | -7.8 | E | 9 | 46 | A | 7 | 840 | E | 9 | 130 | E | 9 | 7.7 | E | 9 | 8838 | C | 8 | 77777 | E | 9 | 0.5 | E | 8 | 0.043 | F | 8 | 0.22 | F | 8 | 0 | 1 | D | 9 | 45 | C | 8
1995-01-06 | 14:00 | 587 | 1415 | 420 | 1 | 17 | 868 | 1 | 21 | 59 | 1 | 17 | 441 | 1 | 17 | 826 | 1 | 21 | 97 | 1 | 17 | 130 | 1 | 32 | 0 | E | 9 | 0 | E | 9 | 1.1 | E | 9 | -7.8 | E | 9 | 48 | A | 7 | 840 | E | 9 | 120 | E | 9 | 6.7 | E | 9 | 8853 | C | 8 | 77777 | E | 9 | 0.5 | E | 8 | 0.043 | F | 8 | 0.22 | F | 8 | 0 | 1 | D | 9 | 45 | C | 8
1995-01-06 | 15:00 | 461 | 1415 | 309 | 1 | 17 | 796 | 1 | 21 | 50 | 1 | 17 | 326 | 1 | 17 | 728 | 1 | 21 | 88 | 1 | 17 | 108 | 1 | 32 | 0 | E | 9 | 0 | E | 9 | 1.7 | E | 9 | -8.3 | E | 9 | 44 | A | 7 | 840 | E | 9 | 120 | E | 9 | 8.2 | E | 9 | 8867 | C | 8 | 77777 | E | 9 | 0.5 | E | 8 | 0.043 | F | 8 | 0.22 | F | 8 | 0 | 1 | D | 9 | 45 | C | 8
1995-01-06 | 16:00 | 281 | 1415 | 162 | 1 | 17 | 629 | 1 | 21 | 37 | 1 | 17 | 167 | 1 | 17 | 499 | 1 | 21 | 67 | 1 | 17 | 73 | 1 | 32 | 0 | E | 9 | 0 | E | 9 | 0.6 | E | 9 | -7.8 | E | 9 | 49 | A | 7 | 840 | E | 9 | 130 | E | 9 | 7.2 | E | 9 | 8882 | C | 8 | 77777 | E | 9 | 0.5 | E | 8 | 0.043 | F | 8 | 0.22 | F | 8 | 0 | 1 | D | 9 | 45 | C | 8
1995-01-06 | 17:00 | 69 | 1120 | 26 | 1 | 17 | 211 | 1 | 21 | 13 | 1 | 17 | 28 | 1 | 17 | 115 | 1 | 21 | 20 | 1 | 17 | 27 | 1 | 32 | 0 | E | 9 | 0 | E | 9 | -0.6 | E | 9 | -7.8 | E | 9 | 54 | A | 7 | 839 | E | 9 | 140 | E | 9 | 8.2 | E | 9 | 8896 | C | 8 | 77777 | E | 9 | 0.5 | E | 8 | 0.043 | F | 8 | 0.22 | F | 8 | 0 | 1 | D | 9 | 45 | C | 8
1995-01-06 | 18:00 | 0 | 0 | 0 | 1 | 0 | 0 | 1 | 0 | 0 | 1 | 0 | 0 | 1 | 0 | 0 | 1 | 0 | 0 | 1 | 0 | 0 | 1 | 0 | 0 | E | 9 | 0 | E | 9 | -1.7 | E | 9 | -7.2 | E | 9 | 63 | A | 7 | 837 | E | 9 | 130 | E | 9 | 5.2 | E | 9 | 8911 | C | 8 | 77777 | E | 9 | 0.5 | E | 8 | 0.043 | F | 8 | 0.22 | F | 8 | 0 | 1 | D | 9 | 45 | C | 8
1995-01-06 | 19:00 | 0 | 0 | 0 | 1 | 0 | 0 | 1 | 0 | 0 | 1 | 0 | 0 | 1 | 0 | 0 | 1 | 0 | 0 | 1 | 0 | 0 | 1 | 0 | 0 | E | 9 | 0 | E | 9 | -3.3 | E | 9 | -7.8 | E | 9 | 68 | A | 7 | 838 | E | 9 | 180 | E | 9 | 4.1 | E | 9 | 8925 | C | 8 | 77777 | E | 9 | 0.5 | E | 8 | 0.043 | F | 8 | 0.22 | F | 8 | 0 | 1 | D | 9 | 45 | C | 8
1995-01-06 | 20:00 | 0 | 0 | 0 | 1 | 0 | 0 | 1 | 0 | 0 | 1 | 0 | 0 | 1 | 0 | 0 | 1 | 0 | 0 | 1 | 0 | 0 | 1 | 0 | 3 | E | 9 | 3 | E | 9 | -4.4 | E | 9 | -7.8 | E | 9 | 75 | A | 7 | 838 | E | 9 | 240 | E | 9 | 5.2 | E | 9 | 8940 | C | 8 | 77777 | E | 9 | 0.4 | E | 8 | 0.043 | F | 8 | 0.22 | F | 8 | 0 | 1 | D | 9 | 45 | C | 8
1995-01-06 | 21:00 | 0 | 0 | 0 | 1 | 0 | 0 | 1 | 0 | 0 | 1 | 0 | 0 | 1 | 0 | 0 | 1 | 0 | 0 | 1 | 0 | 0 | 1 | 0 | 4 | E | 9 | 4 | E | 9 | -6.1 | E | 9 | -7.8 | E | 9 | 86 | A | 7 | 838 | E | 9 | 280 | E | 9 | 1.5 | E | 9 | 8954 | C | 8 | 77777 | E | 9 | 0.4 | E | 8 | 0.043 | F | 8 | 0.22 | F | 8 | 0 | 1 | D | 9 | 45 | C | 8
1995-01-06 | 22:00 | 0 | 0 | 0 | 1 | 0 | 0 | 1 | 0 | 0 | 1 | 0 | 0 | 1 | 0 | 0 | 1 | 0 | 0 | 1 | 0 | 0 | 1 | 0 | 8 | E | 9 | 8 | E | 9 | -7.8 | E | 9 | -8.9 | E | 9 | 91 | A | 7 | 837 | E | 9 | 270 | E | 9 | 2.6 | E | 9 | 8969 | C | 8 | 6706 | E | 9 | 0.4 | E | 8 | 0.043 | F | 8 | 0.22 | F | 8 | 0 | 1 | D | 9 | 45 | C | 8
1995-01-06 | 23:00 | 0 | 0 | 0 | 1 | 0 | 0 | 1 | 0 | 0 | 1 | 0 | 0 | 1 | 0 | 0 | 1 | 0 | 0 | 1 | 0 | 0 | 1 | 0 | 10 | E | 9 | 10 | E | 9 | -7.8 | E | 9 | -10 | E | 9 | 82 | A | 7 | 839 | E | 9 | 250 | E | 9 | 2.1 | E | 9 | 8983 | C | 8 | 2743 | E | 9 | 0.4 | E | 8 | 0.043 | F | 8 | 0.22 | F | 8 | 0 | 1 | D | 9 | 45 | C | 8
1995-01-06 | 24:00 | 0 | 0 | 0 | 1 | 0 | 0 | 1 | 0 | 0 | 1 | 0 | 0 | 1 | 0 | 0 | 1 | 0 | 0 | 1 | 0 | 0 | 1 | 0 | 10 | E | 9 | 10 | E | 9 | -8.9 | E | 9 | -10.6 | E | 9 | 86 | A | 7 | 837 | E | 9 | 250 | E | 9 | 3.1 | E | 9 | 8998 | C | 8 | 2743 | E | 9 | 0.4 | E | 8 | 0.043 | F | 8 | 0.22 | F | 8 | 0 | 1 | D | 9 | 45 | C | 8
1995-01-07 | 1:00 | 0 | 0 | 0 | 1 | 0 | 0 | 1 | 0 | 0 | 1 | 0 | 0 | 1 | 0 | 0 | 1 | 0 | 0 | 1 | 0 | 0 | 1 | 0 | 10 | E | 9 | 10 | E | 9 | -8.9 | E | 9 | -10.6 | E | 9 | 86 | A | 7 | 835 | E | 9 | 220 | E | 9 | 4.1 | E | 9 | 9012 | C | 8 | 2286 | E | 9 | 0.4 | E | 8 | 0.043 | F | 8 | 0.22 | F | 8 | 0 | 1 | D | 9 | 45 | C | 8
1995-01-07 | 2:00 | 0 | 0 | 0 | 1 | 0 | 0 | 1 | 0 | 0 | 1 | 0 | 0 | 1 | 0 | 0 | 1 | 0 | 0 | 1 | 0 | 0 | 1 | 0 | 10 | E | 9 | 10 | E | 9 | -8.3 | E | 9 | -10 | E | 9 | 86 | A | 7 | 835 | E | 9 | 260 | E | 9 | 2.6 | E | 9 | 9026 | C | 8 | 2438 | E | 9 | 0.4 | E | 8 | 0.043 | F | 8 | 0.22 | F | 8 | 0 | 1 | D | 9 | 45 | C | 8
1995-01-07 | 3:00 | 0 | 0 | 0 | 1 | 0 | 0 | 1 | 0 | 0 | 1 | 0 | 0 | 1 | 0 | 0 | 1 | 0 | 0 | 1 | 0 | 0 | 1 | 0 | 10 | E | 9 | 10 | E | 9 | -10.6 | E | 9 | -12.2 | E | 9 | 87 | A | 7 | 834 | E | 9 | 230 | E | 9 | 3.6 | E | 9 | 9041 | C | 8 | 1676 | E | 9 | 0.4 | E | 8 | 0.043 | F | 8 | 0.22 | F | 8 | 0 | 1 | D | 9 | 45 | C | 8
1995-01-07 | 4:00 | 0 | 0 | 0 | 1 | 0 | 0 | 1 | 0 | 0 | 1 | 0 | 0 | 1 | 0 | 0 | 1 | 0 | 0 | 1 | 0 | 0 | 1 | 0 | 10 | E | 9 | 10 | E | 9 | -12.2 | E | 9 | -13.3 | E | 9 | 91 | A | 7 | 834 | E | 9 | 260 | E | 9 | 1.5 | E | 9 | 9055 | C | 8 | 1219 | E | 9 | 0.4 | E | 8 | 0.043 | F | 8 | 0.22 | F | 8 | 0 | 1 | D | 9 | 45 | C | 8
1995-01-07 | 5:00 | 0 | 0 | 0 | 1 | 0 | 0 | 1 | 0 | 0 | 1 | 0 | 0 | 1 | 0 | 0 | 1 | 0 | 0 | 1 | 0 | 0 | 1 | 0 | 10 | E | 9 | 10 | E | 9 | -13.9 | E | 9 | -14.4 | E | 9 | 96 | A | 7 | 837 | E | 9 | 0 | E | 9 | 0 | E | 9 | 9070 | C | 8 | 1829 | E | 9 | 0.4 | E | 8 | 0.043 | F | 8 | 0.22 | F | 8 | 0 | 1 | D | 9 | 45 | C | 8
1995-01-07 | 6:00 | 0 | 0 | 0 | 1 | 0 | 0 | 1 | 0 | 0 | 1 | 0 | 0 | 1 | 0 | 0 | 1 | 0 | 0 | 1 | 0 | 0 | 1 | 0 | 10 | E | 9 | 10 | E | 9 | -12.8 | E | 9 | -14.4 | E | 9 | 86 | A | 7 | 834 | E | 9 | 280 | E | 9 | 3.1 | E | 9 | 9084 | C | 8 | 732 | E | 9 | 0.4 | E | 8 | 0.043 | F | 8 | 0.22 | F | 8 | 0 | 1 | D | 9 | 45 | C | 8
1995-01-07 | 7:00 | 0 | 0 | 0 | 1 | 0 | 0 | 1 | 0 | 0 | 1 | 0 | 0 | 1 | 0 | 0 | 1 | 0 | 0 | 1 | 0 | 0 | 1 | 0 | 10 | E | 9 | 10 | E | 9 | -12.8 | E | 9 | -14.4 | E | 9 | 86 | A | 7 | 834 | E | 9 | 250 | E | 9 | 2.6 | E | 9 | 9099 | C | 8 | 61 | E | 9 | 0.4 | E | 8 | 0.043 | F | 8 | 0.22 | F | 8 | 0 | 1 | D | 9 | 45 | C | 8
1995-01-07 | 8:00 | 45 | 908 | 5 | 1 | 17 | 0 | 1 | 21 | 5 | 1 | 17 | 6 | 1 | 17 | 0 | 1 | 21 | 6 | 1 | 17 | 20 | 1 | 32 | 10 | E | 9 | 10 | E | 9 | -2.8 | E | 9 | -12.8 | E | 9 | 42 | A | 7 | 834 | E | 9 | 240 | E | 9 | 3.6 | E | 9 | 9113 | C | 8 | 152 | E | 9 | 0.4 | E | 8 | 0.043 | F | 8 | 0.22 | F | 8 | 0 | 1 | D | 9 | 45 | C | 8
1995-01-07 | 9:00 | 250 | 1415 | 38 | 1 | 17 | 0 | 1 | 21 | 38 | 1 | 17 | 44 | 1 | 17 | 0 | 1 | 21 | 44 | 1 | 17 | 145 | 1 | 32 | 10 | E | 9 | 10 | E | 9 | -0.6 | E | 9 | -13.3 | E | 9 | 33 | A | 7 | 835 | E | 9 | 190 | E | 9 | 4.1 | E | 9 | 9128 | C | 8 | 61 | E | 9 | 0.4 | E | 8 | 0.043 | F | 8 | 0.22 | F | 8 | 0 | 1 | D | 9 | 45 | C | 8
1995-01-07 | 10:00 | 438 | 1415 | 69 | 1 | 17 | 0 | 1 | 21 | 69 | 1 | 17 | 81 | 1 | 17 | 0 | 1 | 21 | 81 | 1 | 17 | 284 | 1 | 32 | 10 | E | 9 | 10 | E | 9 | 1.1 | E | 9 | -15 | E | 9 | 25 | A | 7 | 837 | E | 9 | 260 | E | 9 | 1.5 | E | 9 | 9142 | C | 8 | 30 | E | 9 | 0.4 | E | 8 | 0.043 | F | 8 | 0.22 | F | 8 | 0 | 1 | D | 9 | 45 | C | 8
1995-01-07 | 11:00 | 573 | 1415 | 93 | 1 | 17 | 0 | 1 | 21 | 93 | 1 | 17 | 109 | 1 | 17 | 0 | 1 | 21 | 109 | 1 | 17 | 402 | 1 | 32 | 10 | E | 9 | 10 | E | 9 | 2.8 | E | 9 | -12.8 | E | 9 | 27 | A | 7 | 836 | E | 9 | 10 | E | 9 | 1.5 | E | 9 | 9157 | C | 8 | 30 | E | 9 | 0.4 | E | 8 | 0.043 | F | 8 | 0.22 | F | 8 | 0 | 1 | D | 9 | 45 | C | 8
1995-01-07 | 12:00 | 646 | 1415 | 105 | 1 | 17 | 0 | 1 | 21 | 105 | 1 | 17 | 124 | 1 | 17 | 0 | 1 | 21 | 124 | 1 | 17 | 466 | 1 | 32 | 10 | E | 9 | 10 | E | 9 | 5 | E | 9 | -13.3 | E | 9 | 22 | A | 7 | 837 | E | 9 | 80 | E | 9 | 2.1 | E | 9 | 9171 | C | 8 | 152 | E | 9 | 0.4 | E | 8 | 0.043 | F | 8 | 0.22 | F | 8 | 0 | 1 | D | 9 | 45 | C | 8
1995-01-07 | 13:00 | 652 | 1415 | 106 | 1 | 17 | 0 | 1 | 21 | 106 | 1 | 17 | 125 | 1 | 17 | 0 | 1 | 21 | 125 | 1 | 17 | 472 | 1 | 32 | 10 | E | 9 | 10 | E | 9 | 5.6 | E | 9 | -15 | E | 9 | 18 | A | 7 | 837 | E | 9 | 100 | E | 9 | 2.1 | E | 9 | 9186 | C | 8 | 152 | E | 9 | 0.4 | E | 8 | 0.043 | F | 8 | 0.22 | F | 8 | 0 | 1 | D | 9 | 45 | C | 8
1995-01-07 | 14:00 | 590 | 1415 | 95 | 1 | 17 | 0 | 1 | 21 | 95 | 1 | 17 | 112 | 1 | 17 | 0 | 1 | 21 | 112 | 1 | 17 | 414 | 1 | 32 | 10 | E | 9 | 10 | E | 9 | 5 | E | 9 | -16.7 | E | 9 | 16 | A | 7 | 837 | E | 9 | 330 | E | 9 | 2.1 | E | 9 | 9200 | C | 8 | 0 | E | 9 | 0.4 | E | 8 | 0.043 | F | 8 | 0.22 | F | 8 | 0 | 1 | D | 9 | 45 | C | 8
1995-01-07 | 15:00 | 464 | 1415 | 74 | 1 | 17 | 0 | 1 | 21 | 74 | 1 | 17 | 87 | 1 | 17 | 0 | 1 | 21 | 87 | 1 | 17 | 307 | 1 | 32 | 10 | E | 9 | 10 | E | 9 | 5 | E | 9 | -16.7 | E | 9 | 16 | A | 7 | 836 | E | 9 | 110 | E | 9 | 3.1 | E | 9 | 9215 | C | 8 | 122 | E | 9 | 0.4 | E | 8 | 0.043 | F | 8 | 0.22 | F | 8 | 0 | 1 | D | 9 | 45 | C | 8
1995-01-07 | 16:00 | 284 | 1415 | 44 | 1 | 17 | 0 | 1 | 21 | 44 | 1 | 17 | 51 | 1 | 17 | 0 | 1 | 21 | 51 | 1 | 17 | 170 | 1 | 32 | 10 | E | 9 | 10 | E | 9 | 4.4 | E | 9 | -15.6 | E | 9 | 19 | A | 7 | 835 | E | 9 | 120 | E | 9 | 2.1 | E | 9 | 9229 | C | 8 | 183 | E | 9 | 0.4 | E | 8 | 0.043 | F | 8 | 0.22 | F | 8 | 0 | 1 | D | 9 | 45 | C | 8
1995-01-07 | 17:00 | 72 | 1144 | 9 | 1 | 17 | 0 | 1 | 21 | 9 | 1 | 17 | 11 | 1 | 17 | 0 | 1 | 21 | 11 | 1 | 17 | 35 | 1 | 32 | 10 | E | 9 | 10 | E | 9 | 5 | E | 9 | -15.6 | E | 9 | 18 | A | 7 | 833 | E | 9 | 150 | E | 9 | 3.6 | E | 9 | 9243 | C | 8 | 183 | E | 9 | 0.4 | E | 8 | 0.043 | F | 8 | 0.22 | F | 8 | 0 | 1 | D | 9 | 45 | C | 8
1995-01-07 | 18:00 | 0 | 0 | 0 | 1 | 0 | 0 | 1 | 0 | 0 | 1 | 0 | 0 | 1 | 0 | 0 | 1 | 0 | 0 | 1 | 0 | 0 | 1 | 0 | 10 | E | 9 | 10 | E | 9 | 5.6 | E | 9 | -16.1 | E | 9 | 16 | A | 7 | 834 | E | 9 | 170 | E | 9 | 4.1 | E | 9 | 9258 | C | 8 | 1158 | E | 9 | 0.4 | E | 8 | 0.043 | F | 8 | 0.22 | F | 8 | 0 | 1 | D | 9 | 45 | C | 8
1995-01-07 | 19:00 | 0 | 0 | 0 | 1 | 0 | 0 | 1 | 0 | 0 | 1 | 0 | 0 | 1 | 0 | 0 | 1 | 0 | 0 | 1 | 0 | 0 | 1 | 0 | 10 | E | 9 | 10 | E | 9 | 5 | E | 9 | -16.1 | E | 9 | 17 | A | 7 | 833 | E | 9 | 220 | E | 9 | 3.6 | E | 9 | 9272 | C | 8 | 1097 | E | 9 | 0.4 | E | 8 | 0.043 | F | 8 | 0.22 | F | 8 | 0 | 1 | D | 9 | 45 | C | 8
1995-01-07 | 20:00 | 0 | 0 | 0 | 1 | 0 | 0 | 1 | 0 | 0 | 1 | 0 | 0 | 1 | 0 | 0 | 1 | 0 | 0 | 1 | 0 | 0 | 1 | 0 | 10 | E | 9 | 10 | E | 9 | 4.4 | E | 9 | -15.6 | E | 9 | 19 | A | 7 | 833 | E | 9 | 230 | E | 9 | 4.6 | E | 9 | 9287 | C | 8 | 1676 | E | 9 | 0.4 | E | 8 | 0.043 | F | 8 | 0.22 | F | 8 | 0 | 1 | D | 9 | 45 | C | 8
1995-01-07 | 21:00 | 0 | 0 | 0 | 1 | 0 | 0 | 1 | 0 | 0 | 1 | 0 | 0 | 1 | 0 | 0 | 1 | 0 | 0 | 1 | 0 | 0 | 1 | 0 | 10 | E | 9 | 9 | E | 9 | 2.2 | E | 9 | -15 | E | 9 | 23 | A | 7 | 831 | E | 9 | 210 | E | 9 | 5.2 | E | 9 | 9301 | C | 8 | 2438 | E | 9 | 0.4 | E | 8 | 0.043 | F | 8 | 0.22 | F | 8 | 0 | 1 | D | 9 | 45 | C | 8
1995-01-07 | 22:00 | 0 | 0 | 0 | 1 | 0 | 0 | 1 | 0 | 0 | 1 | 0 | 0 | 1 | 0 | 0 | 1 | 0 | 0 | 1 | 0 | 0 | 1 | 0 | 7 | E | 9 | 7 | E | 9 | -0.6 | E | 9 | -11.7 | E | 9 | 38 | A | 7 | 830 | E | 9 | 220 | E | 9 | 3.6 | E | 9 | 9316 | C | 8 | 2438 | E | 9 | 0.5 | E | 8 | 0.043 | F | 8 | 0.22 | F | 8 | 0 | 1 | D | 9 | 45 | C | 8
1995-01-07 | 23:00 | 0 | 0 | 0 | 1 | 0 | 0 | 1 | 0 | 0 | 1 | 0 | 0 | 1 | 0 | 0 | 1 | 0 | 0 | 1 | 0 | 0 | 1 | 0 | 6 | E | 9 | 6 | E | 9 | 0 | E | 9 | -11.7 | E | 9 | 37 | A | 7 | 832 | E | 9 | 230 | E | 9 | 4.6 | E | 9 | 9330 | C | 8 | 6096 | E | 9 | 0.5 | E | 8 | 0.043 | F | 8 | 0.22 | F | 8 | 0 | 1 | D | 9 | 45 | C | 8
1995-01-07 | 24:00 | 0 | 0 | 0 | 1 | 0 | 0 | 1 | 0 | 0 | 1 | 0 | 0 | 1 | 0 | 0 | 1 | 0 | 0 | 1 | 0 | 0 | 1 | 0 | 10 | E | 9 | 10 | E | 9 | 1.7 | E | 9 | -12.8 | E | 9 | 29 | A | 7 | 830 | E | 9 | 270 | E | 9 | 3.6 | E | 9 | 9345 | C | 8 | 2438 | E | 9 | 0.5 | E | 8 | 0.043 | F | 8 | 0.22 | F | 8 | 0 | 1 | D | 9 | 45 | C | 8
1995-01-08 | 1:00 | 0 | 0 | 0 | 1 | 0 | 0 | 1 | 0 | 0 | 1 | 0 | 0 | 1 | 0 | 0 | 1 | 0 | 0 | 1 | 0 | 0 | 1 | 0 | 10 | E | 9 | 10 | E | 9 | 1.7 | E | 9 | -13.3 | E | 9 | 28 | A | 7 | 830 | E | 9 | 270 | E | 9 | 4.1 | E | 9 | 9359 | C | 8 | 1219 | E | 9 | 0.5 | E | 8 | 0.043 | F | 8 | 0.22 | F | 8 | 0 | 1 | D | 9 | 45 | C | 8
1995-01-08 | 2:00 | 0 | 0 | 0 | 1 | 0 | 0 | 1 | 0 | 0 | 1 | 0 | 0 | 1 | 0 | 0 | 1 | 0 | 0 | 1 | 0 | 0 | 1 | 0 | 10 | E | 9 | 10 | E | 9 | 1.1 | E | 9 | -12.8 | E | 9 | 31 | A | 7 | 829 | E | 9 | 320 | E | 9 | 4.6 | E | 9 | 9374 | C | 8 | 975 | E | 9 | 0.5 | E | 8 | 0.043 | F | 8 | 0.22 | F | 8 | 0 | 1 | D | 9 | 45 | C | 8
1995-01-08 | 3:00 | 0 | 0 | 0 | 1 | 0 | 0 | 1 | 0 | 0 | 1 | 0 | 0 | 1 | 0 | 0 | 1 | 0 | 0 | 1 | 0 | 0 | 1 | 0 | 10 | E | 9 | 10 | E | 9 | -0.6 | E | 9 | -12.8 | E | 9 | 35 | A | 7 | 828 | E | 9 | 270 | E | 9 | 5.2 | E | 9 | 9388 | C | 8 | 1829 | E | 9 | 0.5 | E | 8 | 0.043 | F | 8 | 0.22 | F | 8 | 0 | 1 | D | 9 | 45 | C | 8
1995-01-08 | 4:00 | 0 | 0 | 0 | 1 | 0 | 0 | 1 | 0 | 0 | 1 | 0 | 0 | 1 | 0 | 0 | 1 | 0 | 0 | 1 | 0 | 0 | 1 | 0 | 10 | E | 9 | 10 | E | 9 | -1.7 | E | 9 | -12.2 | E | 9 | 40 | A | 7 | 828 | E | 9 | 280 | E | 9 | 9.8 | E | 9 | 9403 | C | 8 | 152 | E | 9 | 0.5 | E | 8 | 0.043 | F | 8 | 0.22 | F | 8 | 0 | 1 | D | 9 | 45 | C | 8
1995-01-08 | 5:00 | 0 | 0 | 0 | 1 | 0 | 0 | 1 | 0 | 0 | 1 | 0 | 0 | 1 | 0 | 0 | 1 | 0 | 0 | 1 | 0 | 0 | 1 | 0 | 10 | E | 9 | 10 | E | 9 | -3.3 | E | 9 | -11.7 | E | 9 | 48 | A | 7 | 830 | E | 9 | 280 | E | 9 | 8.2 | E | 9 | 9417 | C | 8 | 2438 | E | 9 | 0.5 | E | 8 | 0.043 | F | 8 | 0.22 | F | 8 | 0 | 1 | D | 9 | 45 | C | 8
1995-01-08 | 6:00 | 0 | 0 | 0 | 1 | 0 | 0 | 1 | 0 | 0 | 1 | 0 | 0 | 1 | 0 | 0 | 1 | 0 | 0 | 1 | 0 | 0 | 1 | 0 | 10 | E | 9 | 6 | E | 9 | -3.3 | E | 9 | -12.8 | E | 9 | 44 | A | 7 | 828 | E | 9 | 290 | E | 9 | 5.2 | E | 9 | 9431 | C | 8 | 2134 | E | 9 | 0.5 | E | 8 | 0.043 | F | 8 | 0.22 | F | 8 | 0 | 1 | D | 9 | 45 | C | 8
1995-01-08 | 7:00 | 0 | 0 | 0 | 1 | 0 | 0 | 1 | 0 | 0 | 1 | 0 | 0 | 1 | 0 | 0 | 1 | 0 | 0 | 1 | 0 | 0 | 1 | 0 | 7 | E | 9 | 2 | E | 9 | -4.4 | E | 9 | -12.2 | E | 9 | 50 | A | 7 | 828 | E | 9 | 300 | E | 9 | 5.7 | E | 9 | 9446 | C | 8 | 77777 | E | 9 | 0.5 | E | 8 | 0.043 | F | 8 | 0.22 | F | 8 | 0 | 1 | D | 9 | 45 | C | 8
1995-01-08 | 8:00 | 45 | 908 | 14 | 1 | 17 | 88 | 1 | 21 | 9 | 1 | 17 | 15 | 1 | 17 | 39 | 1 | 21 | 13 | 1 | 17 | 17 | 1 | 32 | 3 | E | 9 | 3 | E | 9 | -2.8 | E | 9 | -12.8 | E | 9 | 42 | A | 7 | 827 | E | 9 | 270 | E | 9 | 3.1 | E | 9 | 9460 | C | 8 | 77777 | E | 9 | 0.5 | E | 8 | 0.043 | F | 8 | 0.22 | F | 8 | 0 | 1 | D | 9 | 45 | C | 8
1995-01-08 | 9:00 | 251 | 1415 | 132 | 1 | 17 | 585 | 1 | 21 | 28 | 1 | 17 | 140 | 1 | 17 | 462 | 1 | 21 | 58 | 1 | 17 | 65 | 1 | 32 | 1 | E | 9 | 1 | E | 9 | 2.2 | E | 9 | -12.2 | E | 9 | 30 | A | 7 | 829 | E | 9 | 280 | E | 9 | 6.7 | E | 9 | 9475 | C | 8 | 77777 | E | 9 | 0.5 | E | 8 | 0.043 | F | 8 | 0.22 | F | 8 | 0 | 1 | D | 9 | 45 | C | 8
1995-01-08 | 10:00 | 439 | 1415 | 290 | 1 | 17 | 797 | 1 | 21 | 43 | 1 | 17 | 308 | 1 | 17 | 723 | 1 | 21 | 82 | 1 | 17 | 101 | 1 | 32 | 1 | E | 9 | 1 | E | 9 | 5 | E | 9 | -11.1 | E | 9 | 27 | A | 7 | 830 | E | 9 | 260 | E | 9 | 5.2 | E | 9 | 9489 | C | 8 | 77777 | E | 9 | 0.5 | E | 8 | 0.043 | F | 8 | 0.22 | F | 8 | 0 | 1 | D | 9 | 45 | C | 8
1995-01-08 | 11:00 | 575 | 1415 | 359 | 1 | 17 | 609 | 1 | 21 | 111 | 1 | 17 | 371 | 1 | 17 | 576 | 1 | 21 | 136 | 1 | 17 | 214 | 1 | 32 | 2 | E | 9 | 2 | E | 9 | 7.2 | E | 9 | -10.6 | E | 9 | 24 | A | 7 | 828 | E | 9 | 270 | E | 9 | 7.2 | E | 9 | 9504 | C | 8 | 77777 | E | 9 | 0.5 | E | 8 | 0.043 | F | 8 | 0.22 | F | 8 | 0 | 1 | D | 9 | 45 | C | 8
1995-01-08 | 12:00 | 649 | 1415 | 425 | 1 | 17 | 734 | 1 | 21 | 89 | 1 | 17 | 441 | 1 | 17 | 708 | 1 | 21 | 115 | 1 | 17 | 177 | 1 | 32 | 3 | E | 9 | 3 | E | 9 | 7.8 | E | 9 | -11.7 | E | 9 | 21 | A | 7 | 829 | E | 9 | 290 | E | 9 | 7.2 | E | 9 | 9518 | C | 8 | 77777 | E | 9 | 0.5 | E | 8 | 0.043 | F | 8 | 0.22 | F | 8 | 0 | 1 | D | 9 | 45 | C | 8
1995-01-08 | 13:00 | 655 | 1415 | 457 | 1 | 17 | 806 | 1 | 21 | 84 | 1 | 17 | 477 | 1 | 17 | 781 | 1 | 21 | 114 | 1 | 17 | 173 | 1 | 32 | 1 | E | 9 | 1 | E | 9 | 10.6 | E | 9 | -8.9 | E | 9 | 22 | A | 7 | 827 | E | 9 | 280 | E | 9 | 7.7 | E | 9 | 9533 | C | 8 | 77777 | E | 9 | 0.5 | E | 8 | 0.043 | F | 8 | 0.22 | F | 8 | 0 | 1 | D | 9 | 45 | C | 8
1995-01-08 | 14:00 | 593 | 1415 | 439 | 1 | 17 | 947 | 1 | 21 | 42 | 1 | 17 | 468 | 1 | 17 | 906 | 1 | 21 | 86 | 1 | 17 | 114 | 1 | 32 | 0 | E | 9 | 0 | E | 9 | 10.6 | E | 9 | -10.6 | E | 9 | 19 | A | 7 | 826 | E | 9 | 280 | E | 9 | 5.2 | E | 9 | 9547 | C | 8 | 77777 | E | 9 | 0.5 | E | 8 | 0.043 | F | 8 | 0.22 | F | 8 | 0 | 1 | D | 9 | 45 | C | 8
1995-01-08 | 15:00 | 468 | 1415 | 329 | 1 | 17 | 889 | 1 | 21 | 35 | 1 | 17 | 351 | 1 | 17 | 818 | 1 | 21 | 79 | 1 | 17 | 95 | 1 | 32 | 0 | E | 9 | 0 | E | 9 | 7.8 | E | 9 | -10.6 | E | 9 | 23 | A | 7 | 825 | E | 9 | 290 | E | 9 | 5.2 | E | 9 | 9562 | C | 8 | 77777 | E | 9 | 0.5 | E | 8 | 0.043 | F | 8 | 0.22 | F | 8 | 0 | 1 | D | 9 | 45 | C | 8
1995-01-08 | 16:00 | 288 | 1415 | 180 | 1 | 17 | 755 | 1 | 21 | 26 | 1 | 17 | 192 | 1 | 17 | 620 | 1 | 21 | 65 | 1 | 17 | 68 | 1 | 32 | 0 | E | 9 | 0 | E | 9 | 6.7 | E | 9 | -10.6 | E | 9 | 25 | A | 7 | 824 | E | 9 | 300 | E | 9 | 2.6 | E | 9 | 9576 | C | 8 | 77777 | E | 9 | 0.5 | E | 8 | 0.043 | F | 8 | 0.22 | F | 8 | 0 | 1 | D | 9 | 45 | C | 8
1995-01-08 | 17:00 | 75 | 1167 | 29 | 1 | 17 | 272 | 1 | 21 | 12 | 1 | 17 | 32 | 1 | 17 | 151 | 1 | 21 | 22 | 1 | 17 | 26 | 1 | 32 | 2 | E | 9 | 1 | E | 9 | 4.4 | E | 9 | -10 | E | 9 | 31 | A | 7 | 822 | E | 9 | 290 | E | 9 | 3.6 | E | 9 | 9591 | C | 8 | 77777 | E | 9 | 0.5 | E | 8 | 0.043 | F | 8 | 0.22 | F | 8 | 0 | 1 | D | 9 | 45 | C | 8
1995-01-08 | 18:00 | 0 | 0 | 0 | 1 | 0 | 0 | 1 | 0 | 0 | 1 | 0 | 0 | 1 | 0 | 0 | 1 | 0 | 0 | 1 | 0 | 0 | 1 | 0 | 5 | E | 9 | 3 | E | 9 | 0.6 | E | 9 | -10 | E | 9 | 41 | A | 7 | 822 | E | 9 | 240 | E | 9 | 3.6 | E | 9 | 9605 | C | 8 | 77777 | E | 9 | 0.5 | E | 8 | 0.043 | F | 8 | 0.22 | F | 8 | 0 | 1 | D | 9 | 45 | C | 8
1995-01-08 | 19:00 | 0 | 0 | 0 | 1 | 0 | 0 | 1 | 0 | 0 | 1 | 0 | 0 | 1 | 0 | 0 | 1 | 0 | 0 | 1 | 0 | 0 | 1 | 0 | 7 | E | 9 | 5 | E | 9 | -0.6 | E | 9 | -7.8 | E | 9 | 54 | A | 7 | 823 | E | 9 | 260 | E | 9 | 5.2 | E | 9 | 9620 | C | 8 | 7620 | E | 9 | 0.5 | E | 8 | 0.043 | F | 8 | 0.22 | F | 8 | 0 | 1 | D | 9 | 45 | C | 8
1995-01-08 | 20:00 | 0 | 0 | 0 | 1 | 0 | 0 | 1 | 0 | 0 | 1 | 0 | 0 | 1 | 0 | 0 | 1 | 0 | 0 | 1 | 0 | 0 | 1 | 0 | 8 | E | 9 | 3 | E | 9 | -1.7 | E | 9 | -7.8 | E | 9 | 59 | A | 7 | 823 | E | 9 | 270 | E | 9 | 6.2 | E | 9 | 9634 | C | 8 | 77777 | E | 9 | 0.5 | E | 8 | 0.043 | F | 8 | 0.22 | F | 8 | 0 | 1 | D | 9 | 45 | C | 8
1995-01-08 | 21:00 | 0 | 0 | 0 | 1 | 0 | 0 | 1 | 0 | 0 | 1 | 0 | 0 | 1 | 0 | 0 | 1 | 0 | 0 | 1 | 0 | 0 | 1 | 0 | 7 | E | 9 | 4 | E | 9 | -1.1 | E | 9 | -8.3 | E | 9 | 54 | A | 7 | 822 | E | 9 | 240 | E | 9 | 4.6 | E | 9 | 9648 | C | 8 | 7620 | E | 9 | 0.5 | E | 8 | 0.043 | F | 8 | 0.22 | F | 8 | 0 | 1 | D | 9 | 45 | C | 8
1995-01-08 | 22:00 | 0 | 0 | 0 | 1 | 0 | 0 | 1 | 0 | 0 | 1 | 0 | 0 | 1 | 0 | 0 | 1 | 0 | 0 | 1 | 0 | 0 | 1 | 0 | 8 | E | 9 | 8 | E | 9 | -2.2 | E | 9 | -8.3 | E | 9 | 59 | A | 7 | 821 | E | 9 | 260 | E | 9 | 5.7 | E | 9 | 9663 | C | 8 | 4572 | E | 9 | 0.5 | E | 8 | 0.043 | F | 8 | 0.22 | F | 8 | 0 | 1 | D | 9 | 45 | C | 8
1995-01-08 | 23:00 | 0 | 0 | 0 | 1 | 0 | 0 | 1 | 0 | 0 | 1 | 0 | 0 | 1 | 0 | 0 | 1 | 0 | 0 | 1 | 0 | 0 | 1 | 0 | 7 | E | 9 | 6 | E | 9 | -1.7 | E | 9 | -7.8 | E | 9 | 59 | A | 7 | 820 | E | 9 | 240 | E | 9 | 3.6 | E | 9 | 9677 | C | 8 | 4572 | E | 9 | 0.6 | E | 8 | 0.043 | F | 8 | 0.22 | F | 8 | 0 | 1 | D | 9 | 45 | C | 8
1995-01-08 | 24:00 | 0 | 0 | 0 | 1 | 0 | 0 | 1 | 0 | 0 | 1 | 0 | 0 | 1 | 0 | 0 | 1 | 0 | 0 | 1 | 0 | 0 | 1 | 0 | 9 | E | 9 | 8 | E | 9 | -2.8 | E | 9 | -8.3 | E | 9 | 62 | A | 7 | 821 | E | 9 | 220 | E | 9 | 5.7 | E | 9 | 9692 | C | 8 | 4572 | E | 9 | 0.6 | E | 8 | 0.043 | F | 8 | 0.22 | F | 8 | 0 | 1 | D | 9 | 45 | C | 8
1995-01-09 | 1:00 | 0 | 0 | 0 | 1 | 0 | 0 | 1 | 0 | 0 | 1 | 0 | 0 | 1 | 0 | 0 | 1 | 0 | 0 | 1 | 0 | 0 | 1 | 0 | 0 | E | 9 | 0 | E | 9 | -3.3 | E | 9 | -7.8 | E | 9 | 68 | A | 7 | 820 | E | 9 | 240 | E | 9 | 6.2 | E | 9 | 9706 | C | 8 | 77777 | E | 9 | 0.6 | E | 8 | 0.043 | F | 8 | 0.22 | F | 8 | 0 | 1 | D | 9 | 45 | C | 8
1995-01-09 | 2:00 | 0 | 0 | 0 | 1 | 0 | 0 | 1 | 0 | 0 | 1 | 0 | 0 | 1 | 0 | 0 | 1 | 0 | 0 | 1 | 0 | 0 | 1 | 0 | 2 | E | 9 | 2 | E | 9 | -3.3 | E | 9 | -8.3 | E | 9 | 65 | A | 7 | 820 | E | 9 | 250 | E | 9 | 5.7 | E | 9 | 9721 | C | 8 | 77777 | E | 9 | 0.6 | E | 8 | 0.043 | F | 8 | 0.22 | F | 8 | 0 | 1 | D | 9 | 45 | C | 8
1995-01-09 | 3:00 | 0 | 0 | 0 | 1 | 0 | 0 | 1 | 0 | 0 | 1 | 0 | 0 | 1 | 0 | 0 | 1 | 0 | 0 | 1 | 0 | 0 | 1 | 0 | 1 | E | 9 | 1 | E | 9 | -3.3 | E | 9 | -8.3 | E | 9 | 65 | A | 7 | 820 | E | 9 | 240 | E | 9 | 5.7 | E | 9 | 9735 | C | 8 | 77777 | E | 9 | 0.6 | E | 8 | 0.043 | F | 8 | 0.22 | F | 8 | 0 | 1 | D | 9 | 45 | C | 8
1995-01-09 | 4:00 | 0 | 0 | 0 | 1 | 0 | 0 | 1 | 0 | 0 | 1 | 0 | 0 | 1 | 0 | 0 | 1 | 0 | 0 | 1 | 0 | 0 | 1 | 0 | 2 | E | 9 | 1 | E | 9 | -3.3 | E | 9 | -8.3 | E | 9 | 65 | A | 7 | 820 | E | 9 | 240 | E | 9 | 5.7 | E | 9 | 9750 | C | 8 | 77777 | E | 9 | 0.6 | E | 8 | 0.043 | F | 8 | 0.22 | F | 8 | 0 | 1 | D | 9 | 45 | C | 8
1995-01-09 | 5:00 | 0 | 0 | 0 | 1 | 0 | 0 | 1 | 0 | 0 | 1 | 0 | 0 | 1 | 0 | 0 | 1 | 0 | 0 | 1 | 0 | 0 | 1 | 0 | 3 | E | 9 | 1 | E | 9 | -3.9 | E | 9 | -8.3 | E | 9 | 68 | A | 7 | 821 | E | 9 | 260 | E | 9 | 4.1 | E | 9 | 9764 | C | 8 | 77777 | E | 9 | 0.6 | E | 8 | 0.043 | F | 8 | 0.22 | F | 8 | 0 | 1 | D | 9 | 45 | C | 8
1995-01-09 | 6:00 | 0 | 0 | 0 | 1 | 0 | 0 | 1 | 0 | 0 | 1 | 0 | 0 | 1 | 0 | 0 | 1 | 0 | 0 | 1 | 0 | 0 | 1 | 0 | 0 | E | 9 | 0 | E | 9 | -3.3 | E | 9 | -9.4 | E | 9 | 59 | A | 7 | 821 | E | 9 | 220 | E | 9 | 5.2 | E | 9 | 9779 | C | 8 | 77777 | E | 9 | 0.6 | E | 8 | 0.043 | F | 8 | 0.22 | F | 8 | 0 | 1 | D | 9 | 45 | C | 8
1995-01-09 | 7:00 | 0 | 0 | 0 | 1 | 0 | 0 | 1 | 0 | 0 | 1 | 0 | 0 | 1 | 0 | 0 | 1 | 0 | 0 | 1 | 0 | 0 | 1 | 0 | 1 | E | 9 | 0 | E | 9 | -5 | E | 9 | -8.3 | E | 9 | 75 | A | 7 | 821 | E | 9 | 0 | E | 9 | 0 | E | 9 | 9793 | C | 8 | 77777 | E | 9 | 0.6 | E | 8 | 0.043 | F | 8 | 0.22 | F | 8 | 0 | 1 | D | 9 | 45 | C | 8
1995-01-09 | 8:00 | 46 | 908 | 14 | 1 | 17 | 107 | 1 | 21 | 8 | 1 | 17 | 15 | 1 | 17 | 48 | 1 | 21 | 12 | 1 | 17 | 16 | 1 | 32 | 1 | E | 9 | 1 | E | 9 | -1.1 | E | 9 | -9.4 | E | 9 | 49 | A | 7 | 822 | E | 9 | 130 | E | 9 | 2.6 | E | 9 | 9808 | C | 8 | 77777 | E | 9 | 0.6 | E | 8 | 0.043 | F | 8 | 0.22 | F | 8 | 0 | 1 | D | 9 | 45 | C | 8
1995-01-09 | 9:00 | 252 | 1415 | 136 | 1 | 17 | 551 | 1 | 21 | 38 | 1 | 17 | 138 | 1 | 17 | 419 | 1 | 21 | 63 | 1 | 17 | 71 | 1 | 32 | 0 | E | 9 | 0 | E | 9 | 0.6 | E | 9 | -9.4 | E | 9 | 43 | A | 7 | 823 | E | 9 | 140 | E | 9 | 2.6 | E | 9 | 9822 | C | 8 | 77777 | E | 9 | 0.6 | E | 8 | 0.043 | F | 8 | 0.22 | F | 8 | 0 | 1 | D | 9 | 45 | C | 8
1995-01-09 | 10:00 | 441 | 1415 | 287 | 1 | 17 | 749 | 1 | 21 | 53 | 1 | 17 | 299 | 1 | 17 | 677 | 1 | 21 | 87 | 1 | 17 | 108 | 1 | 32 | 0 | E | 9 | 0 | E | 9 | 2.8 | E | 9 | -10 | E | 9 | 35 | A | 7 | 825 | E | 9 | 110 | E | 9 | 4.6 | E | 9 | 9836 | C | 8 | 77777 | E | 9 | 0.6 | E | 8 | 0.043 | F | 8 | 0.22 | F | 8 | 0 | 1 | D | 9 | 45 | C | 8
1995-01-09 | 11:00 | 577 | 1415 | 405 | 1 | 17 | 835 | 1 | 21 | 64 | 1 | 17 | 428 | 1 | 17 | 799 | 1 | 21 | 101 | 1 | 17 | 137 | 1 | 32 | 0 | E | 9 | 0 | E | 9 | 3.9 | E | 9 | -8.9 | E | 9 | 35 | A | 7 | 824 | E | 9 | 100 | E | 9 | 5.2 | E | 9 | 9851 | C | 8 | 77777 | E | 9 | 0.6 | E | 8 | 0.043 | F | 8 | 0.22 | F | 8 | 0 | 1 | D | 9 | 45 | C | 8
1995-01-09 | 12:00 | 651 | 1415 | 471 | 1 | 17 | 870 | 1 | 21 | 70 | 1 | 17 | 494 | 1 | 17 | 839 | 1 | 21 | 106 | 1 | 17 | 145 | 1 | 32 | 0 | E | 9 | 0 | E | 9 | 3.3 | E | 9 | -8.3 | E | 9 | 39 | A | 7 | 824 | E | 9 | 100 | E | 9 | 5.2 | E | 9 | 9865 | C | 8 | 77777 | E | 9 | 0.6 | E | 8 | 0.043 | F | 8 | 0.22 | F | 8 | 0 | 1 | D | 9 | 45 | C | 8
1995-01-09 | 13:00 | 658 | 1415 | 477 | 1 | 17 | 873 | 1 | 21 | 71 | 1 | 17 | 500 | 1 | 17 | 843 | 1 | 21 | 106 | 1 | 17 | 147 | 1 | 32 | 0 | E | 9 | 0 | E | 9 | 3.3 | E | 9 | -7.8 | E | 9 | 41 | A | 7 | 823 | E | 9 | 90 | E | 9 | 6.2 | E | 9 | 9880 | C | 8 | 77777 | E | 9 | 0.6 | E | 8 | 0.043 | F | 8 | 0.22 | F | 8 | 0 | 1 | D | 9 | 45 | C | 8
1995-01-09 | 14:00 | 597 | 1415 | 422 | 1 | 17 | 844 | 1 | 21 | 66 | 1 | 17 | 447 | 1 | 17 | 812 | 1 | 21 | 103 | 1 | 17 | 142 | 1 | 32 | 0 | E | 9 | 0 | E | 9 | 3.9 | E | 9 | -7.8 | E | 9 | 39 | A | 7 | 823 | E | 9 | 100 | E | 9 | 6.2 | E | 9 | 9894 | C | 8 | 77777 | E | 9 | 0.6 | E | 8 | 0.043 | F | 8 | 0.22 | F | 8 | 0 | 1 | D | 9 | 45 | C | 8
1995-01-09 | 15:00 | 472 | 1415 | 313 | 1 | 17 | 770 | 1 | 21 | 56 | 1 | 17 | 328 | 1 | 17 | 707 | 1 | 21 | 90 | 1 | 17 | 115 | 1 | 32 | 0 | E | 9 | 0 | E | 9 | 4.4 | E | 9 | -8.9 | E | 9 | 34 | A | 7 | 822 | E | 9 | 120 | E | 9 | 5.7 | E | 9 | 9909 | C | 8 | 77777 | E | 9 | 0.6 | E | 8 | 0.043 | F | 8 | 0.22 | F | 8 | 0 | 1 | D | 9 | 45 | C | 8
1995-01-09 | 16:00 | 292 | 1415 | 166 | 1 | 17 | 603 | 1 | 21 | 41 | 1 | 17 | 170 | 1 | 17 | 483 | 1 | 21 | 69 | 1 | 17 | 78 | 1 | 32 | 0 | E | 9 | 0 | E | 9 | 3.9 | E | 9 | -7.8 | E | 9 | 39 | A | 7 | 823 | E | 9 | 70 | E | 9 | 4.6 | E | 9 | 9923 | C | 8 | 77777 | E | 9 | 0.7 | E | 8 | 0.043 | F | 8 | 0.22 | F | 8 | 0 | 1 | D | 9 | 45 | C | 8
1995-01-09 | 17:00 | 78 | 1191 | 28 | 1 | 17 | 200 | 1 | 21 | 15 | 1 | 17 | 30 | 1 | 17 | 98 | 1 | 21 | 23 | 1 | 17 | 28 | 1 | 32 | 0 | E | 9 | 0 | E | 9 | 2.8 | E | 9 | -7.8 | E | 9 | 42 | A | 7 | 822 | E | 9 | 100 | E | 9 | 4.1 | E | 9 | 9938 | C | 8 | 77777 | E | 9 | 0.7 | E | 8 | 0.043 | F | 8 | 0.22 | F | 8 | 0 | 1 | D | 9 | 45 | C | 8
1995-01-09 | 18:00 | 0 | 0 | 0 | 1 | 0 | 0 | 1 | 0 | 0 | 1 | 0 | 0 | 1 | 0 | 0 | 1 | 0 | 0 | 1 | 0 | 0 | 1 | 0 | 0 | E | 9 | 0 | E | 9 | 1.1 | E | 9 | -7.8 | E | 9 | 48 | A | 7 | 823 | E | 9 | 150 | E | 9 | 4.1 | E | 9 | 9952 | C | 8 | 77777 | E | 9 | 0.7 | E | 8 | 0.043 | F | 8 | 0.22 | F | 8 | 0 | 1 | D | 9 | 45 | C | 8
1995-01-09 | 19:00 | 0 | 0 | 0 | 1 | 0 | 0 | 1 | 0 | 0 | 1 | 0 | 0 | 1 | 0 | 0 | 1 | 0 | 0 | 1 | 0 | 0 | 1 | 0 | 0 | E | 9 | 0 | E | 9 | 0 | E | 9 | -6.1 | E | 9 | 60 | A | 7 | 822 | E | 9 | 170 | E | 9 | 4.6 | E | 9 | 9967 | C | 8 | 77777 | E | 9 | 0.7 | E | 8 | 0.043 | F | 8 | 0.22 | F | 8 | 0 | 1 | D | 9 | 45 | C | 8
1995-01-09 | 20:00 | 0 | 0 | 0 | 1 | 0 | 0 | 1 | 0 | 0 | 1 | 0 | 0 | 1 | 0 | 0 | 1 | 0 | 0 | 1 | 0 | 0 | 1 | 0 | 0 | E | 9 | 0 | E | 9 | 0.6 | E | 9 | -4.4 | E | 9 | 66 | A | 7 | 821 | E | 9 | 170 | E | 9 | 4.6 | E | 9 | 9981 | C | 8 | 77777 | E | 9 | 0.7 | E | 8 | 0.043 | F | 8 | 0.22 | F | 8 | 0 | 1 | D | 9 | 45 | C | 8
1995-01-09 | 21:00 | 0 | 0 | 0 | 1 | 0 | 0 | 1 | 0 | 0 | 1 | 0 | 0 | 1 | 0 | 0 | 1 | 0 | 0 | 1 | 0 | 0 | 1 | 0 | 0 | E | 9 | 0 | E | 9 | -1.7 | E | 9 | -6.1 | E | 9 | 69 | A | 7 | 821 | E | 9 | 170 | E | 9 | 5.2 | E | 9 | 9996 | C | 8 | 77777 | E | 9 | 0.7 | E | 8 | 0.043 | F | 8 | 0.22 | F | 8 | 0 | 1 | D | 9 | 45 | C | 8
1995-01-09 | 22:00 | 0 | 0 | 0 | 1 | 0 | 0 | 1 | 0 | 0 | 1 | 0 | 0 | 1 | 0 | 0 | 1 | 0 | 0 | 1 | 0 | 0 | 1 | 0 | 0 | E | 9 | 0 | E | 9 | -1.7 | E | 9 | -5.6 | E | 9 | 72 | A | 7 | 821 | E | 9 | 170 | E | 9 | 5.7 | E | 9 | 10010 | C | 8 | 77777 | E | 9 | 0.7 | E | 8 | 0.043 | F | 8 | 0.22 | F | 8 | 0 | 1 | D | 9 | 45 | C | 8
1995-01-09 | 23:00 | 0 | 0 | 0 | 1 | 0 | 0 | 1 | 0 | 0 | 1 | 0 | 0 | 1 | 0 | 0 | 1 | 0 | 0 | 1 | 0 | 0 | 1 | 0 | 0 | E | 9 | 0 | E | 9 | -2.8 | E | 9 | -6.1 | E | 9 | 76 | A | 7 | 821 | E | 9 | 220 | E | 9 | 5.2 | E | 9 | 10025 | C | 8 | 77777 | E | 9 | 0.7 | E | 8 | 0.043 | F | 8 | 0.22 | F | 8 | 0 | 1 | D | 9 | 45 | C | 8
1995-01-09 | 24:00 | 0 | 0 | 0 | 1 | 0 | 0 | 1 | 0 | 0 | 1 | 0 | 0 | 1 | 0 | 0 | 1 | 0 | 0 | 1 | 0 | 0 | 1 | 0 | 0 | E | 9 | 0 | E | 9 | -4.4 | E | 9 | -6.7 | E | 9 | 82 | A | 7 | 819 | E | 9 | 220 | E | 9 | 5.7 | E | 9 | 10039 | C | 8 | 77777 | E | 9 | 0.7 | E | 8 | 0.043 | F | 8 | 0.22 | F | 8 | 0 | 1 | D | 9 | 45 | C | 8
1995-01-10 | 1:00 | 0 | 0 | 0 | 1 | 0 | 0 | 1 | 0 | 0 | 1 | 0 | 0 | 1 | 0 | 0 | 1 | 0 | 0 | 1 | 0 | 0 | 1 | 0 | 0 | E | 9 | 0 | E | 9 | -4.4 | E | 9 | -6.7 | E | 9 | 82 | A | 7 | 818 | E | 9 | 210 | E | 9 | 5.7 | E | 9 | 10053 | C | 8 | 77777 | E | 9 | 0.7 | E | 8 | 0.043 | F | 8 | 0.22 | F | 8 | 0 | 1 | D | 9 | 45 | C | 8
1995-01-10 | 2:00 | 0 | 0 | 0 | 1 | 0 | 0 | 1 | 0 | 0 | 1 | 0 | 0 | 1 | 0 | 0 | 1 | 0 | 0 | 1 | 0 | 0 | 1 | 0 | 0 | E | 9 | 0 | E | 9 | -5 | E | 9 | -8.3 | E | 9 | 75 | A | 7 | 819 | E | 9 | 210 | E | 9 | 5.2 | E | 9 | 10068 | C | 8 | 77777 | E | 9 | 0.7 | E | 8 | 0.043 | F | 8 | 0.22 | F | 8 | 0 | 1 | D | 9 | 45 | C | 8
1995-01-10 | 3:00 | 0 | 0 | 0 | 1 | 0 | 0 | 1 | 0 | 0 | 1 | 0 | 0 | 1 | 0 | 0 | 1 | 0 | 0 | 1 | 0 | 0 | 1 | 0 | 0 | E | 9 | 0 | E | 9 | -5 | E | 9 | -8.3 | E | 9 | 75 | A | 7 | 819 | E | 9 | 190 | E | 9 | 4.1 | E | 9 | 10082 | C | 8 | 77777 | E | 9 | 0.7 | E | 8 | 0.043 | F | 8 | 0.22 | F | 8 | 0 | 1 | D | 9 | 45 | C | 8
1995-01-10 | 4:00 | 0 | 0 | 0 | 1 | 0 | 0 | 1 | 0 | 0 | 1 | 0 | 0 | 1 | 0 | 0 | 1 | 0 | 0 | 1 | 0 | 0 | 1 | 0 | 0 | E | 9 | 0 | E | 9 | -5.6 | E | 9 | -9.4 | E | 9 | 72 | A | 7 | 819 | E | 9 | 210 | E | 9 | 5.7 | E | 9 | 10097 | C | 8 | 77777 | E | 9 | 0.7 | E | 8 | 0.043 | F | 8 | 0.22 | F | 8 | 0 | 1 | D | 9 | 45 | C | 8
1995-01-10 | 5:00 | 0 | 0 | 0 | 1 | 0 | 0 | 1 | 0 | 0 | 1 | 0 | 0 | 1 | 0 | 0 | 1 | 0 | 0 | 1 | 0 | 0 | 1 | 0 | 1 | E | 9 | 1 | E | 9 | -6.1 | E | 9 | -9.4 | E | 9 | 75 | A | 7 | 819 | E | 9 | 190 | E | 9 | 5.2 | E | 9 | 10111 | C | 8 | 77777 | E | 9 | 0.7 | E | 8 | 0.043 | F | 8 | 0.22 | F | 8 | 0 | 1 | D | 9 | 45 | C | 8
1995-01-10 | 6:00 | 0 | 0 | 0 | 1 | 0 | 0 | 1 | 0 | 0 | 1 | 0 | 0 | 1 | 0 | 0 | 1 | 0 | 0 | 1 | 0 | 0 | 1 | 0 | 0 | E | 9 | 0 | E | 9 | -6.7 | E | 9 | -10.6 | E | 9 | 71 | A | 7 | 819 | E | 9 | 200 | E | 9 | 4.6 | E | 9 | 10126 | C | 8 | 77777 | E | 9 | 0.7 | E | 8 | 0.043 | F | 8 | 0.22 | F | 8 | 0 | 1 | D | 9 | 45 | C | 8
1995-01-10 | 7:00 | 0 | 0 | 0 | 1 | 0 | 0 | 1 | 0 | 0 | 1 | 0 | 0 | 1 | 0 | 0 | 1 | 0 | 0 | 1 | 0 | 0 | 1 | 0 | 2 | E | 9 | 1 | E | 9 | -5.6 | E | 9 | -11.1 | E | 9 | 62 | A | 7 | 818 | E | 9 | 230 | E | 9 | 3.6 | E | 9 | 10140 | C | 8 | 77777 | E | 9 | 0.7 | E | 8 | 0.043 | F | 8 | 0.22 | F | 8 | 0 | 1 | D | 9 | 45 | C | 8
1995-01-10 | 8:00 | 46 | 908 | 19 | 1 | 17 | 234 | 1 | 21 | 7 | 1 | 17 | 21 | 1 | 17 | 133 | 1 | 21 | 14 | 1 | 17 | 22 | 1 | 32 | 0 | E | 9 | 0 | E | 9 | -5 | E | 9 | -10.6 | E | 9 | 61 | A | 7 | 818 | E | 9 | 200 | E | 9 | 5.2 | E | 9 | 10155 | C | 8 | 77777 | E | 9 | 0.7 | E | 8 | 0.043 | F | 8 | 0.22 | F | 8 | 0 | 1 | D | 9 | 45 | C | 8
1995-01-10 | 9:00 | 254 | 1415 | 150 | 1 | 17 | 695 | 1 | 21 | 25 | 1 | 17 | 160 | 1 | 17 | 550 | 1 | 21 | 60 | 1 | 17 | 63 | 1 | 32 | 0 | E | 9 | 0 | E | 9 | -1.7 | E | 9 | -10.6 | E | 9 | 46 | A | 7 | 821 | E | 9 | 220 | E | 9 | 5.7 | E | 9 | 10169 | C | 8 | 77777 | E | 9 | 0.7 | E | 8 | 0.043 | F | 8 | 0.22 | F | 8 | 0 | 1 | D | 9 | 45 | C | 8
1995-01-10 | 10:00 | 443 | 1415 | 303 | 1 | 17 | 855 | 1 | 21 | 35 | 1 | 17 | 323 | 1 | 17 | 778 | 1 | 21 | 78 | 1 | 17 | 93 | 1 | 32 | 0 | E | 9 | 0 | E | 9 | 1.7 | E | 9 | -11.1 | E | 9 | 34 | A | 7 | 824 | E | 9 | 240 | E | 9 | 5.7 | E | 9 | 10184 | C | 8 | 77777 | E | 9 | 0.7 | E | 8 | 0.043 | F | 8 | 0.22 | F | 8 | 0 | 1 | D | 9 | 45 | C | 8
1995-01-10 | 11:00 | 580 | 1415 | 422 | 1 | 17 | 924 | 1 | 21 | 43 | 1 | 17 | 448 | 1 | 17 | 880 | 1 | 21 | 86 | 1 | 17 | 114 | 1 | 32 | 0 | E | 9 | 0 | E | 9 | 4.4 | E | 9 | -12.2 | E | 9 | 26 | A | 7 | 823 | E | 9 | 220 | E | 9 | 5.7 | E | 9 | 10198 | C | 8 | 77777 | E | 9 | 0.7 | E | 8 | 0.043 | F | 8 | 0.22 | F | 8 | 0 | 1 | D | 9 | 45 | C | 8
1995-01-10 | 12:00 | 654 | 1415 | 488 | 1 | 17 | 952 | 1 | 21 | 47 | 1 | 17 | 518 | 1 | 17 | 922 | 1 | 21 | 89 | 1 | 17 | 126 | 1 | 32 | 0 | E | 9 | 0 | E | 9 | 6.1 | E | 9 | -14.4 | E | 9 | 19 | A | 7 | 825 | E | 9 | 220 | E | 9 | 4.1 | E | 9 | 10213 | C | 8 | 77777 | E | 9 | 0.7 | E | 8 | 0.043 | F | 8 | 0.22 | F | 8 | 0 | 1 | D | 9 | 45 | C | 8
1995-01-10 | 13:00 | 661 | 1415 | 494 | 1 | 17 | 955 | 1 | 21 | 47 | 1 | 17 | 524 | 1 | 17 | 926 | 1 | 21 | 89 | 1 | 17 | 126 | 1 | 32 | 0 | E | 9 | 0 | E | 9 | 7.2 | E | 9 | -14.4 | E | 9 | 17 | A | 7 | 824 | E | 9 | 220 | E | 9 | 1.5 | E | 9 | 10227 | C | 8 | 77777 | E | 9 | 0.7 | E | 8 | 0.043 | F | 8 | 0.22 | F | 8 | 0 | 1 | D | 9 | 45 | C | 8
1995-01-10 | 14:00 | 601 | 1415 | 440 | 1 | 17 | 933 | 1 | 21 | 44 | 1 | 17 | 468 | 1 | 17 | 893 | 1 | 21 | 87 | 1 | 17 | 117 | 1 | 32 | 0 | E | 9 | 0 | E | 9 | 7.2 | E | 9 | -13.9 | E | 9 | 18 | A | 7 | 824 | E | 9 | 210 | E | 9 | 2.1 | E | 9 | 10241 | C | 8 | 77777 | E | 9 | 0.7 | E | 8 | 0.043 | F | 8 | 0.22 | F | 8 | 0 | 1 | D | 9 | 45 | C | 8
1995-01-10 | 15:00 | 476 | 1415 | 332 | 1 | 17 | 875 | 1 | 21 | 37 | 1 | 17 | 353 | 1 | 17 | 807 | 1 | 21 | 80 | 1 | 17 | 98 | 1 | 32 | 0 | E | 9 | 0 | E | 9 | 6.7 | E | 9 | -14.4 | E | 9 | 18 | A | 7 | 825 | E | 9 | 0 | E | 9 | 0 | E | 9 | 10256 | C | 8 | 77777 | E | 9 | 0.7 | E | 8 | 0.043 | F | 8 | 0.22 | F | 8 | 0 | 1 | D | 9 | 45 | C | 8
1995-01-10 | 16:00 | 297 | 1415 | 183 | 1 | 17 | 742 | 1 | 21 | 27 | 1 | 17 | 195 | 1 | 17 | 614 | 1 | 21 | 65 | 1 | 17 | 70 | 1 | 32 | 0 | E | 9 | 0 | E | 9 | 6.1 | E | 9 | -13.3 | E | 9 | 21 | A | 7 | 825 | E | 9 | 40 | E | 9 | 2.6 | E | 9 | 10270 | C | 8 | 77777 | E | 9 | 0.7 | E | 8 | 0.043 | F | 8 | 0.22 | F | 8 | 0 | 1 | D | 9 | 45 | C | 8
1995-01-10 | 17:00 | 81 | 1214 | 36 | 1 | 17 | 360 | 1 | 21 | 12 | 1 | 17 | 40 | 1 | 17 | 219 | 1 | 21 | 25 | 1 | 17 | 31 | 1 | 32 | 0 | E | 9 | 0 | E | 9 | 3.3 | E | 9 | -12.8 | E | 9 | 26 | A | 7 | 826 | E | 9 | 70 | E | 9 | 2.1 | E | 9 | 10285 | C | 8 | 77777 | E | 9 | 0.7 | E | 8 | 0.043 | F | 8 | 0.22 | F | 8 | 0 | 1 | D | 9 | 45 | C | 8
1995-01-10 | 18:00 | 0 | 0 | 0 | 1 | 0 | 0 | 1 | 0 | 0 | 1 | 0 | 0 | 1 | 0 | 0 | 1 | 0 | 0 | 1 | 0 | 0 | 1 | 0 | 0 | E | 9 | 0 | E | 9 | 0.6 | E | 9 | -11.7 | E | 9 | 35 | A | 7 | 824 | E | 9 | 290 | E | 9 | 2.6 | E | 9 | 10299 | C | 8 | 77777 | E | 9 | 0.7 | E | 8 | 0.043 | F | 8 | 0.22 | F | 8 | 0 | 1 | D | 9 | 45 | C | 8
1995-01-10 | 19:00 | 0 | 0 | 0 | 1 | 0 | 0 | 1 | 0 | 0 | 1 | 0 | 0 | 1 | 0 | 0 | 1 | 0 | 0 | 1 | 0 | 0 | 1 | 0 | 0 | E | 9 | 0 | E | 9 | -1.1 | E | 9 | -11.1 | E | 9 | 42 | A | 7 | 824 | E | 9 | 220 | E | 9 | 3.6 | E | 9 | 10314 | C | 8 | 77777 | E | 9 | 0.7 | E | 8 | 0.043 | F | 8 | 0.22 | F | 8 | 0 | 1 | D | 9 | 45 | C | 8
1995-01-10 | 20:00 | 0 | 0 | 0 | 1 | 0 | 0 | 1 | 0 | 0 | 1 | 0 | 0 | 1 | 0 | 0 | 1 | 0 | 0 | 1 | 0 | 0 | 1 | 0 | 0 | E | 9 | 0 | E | 9 | -2.2 | E | 9 | -11.1 | E | 9 | 46 | A | 7 | 824 | E | 9 | 230 | E | 9 | 3.6 | E | 9 | 10328 | C | 8 | 77777 | E | 9 | 0.7 | E | 8 | 0.043 | F | 8 | 0.22 | F | 8 | 0 | 1 | D | 9 | 45 | C | 8
1995-01-10 | 21:00 | 0 | 0 | 0 | 1 | 0 | 0 | 1 | 0 | 0 | 1 | 0 | 0 | 1 | 0 | 0 | 1 | 0 | 0 | 1 | 0 | 0 | 1 | 0 | 0 | E | 9 | 0 | E | 9 | -1.1 | E | 9 | -11.1 | E | 9 | 42 | A | 7 | 822 | E | 9 | 240 | E | 9 | 3.6 | E | 9 | 10343 | C | 8 | 77777 | E | 9 | 0.7 | E | 8 | 0.043 | F | 8 | 0.22 | F | 8 | 0 | 1 | D | 9 | 45 | C | 8
1995-01-10 | 22:00 | 0 | 0 | 0 | 1 | 0 | 0 | 1 | 0 | 0 | 1 | 0 | 0 | 1 | 0 | 0 | 1 | 0 | 0 | 1 | 0 | 0 | 1 | 0 | 0 | E | 9 | 0 | E | 9 | -3.3 | E | 9 | -10.6 | E | 9 | 53 | A | 7 | 821 | E | 9 | 220 | E | 9 | 5.2 | E | 9 | 10357 | C | 8 | 77777 | E | 9 | 0.7 | E | 8 | 0.043 | F | 8 | 0.22 | F | 8 | 0 | 1 | D | 9 | 45 | C | 8
1995-01-10 | 23:00 | 0 | 0 | 0 | 1 | 0 | 0 | 1 | 0 | 0 | 1 | 0 | 0 | 1 | 0 | 0 | 1 | 0 | 0 | 1 | 0 | 0 | 1 | 0 | 0 | E | 9 | 0 | E | 9 | -4.4 | E | 9 | -10 | E | 9 | 61 | A | 7 | 826 | E | 9 | 220 | E | 9 | 3.6 | E | 9 | 10372 | C | 8 | 77777 | E | 9 | 0.7 | E | 8 | 0.043 | F | 8 | 0.22 | F | 8 | 0 | 1 | D | 9 | 45 | C | 8
1995-01-10 | 24:00 | 0 | 0 | 0 | 1 | 0 | 0 | 1 | 0 | 0 | 1 | 0 | 0 | 1 | 0 | 0 | 1 | 0 | 0 | 1 | 0 | 0 | 1 | 0 | 0 | E | 9 | 0 | E | 9 | -5 | E | 9 | -11.1 | E | 9 | 59 | A | 7 | 820 | E | 9 | 210 | E | 9 | 7.7 | E | 9 | 10386 | C | 8 | 77777 | E | 9 | 0.6 | E | 8 | 0.043 | F | 8 | 0.22 | F | 8 | 0 | 1 | D | 9 | 45 | C | 8
1995-01-11 | 1:00 | 0 | 0 | 0 | 1 | 0 | 0 | 1 | 0 | 0 | 1 | 0 | 0 | 1 | 0 | 0 | 1 | 0 | 0 | 1 | 0 | 0 | 1 | 0 | 0 | E | 9 | 0 | E | 9 | -5.6 | E | 9 | -11.1 | E | 9 | 62 | A | 7 | 820 | E | 9 | 220 | E | 9 | 5.7 | E | 9 | 10401 | C | 8 | 77777 | E | 9 | 0.6 | E | 8 | 0.043 | F | 8 | 0.22 | F | 8 | 0 | 1 | D | 9 | 45 | C | 8
1995-01-11 | 2:00 | 0 | 0 | 0 | 1 | 0 | 0 | 1 | 0 | 0 | 1 | 0 | 0 | 1 | 0 | 0 | 1 | 0 | 0 | 1 | 0 | 0 | 1 | 0 | 0 | E | 9 | 0 | E | 9 | -6.1 | E | 9 | -11.1 | E | 9 | 64 | A | 7 | 821 | E | 9 | 230 | E | 9 | 5.7 | E | 9 | 10415 | C | 8 | 77777 | E | 9 | 0.6 | E | 8 | 0.043 | F | 8 | 0.22 | F | 8 | 0 | 1 | D | 9 | 45 | C | 8
1995-01-11 | 3:00 | 0 | 0 | 0 | 1 | 0 | 0 | 1 | 0 | 0 | 1 | 0 | 0 | 1 | 0 | 0 | 1 | 0 | 0 | 1 | 0 | 0 | 1 | 0 | 0 | E | 9 | 0 | E | 9 | -6.1 | E | 9 | -11.7 | E | 9 | 61 | A | 7 | 820 | E | 9 | 300 | E | 9 | 3.6 | E | 9 | 10430 | C | 8 | 77777 | E | 9 | 0.6 | E | 8 | 0.043 | F | 8 | 0.22 | F | 8 | 0 | 1 | D | 9 | 45 | C | 8
1995-01-11 | 4:00 | 0 | 0 | 0 | 1 | 0 | 0 | 1 | 0 | 0 | 1 | 0 | 0 | 1 | 0 | 0 | 1 | 0 | 0 | 1 | 0 | 0 | 1 | 0 | 2 | E | 9 | 1 | E | 9 | -5.6 | E | 9 | -11.7 | E | 9 | 59 | A | 7 | 820 | E | 9 | 230 | E | 9 | 5.7 | E | 9 | 10444 | C | 8 | 77777 | E | 9 | 0.6 | E | 8 | 0.043 | F | 8 | 0.22 | F | 8 | 0 | 1 | D | 9 | 45 | C | 8
1995-01-11 | 5:00 | 0 | 0 | 0 | 1 | 0 | 0 | 1 | 0 | 0 | 1 | 0 | 0 | 1 | 0 | 0 | 1 | 0 | 0 | 1 | 0 | 0 | 1 | 0 | 4 | E | 9 | 1 | E | 9 | -5 | E | 9 | -12.2 | E | 9 | 53 | A | 7 | 824 | E | 9 | 230 | E | 9 | 6.2 | E | 9 | 10458 | C | 8 | 77777 | E | 9 | 0.6 | E | 8 | 0.043 | F | 8 | 0.22 | F | 8 | 0 | 1 | D | 9 | 45 | C | 8
1995-01-11 | 6:00 | 0 | 0 | 0 | 1 | 0 | 0 | 1 | 0 | 0 | 1 | 0 | 0 | 1 | 0 | 0 | 1 | 0 | 0 | 1 | 0 | 0 | 1 | 0 | 2 | E | 9 | 1 | E | 9 | -3.9 | E | 9 | -12.8 | E | 9 | 46 | A | 7 | 821 | E | 9 | 230 | E | 9 | 5.7 | E | 9 | 10473 | C | 8 | 77777 | E | 9 | 0.6 | E | 8 | 0.043 | F | 8 | 0.22 | F | 8 | 0 | 1 | D | 9 | 45 | C | 8
1995-01-11 | 7:00 | 0 | 0 | 0 | 1 | 0 | 0 | 1 | 0 | 0 | 1 | 0 | 0 | 1 | 0 | 0 | 1 | 0 | 0 | 1 | 0 | 0 | 1 | 0 | 4 | E | 9 | 3 | E | 9 | -3.9 | E | 9 | -12.8 | E | 9 | 46 | A | 7 | 821 | E | 9 | 230 | E | 9 | 5.2 | E | 9 | 10487 | C | 8 | 77777 | E | 9 | 0.6 | E | 8 | 0.043 | F | 8 | 0.22 | F | 8 | 0 | 1 | D | 9 | 45 | C | 8
1995-01-11 | 8:00 | 47 | 908 | 17 | 1 | 17 | 83 | 1 | 21 | 12 | 1 | 17 | 18 | 1 | 17 | 30 | 1 | 21 | 17 | 1 | 17 | 20 | 1 | 32 | 6 | E | 9 | 2 | E | 9 | -3.3 | E | 9 | -12.2 | E | 9 | 46 | A | 7 | 823 | E | 9 | 220 | E | 9 | 5.7 | E | 9 | 10502 | C | 8 | 77777 | E | 9 | 0.6 | E | 8 | 0.043 | F | 8 | 0.22 | F | 8 | 0 | 1 | D | 9 | 45 | C | 8
1995-01-11 | 9:00 | 255 | 1414 | 110 | 1 | 17 | 302 | 1 | 21 | 55 | 1 | 17 | 115 | 1 | 17 | 216 | 1 | 21 | 76 | 1 | 17 | 99 | 1 | 32 | 8 | E | 9 | 3 | E | 9 | -1.7 | E | 9 | -12.2 | E | 9 | 40 | A | 7 | 827 | E | 9 | 210 | E | 9 | 6.7 | E | 9 | 10516 | C | 8 | 77777 | E | 9 | 0.6 | E | 8 | 0.043 | F | 8 | 0.22 | F | 8 | 0 | 1 | D | 9 | 45 | C | 8
1995-01-11 | 10:00 | 445 | 1414 | 285 | 1 | 17 | 650 | 1 | 21 | 81 | 1 | 17 | 295 | 1 | 17 | 580 | 1 | 21 | 112 | 1 | 17 | 151 | 1 | 32 | 7 | E | 9 | 2 | E | 9 | 1.1 | E | 9 | -13.3 | E | 9 | 29 | A | 7 | 830 | E | 9 | 230 | E | 9 | 4.6 | E | 9 | 10531 | C | 8 | 77777 | E | 9 | 0.6 | E | 8 | 0.043 | F | 8 | 0.22 | F | 8 | 0 | 1 | D | 9 | 45 | C | 8
1995-01-11 | 11:00 | 582 | 1414 | 326 | 1 | 17 | 537 | 1 | 21 | 105 | 1 | 17 | 339 | 1 | 17 | 511 | 1 | 21 | 128 | 1 | 17 | 206 | 1 | 32 | 8 | E | 9 | 3 | E | 9 | 7.2 | E | 9 | -13.3 | E | 9 | 19 | A | 7 | 830 | E | 9 | 200 | E | 9 | 3.1 | E | 9 | 10545 | C | 8 | 77777 | E | 9 | 0.6 | E | 8 | 0.043 | F | 8 | 0.22 | F | 8 | 0 | 1 | D | 9 | 45 | C | 8
1995-01-11 | 12:00 | 657 | 1414 | 458 | 1 | 17 | 726 | 1 | 21 | 120 | 1 | 17 | 477 | 1 | 17 | 705 | 1 | 21 | 148 | 1 | 17 | 244 | 1 | 32 | 7 | E | 9 | 2 | E | 9 | 7.8 | E | 9 | -16.7 | E | 9 | 13 | A | 7 | 829 | E | 9 | 110 | E | 9 | 2.1 | E | 9 | 10560 | C | 8 | 77777 | E | 9 | 0.6 | E | 8 | 0.043 | F | 8 | 0.22 | F | 8 | 0 | 1 | D | 9 | 45 | C | 8
1995-01-11 | 13:00 | 665 | 1414 | 471 | 1 | 17 | 653 | 1 | 21 | 164 | 1 | 17 | 496 | 1 | 17 | 647 | 1 | 21 | 191 | 1 | 17 | 339 | 1 | 32 | 8 | E | 9 | 4 | E | 9 | 10.6 | E | 9 | -16.7 | E | 9 | 11 | A | 7 | 830 | E | 9 | 90 | E | 9 | 6.2 | E | 9 | 10574 | C | 8 | 77777 | E | 9 | 0.6 | E | 8 | 0.043 | F | 8 | 0.22 | F | 8 | 0 | 1 | D | 9 | 45 | C | 8
1995-01-11 | 14:00 | 604 | 1414 | 425 | 1 | 17 | 717 | 1 | 21 | 119 | 1 | 17 | 440 | 1 | 17 | 683 | 1 | 21 | 147 | 1 | 17 | 232 | 1 | 32 | 7 | E | 9 | 4 | E | 9 | 11.7 | E | 9 | -18.9 | E | 9 | 8 | A | 7 | 829 | E | 9 | 90 | E | 9 | 7.7 | E | 9 | 10589 | C | 8 | 77777 | E | 9 | 0.6 | E | 8 | 0.043 | F | 8 | 0.22 | F | 8 | 0 | 1 | D | 9 | 45 | C | 8
1995-01-11 | 15:00 | 480 | 1414 | 201 | 1 | 17 | 197 | 1 | 21 | 134 | 1 | 17 | 213 | 1 | 17 | 186 | 1 | 21 | 150 | 1 | 17 | 274 | 1 | 32 | 9 | E | 9 | 5 | E | 9 | 12.2 | E | 9 | -17.2 | E | 9 | 9 | A | 7 | 830 | E | 9 | 110 | E | 9 | 7.2 | E | 9 | 10603 | C | 8 | 7925 | E | 9 | 0.6 | E | 8 | 0.043 | F | 8 | 0.22 | F | 8 | 0 | 1 | D | 9 | 45 | C | 8
1995-01-11 | 16:00 | 301 | 1414 | 104 | 1 | 17 | 103 | 1 | 21 | 81 | 1 | 17 | 112 | 1 | 17 | 83 | 1 | 21 | 94 | 1 | 17 | 175 | 1 | 32 | 10 | E | 9 | 7 | E | 9 | 10 | E | 9 | -17.8 | E | 9 | 10 | A | 7 | 830 | E | 9 | 110 | E | 9 | 4.6 | E | 9 | 10618 | C | 8 | 6096 | E | 9 | 0.6 | E | 8 | 0.043 | F | 8 | 0.22 | F | 8 | 0 | 1 | D | 9 | 45 | C | 8
1995-01-11 | 17:00 | 85 | 1238 | 32 | 1 | 17 | 62 | 1 | 21 | 28 | 1 | 17 | 35 | 1 | 17 | 29 | 1 | 21 | 33 | 1 | 17 | 58 | 1 | 32 | 9 | E | 9 | 6 | E | 9 | 8.3 | E | 9 | -20.6 | E | 9 | 9 | A | 7 | 823 | E | 9 | 120 | E | 9 | 4.1 | E | 9 | 10632 | C | 8 | 5486 | E | 9 | 0.5 | E | 8 | 0.043 | F | 8 | 0.22 | F | 8 | 0 | 1 | D | 9 | 45 | C | 8
1995-01-11 | 18:00 | 0 | 0 | 0 | 1 | 0 | 0 | 1 | 0 | 0 | 1 | 0 | 0 | 1 | 0 | 0 | 1 | 0 | 0 | 1 | 0 | 0 | 1 | 0 | 10 | E | 9 | 7 | E | 9 | 7.8 | E | 9 | -18.3 | E | 9 | 11 | A | 7 | 829 | E | 9 | 40 | E | 9 | 3.1 | E | 9 | 10646 | C | 8 | 5486 | E | 9 | 0.5 | E | 8 | 0.043 | F | 8 | 0.22 | F | 8 | 0 | 1 | D | 9 | 45 | C | 8
1995-01-11 | 19:00 | 0 | 0 | 0 | 1 | 0 | 0 | 1 | 0 | 0 | 1 | 0 | 0 | 1 | 0 | 0 | 1 | 0 | 0 | 1 | 0 | 0 | 1 | 0 | 10 | E | 9 | 9 | E | 9 | 7.2 | E | 9 | -16.7 | E | 9 | 14 | A | 7 | 828 | E | 9 | 320 | E | 9 | 2.6 | E | 9 | 10661 | C | 8 | 5486 | E | 9 | 0.5 | E | 8 | 0.043 | F | 8 | 0.22 | F | 8 | 0 | 1 | D | 9 | 45 | C | 8
1995-01-11 | 20:00 | 0 | 0 | 0 | 1 | 0 | 0 | 1 | 0 | 0 | 1 | 0 | 0 | 1 | 0 | 0 | 1 | 0 | 0 | 1 | 0 | 0 | 1 | 0 | 10 | E | 9 | 6 | E | 9 | 5.6 | E | 9 | -14.4 | E | 9 | 19 | A | 7 | 825 | E | 9 | 260 | E | 9 | 4.1 | E | 9 | 10675 | C | 8 | 6096 | E | 9 | 0.5 | E | 8 | 0.043 | F | 8 | 0.22 | F | 8 | 0 | 1 | D | 9 | 45 | C | 8
1995-01-11 | 21:00 | 0 | 0 | 0 | 1 | 0 | 0 | 1 | 0 | 0 | 1 | 0 | 0 | 1 | 0 | 0 | 1 | 0 | 0 | 1 | 0 | 0 | 1 | 0 | 10 | E | 9 | 8 | E | 9 | 4.4 | E | 9 | -13.3 | E | 9 | 23 | A | 7 | 821 | E | 9 | 240 | E | 9 | 4.6 | E | 9 | 10690 | C | 8 | 5486 | E | 9 | 0.5 | E | 8 | 0.043 | F | 8 | 0.22 | F | 8 | 0 | 1 | D | 9 | 45 | C | 8
1995-01-11 | 22:00 | 0 | 0 | 0 | 1 | 0 | 0 | 1 | 0 | 0 | 1 | 0 | 0 | 1 | 0 | 0 | 1 | 0 | 0 | 1 | 0 | 0 | 1 | 0 | 10 | E | 9 | 9 | E | 9 | 6.1 | E | 9 | -15 | E | 9 | 18 | A | 7 | 822 | E | 9 | 260 | E | 9 | 4.6 | E | 9 | 10704 | C | 8 | 4877 | E | 9 | 0.5 | E | 8 | 0.043 | F | 8 | 0.22 | F | 8 | 0 | 1 | D | 9 | 45 | C | 8
1995-01-11 | 23:00 | 0 | 0 | 0 | 1 | 0 | 0 | 1 | 0 | 0 | 1 | 0 | 0 | 1 | 0 | 0 | 1 | 0 | 0 | 1 | 0 | 0 | 1 | 0 | 10 | E | 9 | 10 | E | 9 | 4.4 | E | 9 | -12.8 | E | 9 | 24 | A | 7 | 822 | E | 9 | 240 | E | 9 | 4.1 | E | 9 | 10719 | C | 8 | 3962 | E | 9 | 0.5 | E | 8 | 0.043 | F | 8 | 0.22 | F | 8 | 0 | 1 | D | 9 | 45 | C | 8
1995-01-11 | 24:00 | 0 | 0 | 0 | 1 | 0 | 0 | 1 | 0 | 0 | 1 | 0 | 0 | 1 | 0 | 0 | 1 | 0 | 0 | 1 | 0 | 0 | 1 | 0 | 10 | E | 9 | 10 | E | 9 | 3.9 | E | 9 | -12.2 | E | 9 | 26 | A | 7 | 820 | E | 9 | 240 | E | 9 | 4.6 | E | 9 | 10733 | C | 8 | 3353 | E | 9 | 0.5 | E | 8 | 0.043 | F | 8 | 0.22 | F | 8 | 0 | 1 | D | 9 | 45 | C | 8
1995-01-12 | 1:00 | 0 | 0 | 0 | 1 | 0 | 0 | 1 | 0 | 0 | 1 | 0 | 0 | 1 | 0 | 0 | 1 | 0 | 0 | 1 | 0 | 0 | 1 | 0 | 10 | E | 9 | 10 | E | 9 | 2.8 | E | 9 | -11.7 | E | 9 | 30 | A | 7 | 819 | E | 9 | 250 | E | 9 | 4.6 | E | 9 | 10748 | C | 8 | 2438 | E | 9 | 0.5 | E | 8 | 0.043 | F | 8 | 0.22 | F | 8 | 0 | 1 | D | 9 | 45 | C | 8
1995-01-12 | 2:00 | 0 | 0 | 0 | 1 | 0 | 0 | 1 | 0 | 0 | 1 | 0 | 0 | 1 | 0 | 0 | 1 | 0 | 0 | 1 | 0 | 0 | 1 | 0 | 10 | E | 9 | 10 | E | 9 | 0 | E | 9 | -12.2 | E | 9 | 35 | A | 7 | 821 | E | 9 | 220 | E | 9 | 3.6 | E | 9 | 10762 | C | 8 | 1158 | E | 9 | 0.5 | E | 8 | 0.043 | F | 8 | 0.22 | F | 8 | 0 | 1 | D | 9 | 45 | C | 8
1995-01-12 | 3:00 | 0 | 0 | 0 | 1 | 0 | 0 | 1 | 0 | 0 | 1 | 0 | 0 | 1 | 0 | 0 | 1 | 0 | 0 | 1 | 0 | 0 | 1 | 0 | 10 | E | 9 | 10 | E | 9 | -1.1 | E | 9 | -11.7 | E | 9 | 40 | A | 7 | 823 | E | 9 | 230 | E | 9 | 3.1 | E | 9 | 10777 | C | 8 | 274 | E | 9 | 0.5 | E | 8 | 0.043 | F | 8 | 0.22 | F | 8 | 0 | 1 | D | 9 | 45 | C | 8
1995-01-12 | 4:00 | 0 | 0 | 0 | 1 | 0 | 0 | 1 | 0 | 0 | 1 | 0 | 0 | 1 | 0 | 0 | 1 | 0 | 0 | 1 | 0 | 0 | 1 | 0 | 10 | E | 9 | 10 | E | 9 | -3.3 | E | 9 | -11.1 | E | 9 | 51 | A | 7 | 823 | E | 9 | 230 | E | 9 | 4.6 | E | 9 | 10791 | C | 8 | 244 | E | 9 | 0.5 | E | 8 | 0.043 | F | 8 | 0.22 | F | 8 | 0 | 1 | D | 9 | 45 | C | 8
1995-01-12 | 5:00 | 0 | 0 | 0 | 1 | 0 | 0 | 1 | 0 | 0 | 1 | 0 | 0 | 1 | 0 | 0 | 1 | 0 | 0 | 1 | 0 | 0 | 1 | 0 | 10 | E | 9 | 10 | E | 9 | -5 | E | 9 | -11.1 | E | 9 | 59 | A | 7 | 825 | E | 9 | 220 | E | 9 | 3.6 | E | 9 | 10806 | C | 8 | 244 | E | 9 | 0.5 | E | 8 | 0.043 | F | 8 | 0.22 | F | 8 | 0 | 1 | D | 9 | 45 | C | 8
1995-01-12 | 6:00 | 0 | 0 | 0 | 1 | 0 | 0 | 1 | 0 | 0 | 1 | 0 | 0 | 1 | 0 | 0 | 1 | 0 | 0 | 1 | 0 | 0 | 1 | 0 | 10 | E | 9 | 10 | E | 9 | -5.6 | E | 9 | -11.7 | E | 9 | 59 | A | 7 | 822 | E | 9 | 230 | E | 9 | 4.1 | E | 9 | 10820 | C | 8 | 244 | E | 9 | 0.5 | E | 8 | 0.043 | F | 8 | 0.22 | F | 8 | 0 | 1 | D | 9 | 45 | C | 8
1995-01-12 | 7:00 | 0 | 0 | 0 | 1 | 0 | 0 | 1 | 0 | 0 | 1 | 0 | 0 | 1 | 0 | 0 | 1 | 0 | 0 | 1 | 0 | 0 | 1 | 0 | 10 | E | 9 | 10 | E | 9 | -6.1 | E | 9 | -11.7 | E | 9 | 61 | A | 7 | 824 | E | 9 | 230 | E | 9 | 4.1 | E | 9 | 10835 | C | 8 | 183 | E | 9 | 0.5 | E | 8 | 0.043 | F | 8 | 0.22 | F | 8 | 0 | 1 | D | 9 | 45 | C | 8
1995-01-12 | 8:00 | 47 | 931 | 4 | 1 | 17 | 0 | 1 | 21 | 4 | 1 | 17 | 5 | 1 | 17 | 0 | 1 | 21 | 5 | 1 | 17 | 16 | 1 | 32 | 10 | E | 9 | 10 | E | 9 | -4.4 | E | 9 | -11.7 | E | 9 | 53 | A | 7 | 825 | E | 9 | 240 | E | 9 | 4.1 | E | 9 | 10849 | C | 8 | 152 | E | 9 | 0.5 | E | 8 | 0.043 | F | 8 | 0.22 | F | 8 | 0 | 1 | D | 9 | 45 | C | 8
1995-01-12 | 9:00 | 257 | 1414 | 38 | 1 | 17 | 0 | 1 | 21 | 38 | 1 | 17 | 44 | 1 | 17 | 0 | 1 | 21 | 44 | 1 | 17 | 146 | 1 | 32 | 10 | E | 9 | 10 | E | 9 | -0.6 | E | 9 | -11.1 | E | 9 | 41 | A | 7 | 828 | E | 9 | 230 | E | 9 | 4.1 | E | 9 | 10863 | C | 8 | 213 | E | 9 | 0.5 | E | 8 | 0.043 | F | 8 | 0.22 | F | 8 | 0 | 1 | D | 9 | 45 | C | 8
1995-01-12 | 10:00 | 447 | 1414 | 76 | 1 | 17 | 0 | 1 | 21 | 76 | 1 | 17 | 88 | 1 | 17 | 0 | 1 | 21 | 88 | 1 | 17 | 310 | 1 | 32 | 10 | E | 9 | 10 | E | 9 | 2.2 | E | 9 | -12.2 | E | 9 | 30 | A | 7 | 831 | E | 9 | 220 | E | 9 | 4.1 | E | 9 | 10878 | C | 8 | 305 | E | 9 | 0.4 | E | 8 | 0.043 | F | 8 | 0.22 | F | 8 | 0 | 1 | D | 9 | 45 | C | 8
1995-01-12 | 11:00 | 585 | 1414 | 104 | 1 | 17 | 0 | 1 | 21 | 104 | 1 | 17 | 122 | 1 | 17 | 0 | 1 | 21 | 122 | 1 | 17 | 444 | 1 | 32 | 10 | E | 9 | 10 | E | 9 | 6.1 | E | 9 | -11.1 | E | 9 | 25 | A | 7 | 830 | E | 9 | 240 | E | 9 | 3.1 | E | 9 | 10892 | C | 8 | 305 | E | 9 | 0.4 | E | 8 | 0.043 | F | 8 | 0.22 | F | 8 | 0 | 1 | D | 9 | 45 | C | 8
1995-01-12 | 12:00 | 660 | 1414 | 100 | 1 | 17 | 0 | 1 | 21 | 100 | 1 | 17 | 119 | 1 | 17 | 0 | 1 | 21 | 119 | 1 | 17 | 452 | 1 | 32 | 10 | E | 9 | 10 | E | 9 | 7.8 | E | 9 | -11.7 | E | 9 | 21 | A | 7 | 834 | E | 9 | 180 | E | 9 | 1.5 | E | 9 | 10907 | C | 8 | 183 | E | 9 | 0.4 | E | 8 | 0.043 | F | 8 | 0.22 | F | 8 | 0 | 1 | D | 9 | 45 | C | 8
1995-01-12 | 13:00 | 668 | 1414 | 122 | 1 | 17 | 0 | 1 | 21 | 122 | 1 | 17 | 143 | 1 | 17 | 0 | 1 | 21 | 143 | 1 | 17 | 535 | 1 | 32 | 10 | E | 9 | 10 | E | 9 | 7.8 | E | 9 | -12.8 | E | 9 | 19 | A | 7 | 833 | E | 9 | 120 | E | 9 | 4.1 | E | 9 | 10921 | C | 8 | 274 | E | 9 | 0.4 | E | 8 | 0.043 | F | 8 | 0.22 | F | 8 | 0 | 1 | D | 9 | 45 | C | 8
1995-01-12 | 14:00 | 608 | 1414 | 91 | 1 | 17 | 0 | 1 | 21 | 91 | 1 | 17 | 108 | 1 | 17 | 0 | 1 | 21 | 108 | 1 | 17 | 404 | 1 | 32 | 10 | E | 9 | 10 | E | 9 | 8.9 | E | 9 | -13.9 | E | 9 | 16 | A | 7 | 833 | E | 9 | 90 | E | 9 | 5.7 | E | 9 | 10936 | C | 8 | 183 | E | 9 | 0.4 | E | 8 | 0.043 | F | 8 | 0.22 | F | 8 | 0 | 1 | D | 9 | 45 | C | 8
1995-01-12 | 15:00 | 484 | 1414 | 83 | 1 | 17 | 0 | 1 | 21 | 83 | 1 | 17 | 97 | 1 | 17 | 0 | 1 | 21 | 97 | 1 | 17 | 343 | 1 | 32 | 10 | E | 9 | 10 | E | 9 | 8.3 | E | 9 | -13.9 | E | 9 | 17 | A | 7 | 833 | E | 9 | 100 | E | 9 | 5.2 | E | 9 | 10950 | C | 8 | 213 | E | 9 | 0.4 | E | 8 | 0.043 | F | 8 | 0.22 | F | 8 | 0 | 1 | D | 9 | 45 | C | 8
1995-01-12 | 16:00 | 305 | 1414 | 47 | 1 | 17 | 0 | 1 | 21 | 47 | 1 | 17 | 55 | 1 | 17 | 0 | 1 | 21 | 55 | 1 | 17 | 184 | 1 | 32 | 10 | E | 9 | 10 | E | 9 | 8.3 | E | 9 | -13.9 | E | 9 | 17 | A | 7 | 835 | E | 9 | 100 | E | 9 | 4.1 | E | 9 | 10965 | C | 8 | 274 | E | 9 | 0.4 | E | 8 | 0.043 | F | 8 | 0.22 | F | 8 | 0 | 1 | D | 9 | 45 | C | 8
1995-01-12 | 17:00 | 88 | 1261 | 12 | 1 | 17 | 0 | 1 | 21 | 12 | 1 | 17 | 14 | 1 | 17 | 0 | 1 | 21 | 14 | 1 | 17 | 45 | 1 | 32 | 10 | E | 9 | 10 | E | 9 | 4.4 | E | 9 | -13.3 | E | 9 | 23 | A | 7 | 833 | E | 9 | 110 | E | 9 | 5.2 | E | 9 | 10979 | C | 8 | 427 | E | 9 | 0.4 | E | 8 | 0.043 | F | 8 | 0.22 | F | 8 | 0 | 1 | D | 9 | 45 | C | 8
1995-01-12 | 18:00 | 0 | 0 | 0 | 1 | 0 | 0 | 1 | 0 | 0 | 1 | 0 | 0 | 1 | 0 | 0 | 1 | 0 | 0 | 1 | 0 | 0 | 1 | 0 | 10 | E | 9 | 8 | E | 9 | 2.2 | E | 9 | -12.2 | E | 9 | 30 | A | 7 | 835 | E | 9 | 130 | E | 9 | 4.6 | E | 9 | 10994 | C | 8 | 488 | E | 9 | 0.4 | E | 8 | 0.043 | F | 8 | 0.22 | F | 8 | 0 | 1 | D | 9 | 45 | C | 8
1995-01-12 | 19:00 | 0 | 0 | 0 | 1 | 0 | 0 | 1 | 0 | 0 | 1 | 0 | 0 | 1 | 0 | 0 | 1 | 0 | 0 | 1 | 0 | 0 | 1 | 0 | 10 | E | 9 | 10 | E | 9 | 2.2 | E | 9 | -11.7 | E | 9 | 31 | A | 7 | 835 | E | 9 | 150 | E | 9 | 4.6 | E | 9 | 11008 | C | 8 | 183 | E | 9 | 0.4 | E | 8 | 0.043 | F | 8 | 0.22 | F | 8 | 0 | 1 | D | 9 | 45 | C | 8
1995-01-12 | 20:00 | 0 | 0 | 0 | 1 | 0 | 0 | 1 | 0 | 0 | 1 | 0 | 0 | 1 | 0 | 0 | 1 | 0 | 0 | 1 | 0 | 0 | 1 | 0 | 10 | E | 9 | 8 | E | 9 | 2.2 | E | 9 | -11.7 | E | 9 | 31 | A | 7 | 837 | E | 9 | 150 | E | 9 | 4.1 | E | 9 | 11023 | C | 8 | 1280 | E | 9 | 0.4 | E | 8 | 0.043 | F | 8 | 0.22 | F | 8 | 0 | 1 | D | 9 | 45 | C | 8
1995-01-12 | 21:00 | 0 | 0 | 0 | 1 | 0 | 0 | 1 | 0 | 0 | 1 | 0 | 0 | 1 | 0 | 0 | 1 | 0 | 0 | 1 | 0 | 0 | 1 | 0 | 10 | E | 9 | 6 | E | 9 | -1.1 | E | 9 | -11.7 | E | 9 | 40 | A | 7 | 835 | E | 9 | 220 | E | 9 | 2.6 | E | 9 | 11037 | C | 8 | 1829 | E | 9 | 0.4 | E | 8 | 0.043 | F | 8 | 0.22 | F | 8 | 0 | 1 | D | 9 | 45 | C | 8
1995-01-12 | 22:00 | 0 | 0 | 0 | 1 | 0 | 0 | 1 | 0 | 0 | 1 | 0 | 0 | 1 | 0 | 0 | 1 | 0 | 0 | 1 | 0 | 0 | 1 | 0 | 8 | E | 9 | 6 | E | 9 | -2.2 | E | 9 | -10.6 | E | 9 | 48 | A | 7 | 834 | E | 9 | 210 | E | 9 | 3.1 | E | 9 | 11051 | C | 8 | 1829 | E | 9 | 0.4 | E | 8 | 0.043 | F | 8 | 0.22 | F | 8 | 0 | 1 | D | 9 | 45 | C | 8
1995-01-12 | 23:00 | 0 | 0 | 0 | 1 | 0 | 0 | 1 | 0 | 0 | 1 | 0 | 0 | 1 | 0 | 0 | 1 | 0 | 0 | 1 | 0 | 0 | 1 | 0 | 7 | E | 9 | 6 | E | 9 | -1.7 | E | 9 | -11.1 | E | 9 | 44 | A | 7 | 839 | E | 9 | 190 | E | 9 | 4.6 | E | 9 | 11066 | C | 8 | 1829 | E | 9 | 0.4 | E | 8 | 0.043 | F | 8 | 0.22 | F | 8 | 0 | 1 | D | 9 | 45 | C | 8
1995-01-12 | 24:00 | 0 | 0 | 0 | 1 | 0 | 0 | 1 | 0 | 0 | 1 | 0 | 0 | 1 | 0 | 0 | 1 | 0 | 0 | 1 | 0 | 0 | 1 | 0 | 8 | E | 9 | 5 | E | 9 | -1.7 | E | 9 | -10 | E | 9 | 49 | A | 7 | 835 | E | 9 | 220 | E | 9 | 4.1 | E | 9 | 11080 | C | 8 | 2134 | E | 9 | 0.4 | E | 8 | 0.043 | F | 8 | 0.22 | F | 8 | 0 | 1 | D | 9 | 45 | C | 8
1995-01-13 | 1:00 | 0 | 0 | 0 | 1 | 0 | 0 | 1 | 0 | 0 | 1 | 0 | 0 | 1 | 0 | 0 | 1 | 0 | 0 | 1 | 0 | 0 | 1 | 0 | 4 | E | 9 | 3 | E | 9 | 0.6 | E | 9 | -10 | E | 9 | 41 | A | 7 | 836 | E | 9 | 210 | E | 9 | 4.6 | E | 9 | 11095 | C | 8 | 77777 | E | 9 | 0.4 | E | 8 | 0.043 | F | 8 | 0.22 | F | 8 | 0 | 1 | D | 9 | 45 | C | 8
1995-01-13 | 2:00 | 0 | 0 | 0 | 1 | 0 | 0 | 1 | 0 | 0 | 1 | 0 | 0 | 1 | 0 | 0 | 1 | 0 | 0 | 1 | 0 | 0 | 1 | 0 | 7 | E | 9 | 6 | E | 9 | 3.3 | E | 9 | -10 | E | 9 | 34 | A | 7 | 836 | E | 9 | 220 | E | 9 | 4.1 | E | 9 | 11109 | C | 8 | 1981 | E | 9 | 0.4 | E | 8 | 0.043 | F | 8 | 0.22 | F | 8 | 0 | 1 | D | 9 | 45 | C | 8
1995-01-13 | 3:00 | 0 | 0 | 0 | 1 | 0 | 0 | 1 | 0 | 0 | 1 | 0 | 0 | 1 | 0 | 0 | 1 | 0 | 0 | 1 | 0 | 0 | 1 | 0 | 3 | E | 9 | 3 | E | 9 | 2.8 | E | 9 | -10 | E | 9 | 35 | A | 7 | 837 | E | 9 | 220 | E | 9 | 5.2 | E | 9 | 11124 | C | 8 | 77777 | E | 9 | 0.4 | E | 8 | 0.043 | F | 8 | 0.22 | F | 8 | 0 | 1 | D | 9 | 45 | C | 8
1995-01-13 | 4:00 | 0 | 0 | 0 | 1 | 0 | 0 | 1 | 0 | 0 | 1 | 0 | 0 | 1 | 0 | 0 | 1 | 0 | 0 | 1 | 0 | 0 | 1 | 0 | 0 | E | 9 | 0 | E | 9 | 2.8 | E | 9 | -9.4 | E | 9 | 37 | A | 7 | 836 | E | 9 | 190 | E | 9 | 3.1 | E | 9 | 11138 | C | 8 | 77777 | E | 9 | 0.3 | E | 8 | 0.043 | F | 8 | 0.22 | F | 8 | 0 | 1 | D | 9 | 45 | C | 8
1995-01-13 | 5:00 | 0 | 0 | 0 | 1 | 0 | 0 | 1 | 0 | 0 | 1 | 0 | 0 | 1 | 0 | 0 | 1 | 0 | 0 | 1 | 0 | 0 | 1 | 0 | 0 | E | 9 | 0 | E | 9 | 3.3 | E | 9 | -9.4 | E | 9 | 35 | A | 7 | 842 | E | 9 | 220 | E | 9 | 2.6 | E | 9 | 11153 | C | 8 | 77777 | E | 9 | 0.3 | E | 8 | 0.043 | F | 8 | 0.22 | F | 8 | 0 | 1 | D | 9 | 45 | C | 8
1995-01-13 | 6:00 | 0 | 0 | 0 | 1 | 0 | 0 | 1 | 0 | 0 | 1 | 0 | 0 | 1 | 0 | 0 | 1 | 0 | 0 | 1 | 0 | 0 | 1 | 0 | 0 | E | 9 | 0 | E | 9 | 2.8 | E | 9 | -9.4 | E | 9 | 37 | A | 7 | 840 | E | 9 | 220 | E | 9 | 3.6 | E | 9 | 11167 | C | 8 | 77777 | E | 9 | 0.3 | E | 8 | 0.043 | F | 8 | 0.22 | F | 8 | 0 | 1 | D | 9 | 45 | C | 8
1995-01-13 | 7:00 | 0 | 0 | 0 | 1 | 0 | 0 | 1 | 0 | 0 | 1 | 0 | 0 | 1 | 0 | 0 | 1 | 0 | 0 | 1 | 0 | 0 | 1 | 0 | 0 | E | 9 | 0 | E | 9 | 2.2 | E | 9 | -9.4 | E | 9 | 38 | A | 7 | 840 | E | 9 | 220 | E | 9 | 4.6 | E | 9 | 11182 | C | 8 | 77777 | E | 9 | 0.4 | E | 8 | 0.043 | F | 8 | 0.22 | F | 8 | 0 | 1 | D | 9 | 45 | C | 8
1995-01-13 | 8:00 | 48 | 931 | 21 | 1 | 17 | 293 | 1 | 21 | 6 | 1 | 17 | 24 | 1 | 17 | 168 | 1 | 21 | 15 | 1 | 17 | 20 | 1 | 32 | 0 | E | 9 | 0 | E | 9 | 3.3 | E | 9 | -8.9 | E | 9 | 37 | A | 7 | 842 | E | 9 | 230 | E | 9 | 5.7 | E | 9 | 11196 | C | 8 | 77777 | E | 9 | 0.4 | E | 8 | 0.043 | F | 8 | 0.22 | F | 8 | 0 | 1 | D | 9 | 45 | C | 8
1995-01-13 | 9:00 | 258 | 1414 | 160 | 1 | 17 | 755 | 1 | 21 | 22 | 1 | 17 | 171 | 1 | 17 | 602 | 1 | 21 | 61 | 1 | 17 | 60 | 1 | 32 | 0 | E | 9 | 0 | E | 9 | 5.6 | E | 9 | -8.9 | E | 9 | 31 | A | 7 | 844 | E | 9 | 230 | E | 9 | 3.6 | E | 9 | 11211 | C | 8 | 77777 | E | 9 | 0.4 | E | 8 | 0.043 | F | 8 | 0.22 | F | 8 | 0 | 1 | D | 9 | 45 | C | 8
1995-01-13 | 10:00 | 449 | 1414 | 318 | 1 | 17 | 903 | 1 | 21 | 31 | 1 | 17 | 340 | 1 | 17 | 824 | 1 | 21 | 77 | 1 | 17 | 87 | 1 | 32 | 0 | E | 9 | 0 | E | 9 | 7.8 | E | 9 | -8.9 | E | 9 | 27 | A | 7 | 845 | E | 9 | 250 | E | 9 | 4.1 | E | 9 | 11225 | C | 8 | 77777 | E | 9 | 0.4 | E | 8 | 0.043 | F | 8 | 0.22 | F | 8 | 0 | 1 | D | 9 | 45 | C | 8
1995-01-13 | 11:00 | 588 | 1414 | 440 | 1 | 17 | 966 | 1 | 21 | 38 | 1 | 17 | 469 | 1 | 17 | 923 | 1 | 21 | 84 | 1 | 17 | 107 | 1 | 32 | 0 | E | 9 | 0 | E | 9 | 9.4 | E | 9 | -9.4 | E | 9 | 23 | A | 7 | 844 | E | 9 | 230 | E | 9 | 4.1 | E | 9 | 11240 | C | 8 | 77777 | E | 9 | 0.4 | E | 8 | 0.043 | F | 8 | 0.22 | F | 8 | 0 | 1 | D | 9 | 45 | C | 8
1995-01-13 | 12:00 | 664 | 1414 | 508 | 1 | 17 | 992 | 1 | 21 | 42 | 1 | 17 | 541 | 1 | 17 | 963 | 1 | 21 | 87 | 1 | 17 | 118 | 1 | 32 | 0 | E | 9 | 0 | E | 9 | 9.4 | E | 9 | -9.4 | E | 9 | 23 | A | 7 | 845 | E | 9 | 230 | E | 9 | 2.6 | E | 9 | 11254 | C | 8 | 77777 | E | 9 | 0.4 | E | 8 | 0.043 | F | 8 | 0.22 | F | 8 | 0 | 1 | D | 9 | 45 | C | 8
1995-01-13 | 13:00 | 672 | 1414 | 494 | 1 | 17 | 845 | 1 | 21 | 92 | 1 | 17 | 512 | 1 | 17 | 819 | 1 | 21 | 121 | 1 | 17 | 185 | 1 | 32 | 1 | E | 9 | 1 | E | 9 | 10 | E | 9 | -9.4 | E | 9 | 22 | A | 7 | 844 | E | 9 | 210 | E | 9 | 1.5 | E | 9 | 11268 | C | 8 | 77777 | E | 9 | 0.4 | E | 8 | 0.043 | F | 8 | 0.22 | F | 8 | 0 | 1 | D | 9 | 45 | C | 8
1995-01-13 | 14:00 | 613 | 1414 | 456 | 1 | 17 | 954 | 1 | 21 | 42 | 1 | 17 | 485 | 1 | 17 | 916 | 1 | 21 | 86 | 1 | 17 | 115 | 1 | 32 | 1 | E | 9 | 0 | E | 9 | 9.4 | E | 9 | -10 | E | 9 | 22 | A | 7 | 844 | E | 9 | 180 | E | 9 | 1.5 | E | 9 | 11283 | C | 8 | 77777 | E | 9 | 0.4 | E | 8 | 0.043 | F | 8 | 0.22 | F | 8 | 0 | 1 | D | 9 | 45 | C | 8
1995-01-13 | 15:00 | 489 | 1414 | 323 | 1 | 17 | 835 | 1 | 21 | 35 | 1 | 17 | 345 | 1 | 17 | 774 | 1 | 21 | 77 | 1 | 17 | 96 | 1 | 32 | 1 | E | 9 | 1 | E | 9 | 9.4 | E | 9 | -10 | E | 9 | 22 | A | 7 | 844 | E | 9 | 0 | E | 9 | 0 | E | 9 | 11297 | C | 8 | 77777 | E | 9 | 0.4 | E | 8 | 0.043 | F | 8 | 0.22 | F | 8 | 0 | 1 | D | 9 | 45 | C | 8
1995-01-13 | 16:00 | 310 | 1414 | 171 | 1 | 17 | 674 | 1 | 21 | 24 | 1 | 17 | 184 | 1 | 17 | 565 | 1 | 21 | 60 | 1 | 17 | 67 | 1 | 32 | 1 | E | 9 | 1 | E | 9 | 9.4 | E | 9 | -10 | E | 9 | 22 | A | 7 | 845 | E | 9 | 0 | E | 9 | 0 | E | 9 | 11312 | C | 8 | 77777 | E | 9 | 0.4 | E | 8 | 0.043 | F | 8 | 0.22 | F | 8 | 0 | 1 | D | 9 | 45 | C | 8
1995-01-13 | 17:00 | 92 | 1285 | 40 | 1 | 17 | 314 | 1 | 21 | 18 | 1 | 17 | 42 | 1 | 17 | 177 | 1 | 21 | 29 | 1 | 17 | 34 | 1 | 32 | 4 | E | 9 | 1 | E | 9 | 8.3 | E | 9 | -10 | E | 9 | 24 | A | 7 | 842 | E | 9 | 20 | E | 9 | 4.1 | E | 9 | 11326 | C | 8 | 77777 | E | 9 | 0.4 | E | 8 | 0.043 | F | 8 | 0.22 | F | 8 | 0 | 1 | D | 9 | 45 | C | 8
1995-01-13 | 18:00 | 0 | 0 | 0 | 1 | 0 | 0 | 1 | 0 | 0 | 1 | 0 | 0 | 1 | 0 | 0 | 1 | 0 | 0 | 1 | 0 | 0 | 1 | 0 | 4 | E | 9 | 1 | E | 9 | 7.2 | E | 9 | -10 | E | 9 | 26 | A | 7 | 844 | E | 9 | 40 | E | 9 | 2.6 | E | 9 | 11341 | C | 8 | 77777 | E | 9 | 0.5 | E | 8 | 0.043 | F | 8 | 0.22 | F | 8 | 0 | 1 | D | 9 | 45 | C | 8
1995-01-13 | 19:00 | 0 | 0 | 0 | 1 | 0 | 0 | 1 | 0 | 0 | 1 | 0 | 0 | 1 | 0 | 0 | 1 | 0 | 0 | 1 | 0 | 0 | 1 | 0 | 3 | E | 9 | 3 | E | 9 | 6.7 | E | 9 | -8.3 | E | 9 | 31 | A | 7 | 842 | E | 9 | 180 | E | 9 | 4.1 | E | 9 | 11355 | C | 8 | 77777 | E | 9 | 0.5 | E | 8 | 0.043 | F | 8 | 0.22 | F | 8 | 0 | 1 | D | 9 | 45 | C | 8
1995-01-13 | 20:00 | 0 | 0 | 0 | 1 | 0 | 0 | 1 | 0 | 0 | 1 | 0 | 0 | 1 | 0 | 0 | 1 | 0 | 0 | 1 | 0 | 0 | 1 | 0 | 5 | E | 9 | 4 | E | 9 | 6.7 | E | 9 | -8.3 | E | 9 | 31 | A | 7 | 842 | E | 9 | 0 | E | 9 | 0 | E | 9 | 11370 | C | 8 | 77777 | E | 9 | 0.5 | E | 8 | 0.043 | F | 8 | 0.22 | F | 8 | 0 | 1 | D | 9 | 45 | C | 8
1995-01-13 | 21:00 | 0 | 0 | 0 | 1 | 0 | 0 | 1 | 0 | 0 | 1 | 0 | 0 | 1 | 0 | 0 | 1 | 0 | 0 | 1 | 0 | 0 | 1 | 0 | 4 | E | 9 | 4 | E | 9 | 6.1 | E | 9 | -8.9 | E | 9 | 30 | A | 7 | 841 | E | 9 | 240 | E | 9 | 4.1 | E | 9 | 11384 | C | 8 | 77777 | E | 9 | 0.5 | E | 8 | 0.043 | F | 8 | 0.22 | F | 8 | 0 | 1 | D | 9 | 45 | C | 8
1995-01-13 | 22:00 | 0 | 0 | 0 | 1 | 0 | 0 | 1 | 0 | 0 | 1 | 0 | 0 | 1 | 0 | 0 | 1 | 0 | 0 | 1 | 0 | 0 | 1 | 0 | 5 | E | 9 | 4 | E | 9 | 3.3 | E | 9 | -8.9 | E | 9 | 37 | A | 7 | 840 | E | 9 | 240 | E | 9 | 3.6 | E | 9 | 11399 | C | 8 | 77777 | E | 9 | 0.5 | E | 8 | 0.043 | F | 8 | 0.22 | F | 8 | 0 | 1 | D | 9 | 45 | C | 8
1995-01-13 | 23:00 | 0 | 0 | 0 | 1 | 0 | 0 | 1 | 0 | 0 | 1 | 0 | 0 | 1 | 0 | 0 | 1 | 0 | 0 | 1 | 0 | 0 | 1 | 0 | 5 | E | 9 | 4 | E | 9 | 1.7 | E | 9 | -9.4 | E | 9 | 40 | A | 7 | 842 | E | 9 | 240 | E | 9 | 3.1 | E | 9 | 11413 | C | 8 | 77777 | E | 9 | 0.5 | E | 8 | 0.043 | F | 8 | 0.22 | F | 8 | 0 | 1 | D | 9 | 45 | C | 8
1995-01-13 | 24:00 | 0 | 0 | 0 | 1 | 0 | 0 | 1 | 0 | 0 | 1 | 0 | 0 | 1 | 0 | 0 | 1 | 0 | 0 | 1 | 0 | 0 | 1 | 0 | 7 | E | 9 | 5 | E | 9 | 2.8 | E | 9 | -8.9 | E | 9 | 38 | A | 7 | 838 | E | 9 | 220 | E | 9 | 4.6 | E | 9 | 11428 | C | 8 | 3658 | E | 9 | 0.5 | E | 8 | 0.043 | F | 8 | 0.22 | F | 8 | 0 | 1 | D | 9 | 45 | C | 8
1995-01-14 | 1:00 | 0 | 0 | 0 | 1 | 0 | 0 | 1 | 0 | 0 | 1 | 0 | 0 | 1 | 0 | 0 | 1 | 0 | 0 | 1 | 0 | 0 | 1 | 0 | 7 | E | 9 | 7 | E | 9 | 5.6 | E | 9 | -7.8 | E | 9 | 35 | A | 7 | 838 | E | 9 | 220 | E | 9 | 5.7 | E | 9 | 11442 | C | 8 | 3658 | E | 9 | 0.5 | E | 8 | 0.043 | F | 8 | 0.22 | F | 8 | 0 | 1 | D | 9 | 45 | C | 8
1995-01-14 | 2:00 | 0 | 0 | 0 | 1 | 0 | 0 | 1 | 0 | 0 | 1 | 0 | 0 | 1 | 0 | 0 | 1 | 0 | 0 | 1 | 0 | 0 | 1 | 0 | 9 | E | 9 | 9 | E | 9 | 6.7 | E | 9 | -7.8 | E | 9 | 32 | A | 7 | 838 | E | 9 | 200 | E | 9 | 3.1 | E | 9 | 11456 | C | 8 | 1981 | E | 9 | 0.5 | E | 8 | 0.043 | F | 8 | 0.22 | F | 8 | 0 | 1 | D | 9 | 45 | C | 8
1995-01-14 | 3:00 | 0 | 0 | 0 | 1 | 0 | 0 | 1 | 0 | 0 | 1 | 0 | 0 | 1 | 0 | 0 | 1 | 0 | 0 | 1 | 0 | 0 | 1 | 0 | 9 | E | 9 | 9 | E | 9 | 7.2 | E | 9 | -7.8 | E | 9 | 31 | A | 7 | 838 | E | 9 | 200 | E | 9 | 5.2 | E | 9 | 11471 | C | 8 | 2591 | E | 9 | 0.5 | E | 8 | 0.043 | F | 8 | 0.22 | F | 8 | 0 | 1 | D | 9 | 45 | C | 8
1995-01-14 | 4:00 | 0 | 0 | 0 | 1 | 0 | 0 | 1 | 0 | 0 | 1 | 0 | 0 | 1 | 0 | 0 | 1 | 0 | 0 | 1 | 0 | 0 | 1 | 0 | 9 | E | 9 | 9 | E | 9 | 6.7 | E | 9 | -7.8 | E | 9 | 32 | A | 7 | 839 | E | 9 | 190 | E | 9 | 4.1 | E | 9 | 11485 | C | 8 | 2591 | E | 9 | 0.5 | E | 8 | 0.043 | F | 8 | 0.22 | F | 8 | 0 | 1 | D | 9 | 45 | C | 8
1995-01-14 | 5:00 | 0 | 0 | 0 | 1 | 0 | 0 | 1 | 0 | 0 | 1 | 0 | 0 | 1 | 0 | 0 | 1 | 0 | 0 | 1 | 0 | 0 | 1 | 0 | 4 | E | 9 | 4 | E | 9 | 6.7 | E | 9 | -8.3 | E | 9 | 31 | A | 7 | 839 | E | 9 | 180 | E | 9 | 4.6 | E | 9 | 11500 | C | 8 | 77777 | E | 9 | 0.5 | E | 8 | 0.043 | F | 8 | 0.22 | F | 8 | 0 | 1 | D | 9 | 45 | C | 8
1995-01-14 | 6:00 | 0 | 0 | 0 | 1 | 0 | 0 | 1 | 0 | 0 | 1 | 0 | 0 | 1 | 0 | 0 | 1 | 0 | 0 | 1 | 0 | 0 | 1 | 0 | 4 | E | 9 | 4 | E | 9 | 6.7 | E | 9 | -8.3 | E | 9 | 31 | A | 7 | 839 | E | 9 | 130 | E | 9 | 4.1 | E | 9 | 11514 | C | 8 | 77777 | E | 9 | 0.5 | E | 8 | 0.043 | F | 8 | 0.22 | F | 8 | 0 | 1 | D | 9 | 45 | C | 8
1995-01-14 | 7:00 | 0 | 0 | 0 | 1 | 0 | 0 | 1 | 0 | 0 | 1 | 0 | 0 | 1 | 0 | 0 | 1 | 0 | 0 | 1 | 0 | 0 | 1 | 0 | 7 | E | 9 | 7 | E | 9 | 6.7 | E | 9 | -8.3 | E | 9 | 31 | A | 7 | 840 | E | 9 | 170 | E | 9 | 6.2 | E | 9 | 11529 | C | 8 | 3658 | E | 9 | 0.5 | E | 8 | 0.043 | F | 8 | 0.22 | F | 8 | 0 | 1 | D | 9 | 45 | C | 8
1995-01-14 | 8:00 | 49 | 931 | 14 | 1 | 17 | 39 | 1 | 21 | 12 | 1 | 17 | 16 | 1 | 17 | 12 | 1 | 21 | 15 | 1 | 17 | 20 | 1 | 32 | 8 | E | 9 | 8 | E | 9 | 6.7 | E | 9 | -8.3 | E | 9 | 31 | A | 7 | 840 | E | 9 | 170 | E | 9 | 6.2 | E | 9 | 11543 | C | 8 | 3962 | E | 9 | 0.5 | E | 8 | 0.043 | F | 8 | 0.22 | F | 8 | 0 | 1 | D | 9 | 45 | C | 8
1995-01-14 | 9:00 | 260 | 1414 | 119 | 1 | 17 | 266 | 1 | 21 | 69 | 1 | 17 | 121 | 1 | 17 | 191 | 1 | 21 | 86 | 1 | 17 | 127 | 1 | 32 | 5 | E | 9 | 4 | E | 9 | 8.3 | E | 9 | -7.8 | E | 9 | 29 | A | 7 | 842 | E | 9 | 200 | E | 9 | 5.7 | E | 9 | 11558 | C | 8 | 77777 | E | 9 | 0.5 | E | 8 | 0.043 | F | 8 | 0.22 | F | 8 | 0 | 1 | D | 9 | 45 | C | 8
1995-01-14 | 10:00 | 452 | 1414 | 246 | 1 | 17 | 355 | 1 | 21 | 133 | 1 | 17 | 260 | 1 | 17 | 328 | 1 | 21 | 155 | 1 | 17 | 272 | 1 | 32 | 5 | E | 9 | 3 | E | 9 | 10 | E | 9 | -8.3 | E | 9 | 25 | A | 7 | 844 | E | 9 | 220 | E | 9 | 4.1 | E | 9 | 11572 | C | 8 | 77777 | E | 9 | 0.5 | E | 8 | 0.043 | F | 8 | 0.22 | F | 8 | 0 | 1 | D | 9 | 45 | C | 8
1995-01-14 | 11:00 | 591 | 1414 | 339 | 1 | 17 | 540 | 1 | 21 | 113 | 1 | 17 | 351 | 1 | 17 | 513 | 1 | 21 | 135 | 1 | 17 | 220 | 1 | 32 | 5 | E | 9 | 4 | E | 9 | 12.2 | E | 9 | -8.3 | E | 9 | 21 | A | 7 | 840 | E | 9 | 210 | E | 9 | 6.2 | E | 9 | 11587 | C | 8 | 77777 | E | 9 | 0.5 | E | 8 | 0.043 | F | 8 | 0.22 | F | 8 | 0 | 1 | D | 9 | 45 | C | 8
1995-01-14 | 12:00 | 667 | 1414 | 513 | 1 | 17 | 858 | 1 | 21 | 108 | 1 | 17 | 540 | 1 | 17 | 840 | 1 | 21 | 142 | 1 | 17 | 225 | 1 | 32 | 3 | E | 9 | 3 | E | 9 | 12.8 | E | 9 | -8.3 | E | 9 | 20 | A | 7 | 844 | E | 9 | 220 | E | 9 | 3.1 | E | 9 | 11601 | C | 8 | 77777 | E | 9 | 0.5 | E | 8 | 0.043 | F | 8 | 0.22 | F | 8 | 0 | 1 | D | 9 | 45 | C | 8
1995-01-14 | 13:00 | 676 | 1414 | 289 | 1 | 17 | 413 | 1 | 21 | 92 | 1 | 17 | 308 | 1 | 17 | 408 | 1 | 21 | 112 | 1 | 17 | 197 | 1 | 32 | 4 | E | 9 | 4 | E | 9 | 13.3 | E | 9 | -8.9 | E | 9 | 19 | A | 7 | 843 | E | 9 | 160 | E | 9 | 2.1 | E | 9 | 11616 | C | 8 | 77777 | E | 9 | 0.5 | E | 8 | 0.043 | F | 8 | 0.22 | F | 8 | 0 | 1 | D | 9 | 45 | C | 8
1995-01-14 | 14:00 | 617 | 1414 | 250 | 1 | 17 | 283 | 1 | 21 | 127 | 1 | 17 | 274 | 1 | 17 | 287 | 1 | 21 | 149 | 1 | 17 | 258 | 1 | 32 | 8 | E | 9 | 8 | E | 9 | 13.3 | E | 9 | -8.9 | E | 9 | 19 | A | 7 | 842 | E | 9 | 100 | E | 9 | 3.1 | E | 9 | 11630 | C | 8 | 7620 | E | 9 | 0.5 | E | 8 | 0.043 | F | 8 | 0.22 | F | 8 | 0 | 1 | D | 9 | 45 | C | 8
1995-01-14 | 15:00 | 493 | 1414 | 239 | 1 | 17 | 254 | 1 | 21 | 150 | 1 | 17 | 252 | 1 | 17 | 241 | 1 | 21 | 167 | 1 | 17 | 313 | 1 | 32 | 9 | E | 9 | 7 | E | 9 | 12.8 | E | 9 | -8.9 | E | 9 | 19 | A | 7 | 842 | E | 9 | 80 | E | 9 | 6.2 | E | 9 | 11645 | C | 8 | 7620 | E | 9 | 0.5 | E | 8 | 0.043 | F | 8 | 0.22 | F | 8 | 0 | 1 | D | 9 | 45 | C | 8
1995-01-14 | 16:00 | 314 | 1414 | 84 | 1 | 17 | 35 | 1 | 21 | 77 | 1 | 17 | 93 | 1 | 17 | 29 | 1 | 21 | 86 | 1 | 17 | 197 | 1 | 32 | 10 | E | 9 | 9 | E | 9 | 12.2 | E | 9 | -8.9 | E | 9 | 20 | A | 7 | 841 | E | 9 | 90 | E | 9 | 5.2 | E | 9 | 11659 | C | 8 | 2896 | E | 9 | 0.5 | E | 8 | 0.043 | F | 8 | 0.22 | F | 8 | 0 | 1 | D | 9 | 45 | C | 8
1995-01-14 | 17:00 | 96 | 1308 | 17 | 1 | 17 | 15 | 1 | 21 | 16 | 1 | 17 | 19 | 1 | 17 | 9 | 1 | 21 | 18 | 1 | 17 | 41 | 1 | 32 | 10 | E | 9 | 9 | E | 9 | 10 | E | 9 | -8.9 | E | 9 | 23 | A | 7 | 836 | E | 9 | 80 | E | 9 | 4.1 | E | 9 | 11673 | C | 8 | 2896 | E | 9 | 0.5 | E | 8 | 0.043 | F | 8 | 0.22 | F | 8 | 0 | 1 | D | 9 | 45 | C | 8
1995-01-14 | 18:00 | 0 | 0 | 0 | 1 | 0 | 0 | 1 | 0 | 0 | 1 | 0 | 0 | 1 | 0 | 0 | 1 | 0 | 0 | 1 | 0 | 0 | 1 | 0 | 10 | E | 9 | 10 | E | 9 | 8.9 | E | 9 | -8.3 | E | 9 | 26 | A | 7 | 836 | E | 9 | 100 | E | 9 | 4.1 | E | 9 | 11688 | C | 8 | 2438 | E | 9 | 0.5 | E | 8 | 0.043 | F | 8 | 0.22 | F | 8 | 0 | 1 | D | 9 | 45 | C | 8
1995-01-14 | 19:00 | 0 | 0 | 0 | 1 | 0 | 0 | 1 | 0 | 0 | 1 | 0 | 0 | 1 | 0 | 0 | 1 | 0 | 0 | 1 | 0 | 0 | 1 | 0 | 10 | E | 9 | 10 | E | 9 | 7.2 | E | 9 | -8.9 | E | 9 | 28 | A | 7 | 836 | E | 9 | 160 | E | 9 | 5.7 | E | 9 | 11702 | C | 8 | 1067 | E | 9 | 0.5 | E | 8 | 0.043 | F | 8 | 0.22 | F | 8 | 0 | 1 | D | 9 | 45 | C | 8
1995-01-14 | 20:00 | 0 | 0 | 0 | 1 | 0 | 0 | 1 | 0 | 0 | 1 | 0 | 0 | 1 | 0 | 0 | 1 | 0 | 0 | 1 | 0 | 0 | 1 | 0 | 10 | E | 9 | 10 | E | 9 | 5.6 | E | 9 | -8.3 | E | 9 | 33 | A | 7 | 837 | E | 9 | 180 | E | 9 | 5.7 | E | 9 | 11717 | C | 8 | 152 | E | 9 | 0.5 | E | 8 | 0.043 | F | 8 | 0.22 | F | 8 | 0 | 1 | D | 9 | 45 | C | 8
1995-01-14 | 21:00 | 0 | 0 | 0 | 1 | 0 | 0 | 1 | 0 | 0 | 1 | 0 | 0 | 1 | 0 | 0 | 1 | 0 | 0 | 1 | 0 | 0 | 1 | 0 | 10 | E | 9 | 10 | E | 9 | 2.8 | E | 9 | -8.9 | E | 9 | 38 | A | 7 | 835 | E | 9 | 180 | E | 9 | 5.7 | E | 9 | 11731 | C | 8 | 610 | E | 9 | 0.5 | E | 8 | 0.043 | F | 8 | 0.22 | F | 8 | 0 | 1 | D | 9 | 45 | C | 8
1995-01-14 | 22:00 | 0 | 0 | 0 | 1 | 0 | 0 | 1 | 0 | 0 | 1 | 0 | 0 | 1 | 0 | 0 | 1 | 0 | 0 | 1 | 0 | 0 | 1 | 0 | 10 | E | 9 | 10 | E | 9 | 1.1 | E | 9 | -8.3 | E | 9 | 46 | A | 7 | 834 | E | 9 | 170 | E | 9 | 5.2 | E | 9 | 11746 | C | 8 | 274 | E | 9 | 0.5 | E | 8 | 0.043 | F | 8 | 0.22 | F | 8 | 0 | 1 | D | 9 | 45 | C | 8
1995-01-14 | 23:00 | 0 | 0 | 0 | 1 | 0 | 0 | 1 | 0 | 0 | 1 | 0 | 0 | 1 | 0 | 0 | 1 | 0 | 0 | 1 | 0 | 0 | 1 | 0 | 10 | E | 9 | 10 | E | 9 | 0.6 | E | 9 | -7.8 | E | 9 | 49 | A | 7 | 835 | E | 9 | 220 | E | 9 | 5.2 | E | 9 | 11760 | C | 8 | 274 | E | 9 | 0.5 | E | 8 | 0.043 | F | 8 | 0.22 | F | 8 | 0 | 1 | D | 9 | 45 | C | 8
1995-01-14 | 24:00 | 0 | 0 | 0 | 1 | 0 | 0 | 1 | 0 | 0 | 1 | 0 | 0 | 1 | 0 | 0 | 1 | 0 | 0 | 1 | 0 | 0 | 1 | 0 | 10 | E | 9 | 10 | E | 9 | -1.1 | E | 9 | -7.8 | E | 9 | 57 | A | 7 | 832 | E | 9 | 250 | E | 9 | 5.2 | E | 9 | 11775 | C | 8 | 274 | E | 9 | 0.5 | E | 8 | 0.043 | F | 8 | 0.22 | F | 8 | 0 | 1 | D | 9 | 45 | C | 8
1995-01-15 | 1:00 | 0 | 0 | 0 | 1 | 0 | 0 | 1 | 0 | 0 | 1 | 0 | 0 | 1 | 0 | 0 | 1 | 0 | 0 | 1 | 0 | 0 | 1 | 0 | 10 | E | 9 | 10 | E | 9 | -1.1 | E | 9 | -7.8 | E | 9 | 57 | A | 7 | 832 | E | 9 | 240 | E | 9 | 4.6 | E | 9 | 11789 | C | 8 | 152 | E | 9 | 0.5 | E | 8 | 0.043 | F | 8 | 0.22 | F | 8 | 0 | 1 | D | 9 | 45 | C | 8
1995-01-15 | 2:00 | 0 | 0 | 0 | 1 | 0 | 0 | 1 | 0 | 0 | 1 | 0 | 0 | 1 | 0 | 0 | 1 | 0 | 0 | 1 | 0 | 0 | 1 | 0 | 1 | E | 9 | 1 | E | 9 | -1.7 | E | 9 | -8.3 | E | 9 | 57 | A | 7 | 832 | E | 9 | 230 | E | 9 | 4.1 | E | 9 | 11804 | C | 8 | 77777 | E | 9 | 0.5 | E | 8 | 0.043 | F | 8 | 0.22 | F | 8 | 0 | 1 | D | 9 | 45 | C | 8
1995-01-15 | 3:00 | 0 | 0 | 0 | 1 | 0 | 0 | 1 | 0 | 0 | 1 | 0 | 0 | 1 | 0 | 0 | 1 | 0 | 0 | 1 | 0 | 0 | 1 | 0 | 0 | E | 9 | 0 | E | 9 | -1.7 | E | 9 | -8.3 | E | 9 | 57 | A | 7 | 832 | E | 9 | 230 | E | 9 | 3.6 | E | 9 | 11818 | C | 8 | 77777 | E | 9 | 0.5 | E | 8 | 0.043 | F | 8 | 0.22 | F | 8 | 0 | 1 | D | 9 | 45 | C | 8
1995-01-15 | 4:00 | 0 | 0 | 0 | 1 | 0 | 0 | 1 | 0 | 0 | 1 | 0 | 0 | 1 | 0 | 0 | 1 | 0 | 0 | 1 | 0 | 0 | 1 | 0 | 0 | E | 9 | 0 | E | 9 | -2.2 | E | 9 | -8.3 | E | 9 | 59 | A | 7 | 832 | E | 9 | 230 | E | 9 | 4.1 | E | 9 | 11833 | C | 8 | 77777 | E | 9 | 0.5 | E | 8 | 0.043 | F | 8 | 0.22 | F | 8 | 0 | 1 | D | 9 | 45 | C | 8
1995-01-15 | 5:00 | 0 | 0 | 0 | 1 | 0 | 0 | 1 | 0 | 0 | 1 | 0 | 0 | 1 | 0 | 0 | 1 | 0 | 0 | 1 | 0 | 0 | 1 | 0 | 0 | E | 9 | 0 | E | 9 | -1.7 | E | 9 | -8.9 | E | 9 | 54 | A | 7 | 835 | E | 9 | 230 | E | 9 | 4.6 | E | 9 | 11847 | C | 8 | 77777 | E | 9 | 0.5 | E | 8 | 0.043 | F | 8 | 0.22 | F | 8 | 0 | 1 | D | 9 | 45 | C | 8
1995-01-15 | 6:00 | 0 | 0 | 0 | 1 | 0 | 0 | 1 | 0 | 0 | 1 | 0 | 0 | 1 | 0 | 0 | 1 | 0 | 0 | 1 | 0 | 0 | 1 | 0 | 0 | E | 9 | 0 | E | 9 | -1.1 | E | 9 | -9.4 | E | 9 | 49 | A | 7 | 832 | E | 9 | 240 | E | 9 | 4.1 | E | 9 | 11861 | C | 8 | 77777 | E | 9 | 0.5 | E | 8 | 0.043 | F | 8 | 0.22 | F | 8 | 0 | 1 | D | 9 | 45 | C | 8
1995-01-15 | 7:00 | 0 | 0 | 0 | 1 | 0 | 0 | 1 | 0 | 0 | 1 | 0 | 0 | 1 | 0 | 0 | 1 | 0 | 0 | 1 | 0 | 0 | 1 | 0 | 0 | E | 9 | 0 | E | 9 | -2.8 | E | 9 | -9.4 | E | 9 | 57 | A | 7 | 832 | E | 9 | 230 | E | 9 | 5.2 | E | 9 | 11876 | C | 8 | 77777 | E | 9 | 0.5 | E | 8 | 0.043 | F | 8 | 0.22 | F | 8 | 0 | 1 | D | 9 | 45 | C | 8
1995-01-15 | 8:00 | 50 | 954 | 20 | 1 | 17 | 249 | 1 | 21 | 7 | 1 | 17 | 23 | 1 | 17 | 143 | 1 | 21 | 15 | 1 | 17 | 22 | 1 | 32 | 0 | E | 9 | 0 | E | 9 | -2.2 | E | 9 | -8.9 | E | 9 | 56 | A | 7 | 834 | E | 9 | 230 | E | 9 | 4.6 | E | 9 | 11890 | C | 8 | 77777 | E | 9 | 0.5 | E | 8 | 0.043 | F | 8 | 0.22 | F | 8 | 0 | 1 | D | 9 | 45 | C | 8
1995-01-15 | 9:00 | 262 | 1414 | 157 | 1 | 17 | 706 | 1 | 21 | 26 | 1 | 17 | 167 | 1 | 17 | 564 | 1 | 21 | 62 | 1 | 17 | 65 | 1 | 32 | 0 | E | 9 | 0 | E | 9 | 3.3 | E | 9 | -9.4 | E | 9 | 35 | A | 7 | 835 | E | 9 | 230 | E | 9 | 4.6 | E | 9 | 11905 | C | 8 | 77777 | E | 9 | 0.5 | E | 8 | 0.043 | F | 8 | 0.22 | F | 8 | 0 | 1 | D | 9 | 45 | C | 8
1995-01-15 | 10:00 | 454 | 1414 | 314 | 1 | 17 | 865 | 1 | 21 | 36 | 1 | 17 | 334 | 1 | 17 | 791 | 1 | 21 | 79 | 1 | 17 | 95 | 1 | 32 | 0 | E | 9 | 0 | E | 9 | 7.2 | E | 9 | -9.4 | E | 9 | 27 | A | 7 | 838 | E | 9 | 240 | E | 9 | 3.6 | E | 9 | 11919 | C | 8 | 77777 | E | 9 | 0.6 | E | 8 | 0.043 | F | 8 | 0.22 | F | 8 | 0 | 1 | D | 9 | 45 | C | 8
1995-01-15 | 11:00 | 594 | 1414 | 436 | 1 | 17 | 933 | 1 | 21 | 44 | 1 | 17 | 463 | 1 | 17 | 892 | 1 | 21 | 87 | 1 | 17 | 117 | 1 | 32 | 0 | E | 9 | 0 | E | 9 | 10 | E | 9 | -10 | E | 9 | 21 | A | 7 | 836 | E | 9 | 240 | E | 9 | 3.1 | E | 9 | 11934 | C | 8 | 77777 | E | 9 | 0.6 | E | 8 | 0.043 | F | 8 | 0.22 | F | 8 | 0 | 1 | D | 9 | 45 | C | 8
1995-01-15 | 12:00 | 671 | 1414 | 505 | 1 | 17 | 961 | 1 | 21 | 49 | 1 | 17 | 536 | 1 | 17 | 933 | 1 | 21 | 91 | 1 | 17 | 130 | 1 | 32 | 0 | E | 9 | 0 | E | 9 | 12.2 | E | 9 | -10.6 | E | 9 | 17 | A | 7 | 840 | E | 9 | 0 | E | 9 | 0 | E | 9 | 11948 | C | 8 | 77777 | E | 9 | 0.6 | E | 8 | 0.043 | F | 8 | 0.22 | F | 8 | 0 | 1 | D | 9 | 45 | C | 8
1995-01-15 | 13:00 | 680 | 1414 | 487 | 1 | 17 | 904 | 1 | 21 | 52 | 1 | 17 | 516 | 1 | 17 | 879 | 1 | 21 | 91 | 1 | 17 | 135 | 1 | 32 | 1 | E | 9 | 0 | E | 9 | 12.8 | E | 9 | -11.7 | E | 9 | 15 | A | 7 | 840 | E | 9 | 0 | E | 9 | 0 | E | 9 | 11963 | C | 8 | 77777 | E | 9 | 0.6 | E | 8 | 0.043 | F | 8 | 0.22 | F | 8 | 0 | 1 | D | 9 | 45 | C | 8
1995-01-15 | 14:00 | 621 | 1414 | 455 | 1 | 17 | 924 | 1 | 21 | 49 | 1 | 17 | 482 | 1 | 17 | 888 | 1 | 21 | 90 | 1 | 17 | 126 | 1 | 32 | 1 | E | 9 | 0 | E | 9 | 13.3 | E | 9 | -12.2 | E | 9 | 14 | A | 7 | 840 | E | 9 | 360 | E | 9 | 1.5 | E | 9 | 11977 | C | 8 | 77777 | E | 9 | 0.6 | E | 8 | 0.043 | F | 8 | 0.22 | F | 8 | 0 | 1 | D | 9 | 45 | C | 8
1995-01-15 | 15:00 | 498 | 1414 | 349 | 1 | 17 | 874 | 1 | 21 | 41 | 1 | 17 | 371 | 1 | 17 | 812 | 1 | 21 | 83 | 1 | 17 | 105 | 1 | 32 | 1 | E | 9 | 0 | E | 9 | 12.8 | E | 9 | -11.7 | E | 9 | 15 | A | 7 | 840 | E | 9 | 0 | E | 9 | 0 | E | 9 | 11992 | C | 8 | 77777 | E | 9 | 0.6 | E | 8 | 0.043 | F | 8 | 0.22 | F | 8 | 0 | 1 | D | 9 | 45 | C | 8
1995-01-15 | 16:00 | 319 | 1414 | 198 | 1 | 17 | 743 | 1 | 21 | 31 | 1 | 17 | 211 | 1 | 17 | 626 | 1 | 21 | 69 | 1 | 17 | 77 | 1 | 32 | 1 | E | 9 | 0 | E | 9 | 10.6 | E | 9 | -7.8 | E | 9 | 25 | A | 7 | 840 | E | 9 | 30 | E | 9 | 2.1 | E | 9 | 12006 | C | 8 | 77777 | E | 9 | 0.6 | E | 8 | 0.043 | F | 8 | 0.22 | F | 8 | 0 | 1 | D | 9 | 45 | C | 8
1995-01-15 | 17:00 | 100 | 1331 | 46 | 1 | 17 | 419 | 1 | 21 | 14 | 1 | 17 | 51 | 1 | 17 | 262 | 1 | 21 | 30 | 1 | 17 | 34 | 1 | 32 | 0 | E | 9 | 0 | E | 9 | 8.9 | E | 9 | -7.2 | E | 9 | 29 | A | 7 | 836 | E | 9 | 40 | E | 9 | 2.6 | E | 9 | 12021 | C | 8 | 77777 | E | 9 | 0.6 | E | 8 | 0.043 | F | 8 | 0.22 | F | 8 | 0 | 1 | D | 9 | 45 | C | 8
1995-01-15 | 18:00 | 0 | 0 | 0 | 1 | 0 | 0 | 1 | 0 | 0 | 1 | 0 | 0 | 1 | 0 | 0 | 1 | 0 | 0 | 1 | 0 | 0 | 1 | 0 | 0 | E | 9 | 0 | E | 9 | 7.8 | E | 9 | -8.3 | E | 9 | 29 | A | 7 | 838 | E | 9 | 20 | E | 9 | 3.1 | E | 9 | 12035 | C | 8 | 77777 | E | 9 | 0.6 | E | 8 | 0.043 | F | 8 | 0.22 | F | 8 | 0 | 1 | D | 9 | 45 | C | 8
1995-01-15 | 19:00 | 0 | 0 | 0 | 1 | 0 | 0 | 1 | 0 | 0 | 1 | 0 | 0 | 1 | 0 | 0 | 1 | 0 | 0 | 1 | 0 | 0 | 1 | 0 | 3 | E | 9 | 1 | E | 9 | 4.4 | E | 9 | -8.3 | E | 9 | 36 | A | 7 | 837 | E | 9 | 120 | E | 9 | 2.1 | E | 9 | 12050 | C | 8 | 77777 | E | 9 | 0.6 | E | 8 | 0.043 | F | 8 | 0.22 | F | 8 | 0 | 1 | D | 9 | 0 | C | 8
1995-01-15 | 20:00 | 0 | 0 | 0 | 1 | 0 | 0 | 1 | 0 | 0 | 1 | 0 | 0 | 1 | 0 | 0 | 1 | 0 | 0 | 1 | 0 | 0 | 1 | 0 | 2 | E | 9 | 1 | E | 9 | 3.9 | E | 9 | -8.9 | E | 9 | 35 | A | 7 | 837 | E | 9 | 160 | E | 9 | 2.1 | E | 9 | 12064 | C | 8 | 77777 | E | 9 | 0.6 | E | 8 | 0.043 | F | 8 | 0.22 | F | 8 | 0 | 1 | D | 9 | 0 | C | 8
1995-01-15 | 21:00 | 0 | 0 | 0 | 1 | 0 | 0 | 1 | 0 | 0 | 1 | 0 | 0 | 1 | 0 | 0 | 1 | 0 | 0 | 1 | 0 | 0 | 1 | 0 | 6 | E | 9 | 3 | E | 9 | 2.2 | E | 9 | -8.9 | E | 9 | 40 | A | 7 | 837 | E | 9 | 220 | E | 9 | 2.6 | E | 9 | 12078 | C | 8 | 77777 | E | 9 | 0.6 | E | 8 | 0.043 | F | 8 | 0.22 | F | 8 | 0 | 1 | D | 9 | 0 | C | 8
1995-01-15 | 22:00 | 0 | 0 | 0 | 1 | 0 | 0 | 1 | 0 | 0 | 1 | 0 | 0 | 1 | 0 | 0 | 1 | 0 | 0 | 1 | 0 | 0 | 1 | 0 | 4 | E | 9 | 1 | E | 9 | 2.2 | E | 9 | -9.4 | E | 9 | 38 | A | 7 | 836 | E | 9 | 240 | E | 9 | 3.6 | E | 9 | 12093 | C | 8 | 77777 | E | 9 | 0.6 | E | 8 | 0.043 | F | 8 | 0.22 | F | 8 | 0 | 1 | D | 9 | 0 | C | 8
1995-01-15 | 23:00 | 0 | 0 | 0 | 1 | 0 | 0 | 1 | 0 | 0 | 1 | 0 | 0 | 1 | 0 | 0 | 1 | 0 | 0 | 1 | 0 | 0 | 1 | 0 | 4 | E | 9 | 1 | E | 9 | -0.6 | E | 9 | -8.9 | E | 9 | 49 | A | 7 | 838 | E | 9 | 250 | E | 9 | 3.1 | E | 9 | 12107 | C | 8 | 77777 | E | 9 | 0.6 | E | 8 | 0.043 | F | 8 | 0.22 | F | 8 | 0 | 1 | D | 9 | 0 | C | 8
1995-01-15 | 24:00 | 0 | 0 | 0 | 1 | 0 | 0 | 1 | 0 | 0 | 1 | 0 | 0 | 1 | 0 | 0 | 1 | 0 | 0 | 1 | 0 | 0 | 1 | 0 | 7 | E | 9 | 4 | E | 9 | 0 | E | 9 | -9.4 | E | 9 | 45 | A | 7 | 836 | E | 9 | 260 | E | 9 | 2.6 | E | 9 | 12122 | C | 8 | 7620 | E | 9 | 0.6 | E | 8 | 0.043 | F | 8 | 0.22 | F | 8 | 0 | 1 | D | 9 | 0 | C | 8
1995-01-16 | 1:00 | 0 | 0 | 0 | 1 | 0 | 0 | 1 | 0 | 0 | 1 | 0 | 0 | 1 | 0 | 0 | 1 | 0 | 0 | 1 | 0 | 0 | 1 | 0 | 7 | E | 9 | 6 | E | 9 | 2.8 | E | 9 | -11.1 | E | 9 | 32 | A | 7 | 835 | E | 9 | 250 | E | 9 | 2.6 | E | 9 | 12136 | C | 8 | 7620 | E | 9 | 0.6 | E | 8 | 0.043 | F | 8 | 0.22 | F | 8 | 0 | 1 | D | 9 | 0 | C | 8
1995-01-16 | 2:00 | 0 | 0 | 0 | 1 | 0 | 0 | 1 | 0 | 0 | 1 | 0 | 0 | 1 | 0 | 0 | 1 | 0 | 0 | 1 | 0 | 0 | 1 | 0 | 8 | E | 9 | 5 | E | 9 | 3.3 | E | 9 | -9.4 | E | 9 | 35 | A | 7 | 835 | E | 9 | 250 | E | 9 | 3.6 | E | 9 | 12151 | C | 8 | 6706 | E | 9 | 0.6 | E | 8 | 0.043 | F | 8 | 0.22 | F | 8 | 0 | 1 | D | 9 | 0 | C | 8
1995-01-16 | 3:00 | 0 | 0 | 0 | 1 | 0 | 0 | 1 | 0 | 0 | 1 | 0 | 0 | 1 | 0 | 0 | 1 | 0 | 0 | 1 | 0 | 0 | 1 | 0 | 6 | E | 9 | 5 | E | 9 | 6.7 | E | 9 | -10 | E | 9 | 26 | A | 7 | 835 | E | 9 | 250 | E | 9 | 3.6 | E | 9 | 12165 | C | 8 | 6706 | E | 9 | 0.6 | E | 8 | 0.043 | F | 8 | 0.22 | F | 8 | 0 | 1 | D | 9 | 0 | C | 8
1995-01-16 | 4:00 | 0 | 0 | 0 | 1 | 0 | 0 | 1 | 0 | 0 | 1 | 0 | 0 | 1 | 0 | 0 | 1 | 0 | 0 | 1 | 0 | 0 | 1 | 0 | 5 | E | 9 | 4 | E | 9 | 0.6 | E | 9 | -3.9 | E | 9 | 69 | A | 7 | 834 | E | 9 | 220 | E | 9 | 3.6 | E | 9 | 12180 | C | 8 | 77777 | E | 9 | 0.6 | E | 8 | 0.043 | F | 8 | 0.22 | F | 8 | 0 | 1 | D | 9 | 0 | C | 8
1995-01-16 | 5:00 | 0 | 0 | 0 | 1 | 0 | 0 | 1 | 0 | 0 | 1 | 0 | 0 | 1 | 0 | 0 | 1 | 0 | 0 | 1 | 0 | 0 | 1 | 0 | 4 | E | 9 | 4 | E | 9 | -1.1 | E | 9 | -3.9 | E | 9 | 79 | A | 7 | 840 | E | 9 | 240 | E | 9 | 3.6 | E | 9 | 12194 | C | 8 | 77777 | E | 9 | 0.6 | E | 8 | 0.043 | F | 8 | 0.22 | F | 8 | 0 | 1 | D | 9 | 0 | C | 8
1995-01-16 | 6:00 | 0 | 0 | 0 | 1 | 0 | 0 | 1 | 0 | 0 | 1 | 0 | 0 | 1 | 0 | 0 | 1 | 0 | 0 | 1 | 0 | 0 | 1 | 0 | 6 | E | 9 | 4 | E | 9 | -1.1 | E | 9 | -3.9 | E | 9 | 79 | A | 7 | 835 | E | 9 | 240 | E | 9 | 3.6 | E | 9 | 12209 | C | 8 | 5182 | E | 9 | 0.6 | E | 8 | 0.043 | F | 8 | 0.22 | F | 8 | 0 | 1 | D | 9 | 0 | C | 8
1995-01-16 | 7:00 | 0 | 0 | 0 | 1 | 0 | 0 | 1 | 0 | 0 | 1 | 0 | 0 | 1 | 0 | 0 | 1 | 0 | 0 | 1 | 0 | 0 | 1 | 0 | 7 | E | 9 | 5 | E | 9 | -1.1 | E | 9 | -4.4 | E | 9 | 76 | A | 7 | 836 | E | 9 | 220 | E | 9 | 4.1 | E | 9 | 12223 | C | 8 | 5182 | E | 9 | 0.6 | E | 8 | 0.043 | F | 8 | 0.22 | F | 8 | 0 | 1 | D | 9 | 0 | C | 8
1995-01-16 | 8:00 | 51 | 954 | 12 | 1 | 17 | 23 | 1 | 21 | 11 | 1 | 17 | 14 | 1 | 17 | 10 | 1 | 21 | 14 | 1 | 17 | 23 | 1 | 32 | 9 | E | 9 | 6 | E | 9 | 0 | E | 9 | -5.6 | E | 9 | 62 | A | 7 | 835 | E | 9 | 220 | E | 9 | 3.6 | E | 9 | 12238 | C | 8 | 5182 | E | 9 | 0.6 | E | 8 | 0.043 | F | 8 | 0.22 | F | 8 | 0 | 1 | D | 9 | 0 | C | 8
1995-01-16 | 9:00 | 264 | 1414 | 95 | 1 | 17 | 118 | 1 | 21 | 73 | 1 | 17 | 103 | 1 | 17 | 90 | 1 | 21 | 86 | 1 | 17 | 156 | 1 | 32 | 7 | E | 9 | 6 | E | 9 | 0 | E | 9 | -5.6 | E | 9 | 62 | A | 7 | 836 | E | 9 | 100 | E | 9 | 2.1 | E | 9 | 12252 | C | 8 | 4572 | E | 9 | 0.6 | E | 8 | 0.043 | F | 8 | 0.22 | F | 8 | 0 | 1 | D | 9 | 0 | C | 8
1995-01-16 | 10:00 | 457 | 1414 | 232 | 1 | 17 | 135 | 1 | 21 | 189 | 1 | 17 | 247 | 1 | 17 | 124 | 1 | 21 | 207 | 1 | 17 | 428 | 1 | 32 | 9 | E | 9 | 8 | E | 9 | -1.1 | E | 9 | -2.8 | E | 9 | 87 | A | 7 | 837 | E | 9 | 70 | E | 9 | 4.6 | E | 9 | 12266 | C | 8 | 4572 | E | 9 | 0.5 | E | 8 | 0.043 | F | 8 | 0.22 | F | 8 | 0 | 1 | D | 9 | 0 | C | 8
1995-01-16 | 11:00 | 597 | 1414 | 277 | 1 | 17 | 266 | 1 | 21 | 164 | 1 | 17 | 296 | 1 | 17 | 267 | 1 | 21 | 183 | 1 | 17 | 348 | 1 | 32 | 7 | E | 9 | 6 | E | 9 | 0 | E | 9 | -2.8 | E | 9 | 79 | A | 7 | 838 | E | 9 | 50 | E | 9 | 6.7 | E | 9 | 12281 | C | 8 | 4572 | E | 9 | 0.5 | E | 8 | 0.043 | F | 8 | 0.22 | F | 8 | 0 | 1 | D | 9 | 0 | C | 8
1995-01-16 | 12:00 | 674 | 1414 | 359 | 1 | 17 | 328 | 1 | 21 | 202 | 1 | 17 | 383 | 1 | 17 | 337 | 1 | 21 | 221 | 1 | 17 | 452 | 1 | 32 | 8 | E | 9 | 8 | E | 9 | 1.1 | E | 9 | -2.2 | E | 9 | 77 | A | 7 | 835 | E | 9 | 30 | E | 9 | 5.7 | E | 9 | 12295 | C | 8 | 4572 | E | 9 | 0.5 | E | 8 | 0.043 | F | 8 | 0.22 | F | 8 | 0 | 1 | D | 9 | 0 | C | 8
1995-01-16 | 13:00 | 684 | 1414 | 440 | 1 | 17 | 405 | 1 | 21 | 244 | 1 | 17 | 463 | 1 | 17 | 416 | 1 | 21 | 261 | 1 | 17 | 572 | 1 | 32 | 7 | E | 9 | 7 | E | 9 | 2.2 | E | 9 | -3.9 | E | 9 | 62 | A | 7 | 836 | E | 9 | 20 | E | 9 | 9.3 | E | 9 | 12310 | C | 8 | 4572 | E | 9 | 0.5 | E | 8 | 0.043 | F | 8 | 0.22 | F | 8 | 0 | 1 | D | 9 | 0 | C | 8
1995-01-16 | 14:00 | 625 | 1414 | 395 | 1 | 17 | 492 | 1 | 21 | 177 | 1 | 17 | 409 | 1 | 17 | 481 | 1 | 21 | 195 | 1 | 17 | 364 | 1 | 32 | 8 | E | 9 | 3 | E | 9 | 2.2 | E | 9 | -4.4 | E | 9 | 59 | A | 7 | 835 | E | 9 | 10 | E | 9 | 9.8 | E | 9 | 12324 | C | 8 | 77777 | E | 9 | 0.5 | E | 8 | 0.043 | F | 8 | 0.22 | F | 8 | 0 | 1 | D | 9 | 0 | C | 8
1995-01-16 | 15:00 | 502 | 1414 | 283 | 1 | 17 | 552 | 1 | 21 | 87 | 1 | 17 | 294 | 1 | 17 | 509 | 1 | 21 | 113 | 1 | 17 | 166 | 1 | 32 | 5 | E | 9 | 2 | E | 9 | 1.7 | E | 9 | -3.9 | E | 9 | 64 | A | 7 | 836 | E | 9 | 10 | E | 9 | 10.3 | E | 9 | 12339 | C | 8 | 77777 | E | 9 | 0.5 | E | 8 | 0.043 | F | 8 | 0.22 | F | 8 | 0 | 1 | D | 9 | 0 | C | 8
1995-01-16 | 16:00 | 323 | 1414 | 178 | 1 | 17 | 443 | 1 | 21 | 76 | 1 | 17 | 185 | 1 | 17 | 353 | 1 | 21 | 104 | 1 | 17 | 139 | 1 | 32 | 4 | E | 9 | 3 | E | 9 | 1.7 | E | 9 | -3.9 | E | 9 | 64 | A | 7 | 836 | E | 9 | 10 | E | 9 | 6.2 | E | 9 | 12353 | C | 8 | 77777 | E | 9 | 0.5 | E | 8 | 0.043 | F | 8 | 0.22 | F | 8 | 0 | 1 | D | 9 | 0 | C | 8
1995-01-16 | 17:00 | 104 | 1355 | 40 | 1 | 17 | 114 | 1 | 21 | 31 | 1 | 17 | 42 | 1 | 17 | 47 | 1 | 21 | 39 | 1 | 17 | 57 | 1 | 32 | 4 | E | 9 | 2 | E | 9 | 1.7 | E | 9 | -3.3 | E | 9 | 67 | A | 7 | 835 | E | 9 | 350 | E | 9 | 4.1 | E | 9 | 12368 | C | 8 | 77777 | E | 9 | 0.5 | E | 8 | 0.043 | F | 8 | 0.22 | F | 8 | 0 | 1 | D | 9 | 0 | C | 8
1995-01-16 | 18:00 | 0 | 0 | 0 | 1 | 0 | 0 | 1 | 0 | 0 | 1 | 0 | 0 | 1 | 0 | 0 | 1 | 0 | 0 | 1 | 0 | 0 | 1 | 0 | 3 | E | 9 | 1 | E | 9 | 0 | E | 9 | -3.9 | E | 9 | 72 | A | 7 | 835 | E | 9 | 10 | E | 9 | 4.1 | E | 9 | 12382 | C | 8 | 77777 | E | 9 | 0.5 | E | 8 | 0.043 | F | 8 | 0.22 | F | 8 | 0 | 1 | D | 9 | 0 | C | 8
1995-01-16 | 19:00 | 0 | 0 | 0 | 1 | 0 | 0 | 1 | 0 | 0 | 1 | 0 | 0 | 1 | 0 | 0 | 1 | 0 | 0 | 1 | 0 | 0 | 1 | 0 | 2 | E | 9 | 1 | E | 9 | 0.6 | E | 9 | -5.6 | E | 9 | 60 | A | 7 | 836 | E | 9 | 10 | E | 9 | 5.7 | E | 9 | 12397 | C | 8 | 77777 | E | 9 | 0.5 | E | 8 | 0.043 | F | 8 | 0.22 | F | 8 | 0 | 1 | D | 9 | 0 | C | 8
1995-01-16 | 20:00 | 0 | 0 | 0 | 1 | 0 | 0 | 1 | 0 | 0 | 1 | 0 | 0 | 1 | 0 | 0 | 1 | 0 | 0 | 1 | 0 | 0 | 1 | 0 | 6 | E | 9 | 5 | E | 9 | 1.1 | E | 9 | -10.6 | E | 9 | 37 | A | 7 | 835 | E | 9 | 20 | E | 9 | 3.1 | E | 9 | 12411 | C | 8 | 7620 | E | 9 | 0.5 | E | 8 | 0.043 | F | 8 | 0.22 | F | 8 | 0 | 1 | D | 9 | 0 | C | 8
1995-01-16 | 21:00 | 0 | 0 | 0 | 1 | 0 | 0 | 1 | 0 | 0 | 1 | 0 | 0 | 1 | 0 | 0 | 1 | 0 | 0 | 1 | 0 | 0 | 1 | 0 | 7 | E | 9 | 7 | E | 9 | -0.6 | E | 9 | -9.4 | E | 9 | 47 | A | 7 | 836 | E | 9 | 10 | E | 9 | 3.1 | E | 9 | 12426 | C | 8 | 4877 | E | 9 | 0.5 | E | 8 | 0.043 | F | 8 | 0.22 | F | 8 | 0 | 1 | D | 9 | 0 | C | 8
1995-01-16 | 22:00 | 0 | 0 | 0 | 1 | 0 | 0 | 1 | 0 | 0 | 1 | 0 | 0 | 1 | 0 | 0 | 1 | 0 | 0 | 1 | 0 | 0 | 1 | 0 | 10 | E | 9 | 10 | E | 9 | -1.1 | E | 9 | -9.4 | E | 9 | 49 | A | 7 | 837 | E | 9 | 360 | E | 9 | 2.1 | E | 9 | 12440 | C | 8 | 518 | E | 9 | 0.5 | E | 8 | 0.043 | F | 8 | 0.22 | F | 8 | 0 | 1 | D | 9 | 0 | C | 8
1995-01-16 | 23:00 | 0 | 0 | 0 | 1 | 0 | 0 | 1 | 0 | 0 | 1 | 0 | 0 | 1 | 0 | 0 | 1 | 0 | 0 | 1 | 0 | 0 | 1 | 0 | 7 | E | 9 | 7 | E | 9 | -1.7 | E | 9 | -10 | E | 9 | 49 | A | 7 | 835 | E | 9 | 340 | E | 9 | 3.6 | E | 9 | 12455 | C | 8 | 4877 | E | 9 | 0.4 | E | 8 | 0.043 | F | 8 | 0.22 | F | 8 | 0 | 1 | D | 9 | 0 | C | 8
1995-01-16 | 24:00 | 0 | 0 | 0 | 1 | 0 | 0 | 1 | 0 | 0 | 1 | 0 | 0 | 1 | 0 | 0 | 1 | 0 | 0 | 1 | 0 | 0 | 1 | 0 | 10 | E | 9 | 10 | E | 9 | -2.2 | E | 9 | -10 | E | 9 | 51 | A | 7 | 837 | E | 9 | 360 | E | 9 | 3.1 | E | 9 | 12469 | C | 8 | 1524 | E | 9 | 0.4 | E | 8 | 0.043 | F | 8 | 0.22 | F | 8 | 0 | 1 | D | 9 | 0 | C | 8
1995-01-17 | 1:00 | 0 | 0 | 0 | 1 | 0 | 0 | 1 | 0 | 0 | 1 | 0 | 0 | 1 | 0 | 0 | 1 | 0 | 0 | 1 | 0 | 0 | 1 | 0 | 9 | E | 9 | 8 | E | 9 | -2.2 | E | 9 | -10.6 | E | 9 | 48 | A | 7 | 834 | E | 9 | 350 | E | 9 | 3.1 | E | 9 | 12483 | C | 8 | 1402 | E | 9 | 0.4 | E | 8 | 0.042 | F | 8 | 0.22 | F | 8 | 0 | 1 | D | 9 | 0 | C | 8
1995-01-17 | 2:00 | 0 | 0 | 0 | 1 | 0 | 0 | 1 | 0 | 0 | 1 | 0 | 0 | 1 | 0 | 0 | 1 | 0 | 0 | 1 | 0 | 0 | 1 | 0 | 7 | E | 9 | 6 | E | 9 | -1.7 | E | 9 | -10.6 | E | 9 | 46 | A | 7 | 835 | E | 9 | 310 | E | 9 | 3.1 | E | 9 | 12498 | C | 8 | 1372 | E | 9 | 0.4 | E | 8 | 0.042 | F | 8 | 0.22 | F | 8 | 0 | 1 | D | 9 | 0 | C | 8
1995-01-17 | 3:00 | 0 | 0 | 0 | 1 | 0 | 0 | 1 | 0 | 0 | 1 | 0 | 0 | 1 | 0 | 0 | 1 | 0 | 0 | 1 | 0 | 0 | 1 | 0 | 8 | E | 9 | 8 | E | 9 | -1.7 | E | 9 | -11.7 | E | 9 | 42 | A | 7 | 835 | E | 9 | 280 | E | 9 | 2.6 | E | 9 | 12512 | C | 8 | 1250 | E | 9 | 0.4 | E | 8 | 0.042 | F | 8 | 0.22 | F | 8 | 0 | 1 | D | 9 | 0 | C | 8
1995-01-17 | 4:00 | 0 | 0 | 0 | 1 | 0 | 0 | 1 | 0 | 0 | 1 | 0 | 0 | 1 | 0 | 0 | 1 | 0 | 0 | 1 | 0 | 0 | 1 | 0 | 9 | E | 9 | 7 | E | 9 | 1.7 | E | 9 | -11.7 | E | 9 | 32 | A | 7 | 835 | E | 9 | 310 | E | 9 | 3.6 | E | 9 | 12527 | C | 8 | 792 | E | 9 | 0.4 | E | 8 | 0.042 | F | 8 | 0.22 | F | 8 | 0 | 1 | D | 9 | 0 | C | 8
1995-01-17 | 5:00 | 0 | 0 | 0 | 1 | 0 | 0 | 1 | 0 | 0 | 1 | 0 | 0 | 1 | 0 | 0 | 1 | 0 | 0 | 1 | 0 | 0 | 1 | 0 | 9 | E | 9 | 9 | E | 9 | -0.6 | E | 9 | -11.1 | E | 9 | 41 | A | 7 | 835 | E | 9 | 340 | E | 9 | 5.2 | E | 9 | 12541 | C | 8 | 853 | E | 9 | 0.4 | E | 8 | 0.042 | F | 8 | 0.22 | F | 8 | 0 | 1 | D | 9 | 0 | C | 8
1995-01-17 | 6:00 | 0 | 0 | 0 | 1 | 0 | 0 | 1 | 0 | 0 | 1 | 0 | 0 | 1 | 0 | 0 | 1 | 0 | 0 | 1 | 0 | 0 | 1 | 0 | 10 | E | 9 | 9 | E | 9 | -0.6 | E | 9 | -11.1 | E | 9 | 41 | A | 7 | 838 | E | 9 | 300 | E | 9 | 2.6 | E | 9 | 12556 | C | 8 | 1250 | E | 9 | 0.4 | E | 8 | 0.042 | F | 8 | 0.22 | F | 8 | 0 | 1 | D | 9 | 0 | C | 8
1995-01-17 | 7:00 | 0 | 0 | 0 | 1 | 0 | 0 | 1 | 0 | 0 | 1 | 0 | 0 | 1 | 0 | 0 | 1 | 0 | 0 | 1 | 0 | 0 | 1 | 0 | 10 | E | 9 | 9 | E | 9 | 0 | E | 9 | -11.1 | E | 9 | 39 | A | 7 | 836 | E | 9 | 340 | E | 9 | 2.6 | E | 9 | 12570 | C | 8 | 1158 | E | 9 | 0.4 | E | 8 | 0.042 | F | 8 | 0.22 | F | 8 | 0 | 1 | D | 9 | 0 | C | 8
1995-01-17 | 8:00 | 53 | 954 | 7 | 1 | 17 | 0 | 1 | 21 | 7 | 1 | 17 | 9 | 1 | 17 | 0 | 1 | 21 | 9 | 1 | 17 | 27 | 1 | 32 | 10 | E | 9 | 10 | E | 9 | -5 | E | 9 | -8.9 | E | 9 | 71 | A | 7 | 838 | E | 9 | 280 | E | 9 | 3.1 | E | 9 | 12585 | C | 8 | 1006 | E | 9 | 0.4 | E | 8 | 0.042 | F | 8 | 0.22 | F | 8 | 0 | 1 | D | 9 | 0 | C | 8
1995-01-17 | 9:00 | 267 | 1414 | 52 | 1 | 17 | 0 | 1 | 21 | 52 | 1 | 17 | 59 | 1 | 17 | 0 | 1 | 21 | 59 | 1 | 17 | 190 | 1 | 32 | 10 | E | 9 | 10 | E | 9 | -2.2 | E | 9 | -8.3 | E | 9 | 59 | A | 7 | 839 | E | 9 | 300 | E | 9 | 3.1 | E | 9 | 12599 | C | 8 | 1463 | E | 9 | 0.4 | E | 8 | 0.042 | F | 8 | 0.22 | F | 8 | 0 | 1 | D | 9 | 0 | C | 8
1995-01-17 | 10:00 | 460 | 1414 | 177 | 1 | 17 | 227 | 1 | 21 | 104 | 1 | 17 | 192 | 1 | 17 | 212 | 1 | 21 | 123 | 1 | 17 | 202 | 1 | 32 | 7 | E | 9 | 7 | E | 9 | 0 | E | 9 | -7.8 | E | 9 | 52 | A | 7 | 839 | E | 9 | 330 | E | 9 | 4.6 | E | 9 | 12614 | C | 8 | 3658 | E | 9 | 0.4 | E | 8 | 0.042 | F | 8 | 0.22 | F | 8 | 0 | 1 | D | 9 | 0 | C | 8
1995-01-17 | 11:00 | 600 | 1414 | 300 | 1 | 17 | 270 | 1 | 21 | 185 | 1 | 17 | 318 | 1 | 17 | 271 | 1 | 21 | 202 | 1 | 17 | 403 | 1 | 32 | 8 | E | 9 | 8 | E | 9 | 0 | E | 9 | -7.2 | E | 9 | 54 | A | 7 | 841 | E | 9 | 360 | E | 9 | 5.2 | E | 9 | 12628 | C | 8 | 3658 | E | 9 | 0.4 | E | 8 | 0.042 | F | 8 | 0.22 | F | 8 | 0 | 1 | D | 9 | 0 | C | 8
1995-01-17 | 12:00 | 678 | 1414 | 364 | 1 | 17 | 521 | 1 | 21 | 114 | 1 | 17 | 382 | 1 | 17 | 510 | 1 | 21 | 136 | 1 | 17 | 238 | 1 | 32 | 6 | E | 9 | 6 | E | 9 | -1.1 | E | 9 | -7.8 | E | 9 | 57 | A | 7 | 840 | E | 9 | 20 | E | 9 | 4.1 | E | 9 | 12643 | C | 8 | 3658 | E | 9 | 0.4 | E | 8 | 0.042 | F | 8 | 0.22 | F | 8 | 0 | 1 | D | 9 | 0 | C | 8
1995-01-17 | 13:00 | 688 | 1414 | 437 | 1 | 17 | 575 | 1 | 21 | 157 | 1 | 17 | 465 | 1 | 17 | 574 | 1 | 21 | 184 | 1 | 17 | 326 | 1 | 32 | 6 | E | 9 | 6 | E | 9 | -2.2 | E | 9 | -8.3 | E | 9 | 59 | A | 7 | 840 | E | 9 | 310 | E | 9 | 3.1 | E | 9 | 12657 | C | 8 | 3658 | E | 9 | 0.4 | E | 8 | 0.042 | F | 8 | 0.22 | F | 8 | 0 | 1 | D | 9 | 0 | C | 8
1995-01-17 | 14:00 | 630 | 1414 | 416 | 1 | 17 | 594 | 1 | 21 | 151 | 1 | 17 | 439 | 1 | 17 | 583 | 1 | 21 | 178 | 1 | 17 | 305 | 1 | 32 | 5 | E | 9 | 5 | E | 9 | -2.8 | E | 9 | -9.4 | E | 9 | 57 | A | 7 | 840 | E | 9 | 10 | E | 9 | 2.1 | E | 9 | 12671 | C | 8 | 77777 | E | 9 | 0.4 | E | 8 | 0.042 | F | 8 | 0.22 | F | 8 | 0 | 1 | D | 9 | 0 | C | 8
1995-01-17 | 15:00 | 507 | 1414 | 333 | 1 | 17 | 733 | 1 | 21 | 70 | 1 | 17 | 343 | 1 | 17 | 679 | 1 | 21 | 99 | 1 | 17 | 135 | 1 | 32 | 5 | E | 9 | 5 | E | 9 | -4.4 | E | 9 | -10 | E | 9 | 61 | A | 7 | 840 | E | 9 | 350 | E | 9 | 3.6 | E | 9 | 12686 | C | 8 | 77777 | E | 9 | 0.4 | E | 8 | 0.042 | F | 8 | 0.22 | F | 8 | 0 | 1 | D | 9 | 0 | C | 8
1995-01-17 | 16:00 | 328 | 1414 | 162 | 1 | 17 | 220 | 1 | 21 | 111 | 1 | 17 | 168 | 1 | 17 | 177 | 1 | 21 | 127 | 1 | 17 | 228 | 1 | 32 | 6 | E | 9 | 6 | E | 9 | -5.6 | E | 9 | -11.1 | E | 9 | 62 | A | 7 | 839 | E | 9 | 20 | E | 9 | 3.1 | E | 9 | 12700 | C | 8 | 3658 | E | 9 | 0.4 | E | 8 | 0.042 | F | 8 | 0.22 | F | 8 | 0 | 1 | D | 9 | 0 | C | 8
1995-01-17 | 17:00 | 109 | 1378 | 23 | 1 | 17 | 70 | 1 | 21 | 18 | 1 | 17 | 26 | 1 | 17 | 30 | 1 | 21 | 24 | 1 | 17 | 30 | 1 | 32 | 8 | E | 9 | 6 | E | 9 | -6.7 | E | 9 | -11.1 | E | 9 | 68 | A | 7 | 836 | E | 9 | 10 | E | 9 | 1.5 | E | 9 | 12715 | C | 8 | 3658 | E | 9 | 0.4 | E | 8 | 0.042 | F | 8 | 0.22 | F | 8 | 0 | 1 | D | 9 | 0 | C | 8
1995-01-17 | 18:00 | 0 | 0 | 0 | 1 | 0 | 0 | 1 | 0 | 0 | 1 | 0 | 0 | 1 | 0 | 0 | 1 | 0 | 0 | 1 | 0 | 0 | 1 | 0 | 4 | E | 9 | 4 | E | 9 | -8.3 | E | 9 | -11.7 | E | 9 | 74 | A | 7 | 838 | E | 9 | 0 | E | 9 | 0 | E | 9 | 12729 | C | 8 | 77777 | E | 9 | 0.4 | E | 8 | 0.042 | F | 8 | 0.22 | F | 8 | 0 | 1 | D | 9 | 0 | C | 8
1995-01-17 | 19:00 | 0 | 0 | 0 | 1 | 0 | 0 | 1 | 0 | 0 | 1 | 0 | 0 | 1 | 0 | 0 | 1 | 0 | 0 | 1 | 0 | 0 | 1 | 0 | 5 | E | 9 | 5 | E | 9 | -9.4 | E | 9 | -12.2 | E | 9 | 78 | A | 7 | 838 | E | 9 | 210 | E | 9 | 1.5 | E | 9 | 12744 | C | 8 | 77777 | E | 9 | 0.4 | E | 8 | 0.042 | F | 8 | 0.22 | F | 8 | 0 | 1 | D | 9 | 0 | C | 8
1995-01-17 | 20:00 | 0 | 0 | 0 | 1 | 0 | 0 | 1 | 0 | 0 | 1 | 0 | 0 | 1 | 0 | 0 | 1 | 0 | 0 | 1 | 0 | 0 | 1 | 0 | 7 | E | 9 | 7 | E | 9 | -9.4 | E | 9 | -12.2 | E | 9 | 78 | A | 7 | 838 | E | 9 | 230 | E | 9 | 2.1 | E | 9 | 12758 | C | 8 | 1676 | E | 9 | 0.4 | E | 8 | 0.042 | F | 8 | 0.22 | F | 8 | 0 | 1 | D | 9 | 0 | C | 8
1995-01-17 | 21:00 | 0 | 0 | 0 | 1 | 0 | 0 | 1 | 0 | 0 | 1 | 0 | 0 | 1 | 0 | 0 | 1 | 0 | 0 | 1 | 0 | 0 | 1 | 0 | 10 | E | 9 | 8 | E | 9 | -10 | E | 9 | -12.8 | E | 9 | 78 | A | 7 | 836 | E | 9 | 230 | E | 9 | 2.1 | E | 9 | 12773 | C | 8 | 1219 | E | 9 | 0.4 | E | 8 | 0.042 | F | 8 | 0.22 | F | 8 | 0 | 1 | D | 9 | 0 | C | 8
1995-01-17 | 22:00 | 0 | 0 | 0 | 1 | 0 | 0 | 1 | 0 | 0 | 1 | 0 | 0 | 1 | 0 | 0 | 1 | 0 | 0 | 1 | 0 | 0 | 1 | 0 | 7 | E | 9 | 7 | E | 9 | -10.6 | E | 9 | -13.3 | E | 9 | 78 | A | 7 | 837 | E | 9 | 250 | E | 9 | 3.6 | E | 9 | 12787 | C | 8 | 1372 | E | 9 | 0.4 | E | 8 | 0.042 | F | 8 | 0.22 | F | 8 | 0 | 1 | D | 9 | 0 | C | 8
1995-01-17 | 23:00 | 0 | 0 | 0 | 1 | 0 | 0 | 1 | 0 | 0 | 1 | 0 | 0 | 1 | 0 | 0 | 1 | 0 | 0 | 1 | 0 | 0 | 1 | 0 | 8 | E | 9 | 8 | E | 9 | -11.1 | E | 9 | -13.3 | E | 9 | 82 | A | 7 | 837 | E | 9 | 220 | E | 9 | 3.6 | E | 9 | 12802 | C | 8 | 1829 | E | 9 | 0.3 | E | 8 | 0.042 | F | 8 | 0.22 | F | 8 | 0 | 1 | D | 9 | 0 | C | 8
1995-01-17 | 24:00 | 0 | 0 | 0 | 1 | 0 | 0 | 1 | 0 | 0 | 1 | 0 | 0 | 1 | 0 | 0 | 1 | 0 | 0 | 1 | 0 | 0 | 1 | 0 | 10 | E | 9 | 10 | E | 9 | -11.7 | E | 9 | -13.9 | E | 9 | 82 | A | 7 | 836 | E | 9 | 160 | E | 9 | 3.1 | E | 9 | 12816 | C | 8 | 2134 | E | 9 | 0.3 | E | 8 | 0.042 | F | 8 | 0.22 | F | 8 | 0 | 1 | D | 9 | 0 | C | 8
1995-01-18 | 1:00 | 0 | 0 | 0 | 1 | 0 | 0 | 1 | 0 | 0 | 1 | 0 | 0 | 1 | 0 | 0 | 1 | 0 | 0 | 1 | 0 | 0 | 1 | 0 | 5 | E | 9 | 5 | E | 9 | -11.7 | E | 9 | -13.9 | E | 9 | 82 | A | 7 | 835 | E | 9 | 180 | E | 9 | 3.6 | E | 9 | 12831 | C | 8 | 77777 | E | 9 | 0.3 | E | 8 | 0.042 | F | 8 | 0.22 | F | 8 | 0 | 1 | D | 9 | 0 | C | 8
1995-01-18 | 2:00 | 0 | 0 | 0 | 1 | 0 | 0 | 1 | 0 | 0 | 1 | 0 | 0 | 1 | 0 | 0 | 1 | 0 | 0 | 1 | 0 | 0 | 1 | 0 | 0 | E | 9 | 0 | E | 9 | -11.7 | E | 9 | -14.4 | E | 9 | 78 | A | 7 | 835 | E | 9 | 200 | E | 9 | 3.1 | E | 9 | 12845 | C | 8 | 77777 | E | 9 | 0.3 | E | 8 | 0.042 | F | 8 | 0.22 | F | 8 | 0 | 1 | D | 9 | 0 | C | 8
1995-01-18 | 3:00 | 0 | 0 | 0 | 1 | 0 | 0 | 1 | 0 | 0 | 1 | 0 | 0 | 1 | 0 | 0 | 1 | 0 | 0 | 1 | 0 | 0 | 1 | 0 | 0 | E | 9 | 0 | E | 9 | -11.7 | E | 9 | -14.4 | E | 9 | 78 | A | 7 | 835 | E | 9 | 210 | E | 9 | 3.1 | E | 9 | 12860 | C | 8 | 77777 | E | 9 | 0.3 | E | 8 | 0.042 | F | 8 | 0.22 | F | 8 | 0 | 1 | D | 9 | 0 | C | 8
1995-01-18 | 4:00 | 0 | 0 | 0 | 1 | 0 | 0 | 1 | 0 | 0 | 1 | 0 | 0 | 1 | 0 | 0 | 1 | 0 | 0 | 1 | 0 | 0 | 1 | 0 | 1 | E | 9 | 1 | E | 9 | -12.2 | E | 9 | -14.4 | E | 9 | 82 | A | 7 | 834 | E | 9 | 200 | E | 9 | 2.6 | E | 9 | 12874 | C | 8 | 77777 | E | 9 | 0.3 | E | 8 | 0.042 | F | 8 | 0.22 | F | 8 | 0 | 1 | D | 9 | 0 | C | 8
1995-01-18 | 5:00 | 0 | 0 | 0 | 1 | 0 | 0 | 1 | 0 | 0 | 1 | 0 | 0 | 1 | 0 | 0 | 1 | 0 | 0 | 1 | 0 | 0 | 1 | 0 | 0 | E | 9 | 0 | E | 9 | -11.7 | E | 9 | -13.9 | E | 9 | 82 | A | 7 | 838 | E | 9 | 210 | E | 9 | 4.1 | E | 9 | 12888 | C | 8 | 77777 | E | 9 | 0.3 | E | 8 | 0.042 | F | 8 | 0.22 | F | 8 | 0 | 1 | D | 9 | 0 | C | 8
1995-01-18 | 6:00 | 0 | 0 | 0 | 1 | 0 | 0 | 1 | 0 | 0 | 1 | 0 | 0 | 1 | 0 | 0 | 1 | 0 | 0 | 1 | 0 | 0 | 1 | 0 | 5 | E | 9 | 5 | E | 9 | -11.7 | E | 9 | -13.9 | E | 9 | 82 | A | 7 | 836 | E | 9 | 230 | E | 9 | 3.1 | E | 9 | 12903 | C | 8 | 77777 | E | 9 | 0.3 | E | 8 | 0.042 | F | 8 | 0.22 | F | 8 | 0 | 1 | D | 9 | 0 | C | 8
1995-01-18 | 7:00 | 0 | 0 | 0 | 1 | 0 | 0 | 1 | 0 | 0 | 1 | 0 | 0 | 1 | 0 | 0 | 1 | 0 | 0 | 1 | 0 | 0 | 1 | 0 | 0 | E | 9 | 0 | E | 9 | -11.7 | E | 9 | -14.4 | E | 9 | 78 | A | 7 | 837 | E | 9 | 230 | E | 9 | 3.6 | E | 9 | 12917 | C | 8 | 77777 | E | 9 | 0.3 | E | 8 | 0.042 | F | 8 | 0.22 | F | 8 | 0 | 1 | D | 9 | 0 | C | 8
1995-01-18 | 8:00 | 54 | 978 | 24 | 1 | 17 | 320 | 1 | 21 | 7 | 1 | 17 | 28 | 1 | 17 | 186 | 1 | 21 | 17 | 1 | 17 | 22 | 1 | 32 | 0 | E | 9 | 0 | E | 9 | -9.4 | E | 9 | -12.2 | E | 9 | 78 | A | 7 | 836 | E | 9 | 230 | E | 9 | 3.6 | E | 9 | 12932 | C | 8 | 77777 | E | 9 | 0.3 | E | 8 | 0.042 | F | 8 | 0.22 | F | 8 | 0 | 1 | D | 9 | 0 | C | 8
1995-01-18 | 9:00 | 269 | 1413 | 169 | 1 | 17 | 772 | 1 | 21 | 22 | 1 | 17 | 181 | 1 | 17 | 623 | 1 | 21 | 62 | 1 | 17 | 61 | 1 | 32 | 0 | E | 9 | 0 | E | 9 | -8.3 | E | 9 | -12.2 | E | 9 | 71 | A | 7 | 840 | E | 9 | 270 | E | 9 | 2.6 | E | 9 | 12946 | C | 8 | 77777 | E | 9 | 0.4 | E | 8 | 0.042 | F | 8 | 0.22 | F | 8 | 0 | 1 | D | 9 | 0 | C | 8
1995-01-18 | 10:00 | 463 | 1413 | 331 | 1 | 17 | 915 | 1 | 21 | 31 | 1 | 17 | 354 | 1 | 17 | 840 | 1 | 21 | 78 | 1 | 17 | 88 | 1 | 32 | 0 | E | 9 | 0 | E | 9 | -3.9 | E | 9 | -10.6 | E | 9 | 56 | A | 7 | 840 | E | 9 | 330 | E | 9 | 2.1 | E | 9 | 12961 | C | 8 | 77777 | E | 9 | 0.4 | E | 8 | 0.042 | F | 8 | 0.22 | F | 8 | 0 | 1 | D | 9 | 0 | C | 8
1995-01-18 | 11:00 | 604 | 1413 | 456 | 1 | 17 | 977 | 1 | 21 | 38 | 1 | 17 | 486 | 1 | 17 | 937 | 1 | 21 | 84 | 1 | 17 | 108 | 1 | 32 | 0 | E | 9 | 0 | E | 9 | 1.1 | E | 9 | -8.9 | E | 9 | 43 | A | 7 | 839 | E | 9 | 310 | E | 9 | 2.1 | E | 9 | 12975 | C | 8 | 77777 | E | 9 | 0.4 | E | 8 | 0.042 | F | 8 | 0.22 | F | 8 | 0 | 1 | D | 9 | 0 | C | 8
1995-01-18 | 12:00 | 682 | 1413 | 526 | 1 | 17 | 1002 | 1 | 21 | 42 | 1 | 17 | 560 | 1 | 17 | 976 | 1 | 21 | 87 | 1 | 17 | 119 | 1 | 32 | 0 | E | 9 | 0 | E | 9 | 3.9 | E | 9 | -8.9 | E | 9 | 35 | A | 7 | 839 | E | 9 | 300 | E | 9 | 1.5 | E | 9 | 12990 | C | 8 | 77777 | E | 9 | 0.4 | E | 8 | 0.042 | F | 8 | 0.22 | F | 8 | 0 | 1 | D | 9 | 0 | C | 8
1995-01-18 | 13:00 | 693 | 1413 | 536 | 1 | 17 | 1005 | 1 | 21 | 43 | 1 | 17 | 571 | 1 | 17 | 980 | 1 | 21 | 88 | 1 | 17 | 122 | 1 | 32 | 0 | E | 9 | 0 | E | 9 | 7.2 | E | 9 | -8.9 | E | 9 | 28 | A | 7 | 838 | E | 9 | 280 | E | 9 | 2.1 | E | 9 | 13004 | C | 8 | 77777 | E | 9 | 0.4 | E | 8 | 0.042 | F | 8 | 0.22 | F | 8 | 0 | 1 | D | 9 | 0 | C | 8
1995-01-18 | 14:00 | 635 | 1413 | 483 | 1 | 17 | 987 | 1 | 21 | 40 | 1 | 17 | 515 | 1 | 17 | 953 | 1 | 21 | 86 | 1 | 17 | 113 | 1 | 32 | 0 | E | 9 | 0 | E | 9 | 13.3 | E | 9 | -12.8 | E | 9 | 13 | A | 7 | 837 | E | 9 | 240 | E | 9 | 2.1 | E | 9 | 13019 | C | 8 | 77777 | E | 9 | 0.4 | E | 8 | 0.042 | F | 8 | 0.22 | F | 8 | 0 | 1 | D | 9 | 0 | C | 8
1995-01-18 | 15:00 | 512 | 1413 | 374 | 1 | 17 | 938 | 1 | 21 | 34 | 1 | 17 | 400 | 1 | 17 | 877 | 1 | 21 | 80 | 1 | 17 | 96 | 1 | 32 | 0 | E | 9 | 0 | E | 9 | 12.8 | E | 9 | -14.4 | E | 9 | 12 | A | 7 | 837 | E | 9 | 200 | E | 9 | 2.1 | E | 9 | 13033 | C | 8 | 77777 | E | 9 | 0.4 | E | 8 | 0.042 | F | 8 | 0.22 | F | 8 | 0 | 1 | D | 9 | 0 | C | 8
1995-01-18 | 16:00 | 333 | 1413 | 220 | 1 | 17 | 829 | 1 | 21 | 25 | 1 | 17 | 236 | 1 | 17 | 708 | 1 | 21 | 69 | 1 | 17 | 71 | 1 | 32 | 0 | E | 9 | 0 | E | 9 | 11.7 | E | 9 | -15 | E | 9 | 12 | A | 7 | 837 | E | 9 | 0 | E | 9 | 0 | E | 9 | 13048 | C | 8 | 77777 | E | 9 | 0.4 | E | 8 | 0.042 | F | 8 | 0.22 | F | 8 | 0 | 1 | D | 9 | 0 | C | 8
1995-01-18 | 17:00 | 113 | 1402 | 56 | 1 | 17 | 534 | 1 | 21 | 13 | 1 | 17 | 62 | 1 | 17 | 340 | 1 | 21 | 33 | 1 | 17 | 34 | 1 | 32 | 0 | E | 9 | 0 | E | 9 | 11.7 | E | 9 | -15 | E | 9 | 12 | A | 7 | 833 | E | 9 | 50 | E | 9 | 3.1 | E | 9 | 13062 | C | 8 | 77777 | E | 9 | 0.4 | E | 8 | 0.042 | F | 8 | 0.22 | F | 8 | 0 | 1 | D | 9 | 0 | C | 8
1995-01-18 | 18:00 | 0 | 0 | 0 | 1 | 0 | 0 | 1 | 0 | 0 | 1 | 0 | 0 | 1 | 0 | 0 | 1 | 0 | 0 | 1 | 0 | 0 | 1 | 0 | 0 | E | 9 | 0 | E | 9 | 10 | E | 9 | -14.4 | E | 9 | 14 | A | 7 | 833 | E | 9 | 60 | E | 9 | 3.6 | E | 9 | 13076 | C | 8 | 77777 | E | 9 | 0.4 | E | 8 | 0.042 | F | 8 | 0.22 | F | 8 | 0 | 1 | D | 9 | 0 | C | 8
1995-01-18 | 19:00 | 0 | 0 | 0 | 1 | 0 | 0 | 1 | 0 | 0 | 1 | 0 | 0 | 1 | 0 | 0 | 1 | 0 | 0 | 1 | 0 | 0 | 1 | 0 | 0 | E | 9 | 0 | E | 9 | 11.1 | E | 9 | -15 | E | 9 | 13 | A | 7 | 831 | E | 9 | 90 | E | 9 | 3.6 | E | 9 | 13091 | C | 8 | 77777 | E | 9 | 0.4 | E | 8 | 0.042 | F | 8 | 0.22 | F | 8 | 0 | 1 | D | 9 | 0 | C | 8
1995-01-18 | 20:00 | 0 | 0 | 0 | 1 | 0 | 0 | 1 | 0 | 0 | 1 | 0 | 0 | 1 | 0 | 0 | 1 | 0 | 0 | 1 | 0 | 0 | 1 | 0 | 0 | E | 9 | 0 | E | 9 | 10.6 | E | 9 | -15 | E | 9 | 13 | A | 7 | 831 | E | 9 | 100 | E | 9 | 3.6 | E | 9 | 13105 | C | 8 | 77777 | E | 9 | 0.4 | E | 8 | 0.042 | F | 8 | 0.22 | F | 8 | 0 | 1 | D | 9 | 0 | C | 8
1995-01-18 | 21:00 | 0 | 0 | 0 | 1 | 0 | 0 | 1 | 0 | 0 | 1 | 0 | 0 | 1 | 0 | 0 | 1 | 0 | 0 | 1 | 0 | 0 | 1 | 0 | 0 | E | 9 | 0 | E | 9 | 11.1 | E | 9 | -15.6 | E | 9 | 12 | A | 7 | 829 | E | 9 | 50 | E | 9 | 3.6 | E | 9 | 13120 | C | 8 | 77777 | E | 9 | 0.4 | E | 8 | 0.042 | F | 8 | 0.22 | F | 8 | 0 | 1 | D | 9 | 0 | C | 8
1995-01-18 | 22:00 | 0 | 0 | 0 | 1 | 0 | 0 | 1 | 0 | 0 | 1 | 0 | 0 | 1 | 0 | 0 | 1 | 0 | 0 | 1 | 0 | 0 | 1 | 0 | 0 | E | 9 | 0 | E | 9 | 10.6 | E | 9 | -16.1 | E | 9 | 12 | A | 7 | 828 | E | 9 | 340 | E | 9 | 2.1 | E | 9 | 13134 | C | 8 | 77777 | E | 9 | 0.4 | E | 8 | 0.042 | F | 8 | 0.22 | F | 8 | 0 | 1 | D | 9 | 0 | C | 8
1995-01-18 | 23:00 | 0 | 0 | 0 | 1 | 0 | 0 | 1 | 0 | 0 | 1 | 0 | 0 | 1 | 0 | 0 | 1 | 0 | 0 | 1 | 0 | 0 | 1 | 0 | 0 | E | 9 | 0 | E | 9 | 10.6 | E | 9 | -16.7 | E | 9 | 11 | A | 7 | 829 | E | 9 | 360 | E | 9 | 1.5 | E | 9 | 13149 | C | 8 | 77777 | E | 9 | 0.4 | E | 8 | 0.042 | F | 8 | 0.22 | F | 8 | 0 | 1 | D | 9 | 0 | C | 8
1995-01-18 | 24:00 | 0 | 0 | 0 | 1 | 0 | 0 | 1 | 0 | 0 | 1 | 0 | 0 | 1 | 0 | 0 | 1 | 0 | 0 | 1 | 0 | 0 | 1 | 0 | 0 | E | 9 | 0 | E | 9 | 9.4 | E | 9 | -16.1 | E | 9 | 13 | A | 7 | 828 | E | 9 | 0 | E | 9 | 0 | E | 9 | 13163 | C | 8 | 77777 | E | 9 | 0.4 | E | 8 | 0.042 | F | 8 | 0.22 | F | 8 | 0 | 1 | D | 9 | 0 | C | 8
1995-01-19 | 1:00 | 0 | 0 | 0 | 1 | 0 | 0 | 1 | 0 | 0 | 1 | 0 | 0 | 1 | 0 | 0 | 1 | 0 | 0 | 1 | 0 | 0 | 1 | 0 | 0 | E | 9 | 0 | E | 9 | 11.1 | E | 9 | -17.8 | E | 9 | 10 | A | 7 | 828 | E | 9 | 270 | E | 9 | 2.1 | E | 9 | 13178 | C | 8 | 77777 | E | 9 | 0.4 | E | 8 | 0.042 | F | 8 | 0.22 | F | 8 | 0 | 1 | D | 9 | 0 | C | 8
1995-01-19 | 2:00 | 0 | 0 | 0 | 1 | 0 | 0 | 1 | 0 | 0 | 1 | 0 | 0 | 1 | 0 | 0 | 1 | 0 | 0 | 1 | 0 | 0 | 1 | 0 | 0 | E | 9 | 0 | E | 9 | 10.6 | E | 9 | -17.8 | E | 9 | 10 | A | 7 | 826 | E | 9 | 220 | E | 9 | 4.1 | E | 9 | 13192 | C | 8 | 77777 | E | 9 | 0.4 | E | 8 | 0.042 | F | 8 | 0.22 | F | 8 | 0 | 1 | D | 9 | 0 | C | 8
1995-01-19 | 3:00 | 0 | 0 | 0 | 1 | 0 | 0 | 1 | 0 | 0 | 1 | 0 | 0 | 1 | 0 | 0 | 1 | 0 | 0 | 1 | 0 | 0 | 1 | 0 | 0 | E | 9 | 0 | E | 9 | 8.9 | E | 9 | -17.2 | E | 9 | 12 | A | 7 | 827 | E | 9 | 270 | E | 9 | 2.1 | E | 9 | 13207 | C | 8 | 77777 | E | 9 | 0.4 | E | 8 | 0.042 | F | 8 | 0.22 | F | 8 | 0 | 1 | D | 9 | 0 | C | 8
1995-01-19 | 4:00 | 0 | 0 | 0 | 1 | 0 | 0 | 1 | 0 | 0 | 1 | 0 | 0 | 1 | 0 | 0 | 1 | 0 | 0 | 1 | 0 | 0 | 1 | 0 | 5 | E | 9 | 1 | E | 9 | 7.8 | E | 9 | -16.7 | E | 9 | 13 | A | 7 | 825 | E | 9 | 0 | E | 9 | 0 | E | 9 | 13221 | C | 8 | 77777 | E | 9 | 0.4 | E | 8 | 0.042 | F | 8 | 0.22 | F | 8 | 0 | 1 | D | 9 | 0 | C | 8
1995-01-19 | 5:00 | 0 | 0 | 0 | 1 | 0 | 0 | 1 | 0 | 0 | 1 | 0 | 0 | 1 | 0 | 0 | 1 | 0 | 0 | 1 | 0 | 0 | 1 | 0 | 5 | E | 9 | 1 | E | 9 | 4.4 | E | 9 | -15 | E | 9 | 20 | A | 7 | 829 | E | 9 | 260 | E | 9 | 1.5 | E | 9 | 13236 | C | 8 | 77777 | E | 9 | 0.4 | E | 8 | 0.042 | F | 8 | 0.22 | F | 8 | 0 | 1 | D | 9 | 0 | C | 8
1995-01-19 | 6:00 | 0 | 0 | 0 | 1 | 0 | 0 | 1 | 0 | 0 | 1 | 0 | 0 | 1 | 0 | 0 | 1 | 0 | 0 | 1 | 0 | 0 | 1 | 0 | 4 | E | 9 | 1 | E | 9 | 7.2 | E | 9 | -13.3 | E | 9 | 19 | A | 7 | 829 | E | 9 | 210 | E | 9 | 1.5 | E | 9 | 13250 | C | 8 | 77777 | E | 9 | 0.5 | E | 8 | 0.042 | F | 8 | 0.22 | F | 8 | 0 | 1 | D | 9 | 0 | C | 8
1995-01-19 | 7:00 | 0 | 0 | 0 | 1 | 0 | 0 | 1 | 0 | 0 | 1 | 0 | 0 | 1 | 0 | 0 | 1 | 0 | 0 | 1 | 0 | 0 | 1 | 0 | 5 | E | 9 | 3 | E | 9 | 10.6 | E | 9 | -17.2 | E | 9 | 11 | A | 7 | 832 | E | 9 | 0 | E | 9 | 0 | E | 9 | 13265 | C | 8 | 77777 | E | 9 | 0.5 | E | 8 | 0.042 | F | 8 | 0.22 | F | 8 | 0 | 1 | D | 9 | 0 | C | 8
1995-01-19 | 8:00 | 56 | 977 | 22 | 1 | 17 | 238 | 1 | 21 | 9 | 1 | 17 | 25 | 1 | 17 | 138 | 1 | 21 | 17 | 1 | 17 | 25 | 1 | 32 | 1 | E | 9 | 0 | E | 9 | 9.4 | E | 9 | -17.8 | E | 9 | 11 | A | 7 | 833 | E | 9 | 230 | E | 9 | 2.1 | E | 9 | 13279 | C | 8 | 77777 | E | 9 | 0.5 | E | 8 | 0.042 | F | 8 | 0.22 | F | 8 | 0 | 1 | D | 9 | 0 | C | 8
1995-01-19 | 9:00 | 272 | 1413 | 159 | 1 | 17 | 651 | 1 | 21 | 34 | 1 | 17 | 165 | 1 | 17 | 513 | 1 | 21 | 66 | 1 | 17 | 69 | 1 | 32 | 3 | E | 9 | 0 | E | 9 | 12.2 | E | 9 | -18.3 | E | 9 | 9 | A | 7 | 836 | E | 9 | 160 | E | 9 | 2.6 | E | 9 | 13293 | C | 8 | 77777 | E | 9 | 0.5 | E | 8 | 0.042 | F | 8 | 0.22 | F | 8 | 0 | 1 | D | 9 | 0 | C | 8
1995-01-19 | 10:00 | 466 | 1413 | 319 | 1 | 17 | 843 | 1 | 21 | 41 | 1 | 17 | 339 | 1 | 17 | 774 | 1 | 21 | 82 | 1 | 17 | 102 | 1 | 32 | 1 | E | 9 | 0 | E | 9 | 12.8 | E | 9 | -18.3 | E | 9 | 8 | A | 7 | 837 | E | 9 | 160 | E | 9 | 2.6 | E | 9 | 13308 | C | 8 | 77777 | E | 9 | 0.5 | E | 8 | 0.042 | F | 8 | 0.22 | F | 8 | 0 | 1 | D | 9 | 0 | C | 8
1995-01-19 | 11:00 | 607 | 1413 | 442 | 1 | 17 | 911 | 1 | 21 | 51 | 1 | 17 | 468 | 1 | 17 | 873 | 1 | 21 | 92 | 1 | 17 | 127 | 1 | 32 | 1 | E | 9 | 0 | E | 9 | 15 | E | 9 | -17.8 | E | 9 | 7 | A | 7 | 834 | E | 9 | 230 | E | 9 | 2.1 | E | 9 | 13322 | C | 8 | 77777 | E | 9 | 0.5 | E | 8 | 0.042 | F | 8 | 0.22 | F | 8 | 0 | 1 | D | 9 | 0 | C | 8
1995-01-19 | 12:00 | 686 | 1413 | 519 | 1 | 17 | 960 | 1 | 21 | 52 | 1 | 17 | 549 | 1 | 17 | 934 | 1 | 21 | 93 | 1 | 17 | 135 | 1 | 32 | 0 | E | 9 | 0 | E | 9 | 15 | E | 9 | -16.7 | E | 9 | 8 | A | 7 | 838 | E | 9 | 40 | E | 9 | 2.6 | E | 9 | 13337 | C | 8 | 77777 | E | 9 | 0.5 | E | 8 | 0.042 | F | 8 | 0.22 | F | 8 | 0 | 1 | D | 9 | 0 | C | 8
1995-01-19 | 13:00 | 697 | 1413 | 502 | 1 | 17 | 892 | 1 | 21 | 61 | 1 | 17 | 528 | 1 | 17 | 868 | 1 | 21 | 98 | 1 | 17 | 147 | 1 | 32 | 3 | E | 9 | 1 | E | 9 | 15.6 | E | 9 | -18.3 | E | 9 | 7 | A | 7 | 835 | E | 9 | 40 | E | 9 | 4.1 | E | 9 | 13351 | C | 8 | 77777 | E | 9 | 0.5 | E | 8 | 0.042 | F | 8 | 0.22 | F | 8 | 0 | 1 | D | 9 | 0 | C | 8
1995-01-19 | 14:00 | 639 | 1413 | 441 | 1 | 17 | 824 | 1 | 21 | 68 | 1 | 17 | 469 | 1 | 17 | 802 | 1 | 21 | 105 | 1 | 17 | 150 | 1 | 32 | 4 | E | 9 | 1 | E | 9 | 15.6 | E | 9 | -17.8 | E | 9 | 7 | A | 7 | 836 | E | 9 | 50 | E | 9 | 5.7 | E | 9 | 13366 | C | 8 | 77777 | E | 9 | 0.5 | E | 8 | 0.042 | F | 8 | 0.22 | F | 8 | 0 | 1 | D | 9 | 0 | C | 8
1995-01-19 | 15:00 | 517 | 1413 | 352 | 1 | 17 | 807 | 1 | 21 | 57 | 1 | 17 | 372 | 1 | 17 | 758 | 1 | 21 | 94 | 1 | 17 | 121 | 1 | 32 | 4 | E | 9 | 0 | E | 9 | 15 | E | 9 | -17.8 | E | 9 | 7 | A | 7 | 835 | E | 9 | 60 | E | 9 | 5.2 | E | 9 | 13380 | C | 8 | 77777 | E | 9 | 0.5 | E | 8 | 0.042 | F | 8 | 0.22 | F | 8 | 0 | 1 | D | 9 | 0 | C | 8
1995-01-19 | 16:00 | 338 | 1413 | 207 | 1 | 17 | 652 | 1 | 21 | 51 | 1 | 17 | 210 | 1 | 17 | 544 | 1 | 21 | 80 | 1 | 17 | 93 | 1 | 32 | 7 | E | 9 | 0 | E | 9 | 12.2 | E | 9 | -17.2 | E | 9 | 9 | A | 7 | 836 | E | 9 | 90 | E | 9 | 4.1 | E | 9 | 13395 | C | 8 | 77777 | E | 9 | 0.5 | E | 8 | 0.042 | F | 8 | 0.22 | F | 8 | 0 | 1 | D | 9 | 0 | C | 8
1995-01-19 | 17:00 | 118 | 1413 | 52 | 1 | 17 | 362 | 1 | 21 | 22 | 1 | 17 | 52 | 1 | 17 | 207 | 1 | 21 | 34 | 1 | 17 | 38 | 1 | 32 | 5 | E | 9 | 0 | E | 9 | 11.7 | E | 9 | -17.2 | E | 9 | 10 | A | 7 | 836 | E | 9 | 100 | E | 9 | 2.1 | E | 9 | 13409 | C | 8 | 77777 | E | 9 | 0.5 | E | 8 | 0.042 | F | 8 | 0.22 | F | 8 | 0 | 1 | D | 9 | 0 | C | 8
1995-01-19 | 18:00 | 0 | 12 | 0 | 1 | 0 | 0 | 1 | 0 | 0 | 1 | 0 | 0 | 1 | 1 | 0 | 1 | 2 | 0 | 1 | 2 | 0 | 1 | 1 | 2 | E | 9 | 0 | E | 9 | 10.6 | E | 9 | -17.2 | E | 9 | 11 | A | 7 | 835 | E | 9 | 130 | E | 9 | 2.6 | E | 9 | 13424 | C | 8 | 77777 | E | 9 | 0.5 | E | 8 | 0.042 | F | 8 | 0.22 | F | 8 | 0 | 1 | D | 9 | 0 | C | 8
1995-01-19 | 19:00 | 0 | 0 | 0 | 1 | 0 | 0 | 1 | 0 | 0 | 1 | 0 | 0 | 1 | 0 | 0 | 1 | 0 | 0 | 1 | 0 | 0 | 1 | 0 | 3 | E | 9 | 0 | E | 9 | 9.4 | E | 9 | -16.7 | E | 9 | 12 | A | 7 | 833 | E | 9 | 70 | E | 9 | 2.1 | E | 9 | 13438 | C | 8 | 77777 | E | 9 | 0.6 | E | 8 | 0.042 | F | 8 | 0.22 | F | 8 | 0 | 1 | D | 9 | 0 | C | 8
1995-01-19 | 20:00 | 0 | 0 | 0 | 1 | 0 | 0 | 1 | 0 | 0 | 1 | 0 | 0 | 1 | 0 | 0 | 1 | 0 | 0 | 1 | 0 | 0 | 1 | 0 | 2 | E | 9 | 0 | E | 9 | 0.6 | E | 9 | -12.8 | E | 9 | 32 | A | 7 | 832 | E | 9 | 30 | E | 9 | 2.1 | E | 9 | 13453 | C | 8 | 77777 | E | 9 | 0.6 | E | 8 | 0.042 | F | 8 | 0.22 | F | 8 | 0 | 1 | D | 9 | 0 | C | 8
1995-01-19 | 21:00 | 0 | 0 | 0 | 1 | 0 | 0 | 1 | 0 | 0 | 1 | 0 | 0 | 1 | 0 | 0 | 1 | 0 | 0 | 1 | 0 | 0 | 1 | 0 | 0 | E | 9 | 0 | E | 9 | -2.2 | E | 9 | -8.9 | E | 9 | 56 | A | 7 | 832 | E | 9 | 130 | E | 9 | 4.1 | E | 9 | 13467 | C | 8 | 77777 | E | 9 | 0.6 | E | 8 | 0.042 | F | 8 | 0.22 | F | 8 | 0 | 1 | D | 9 | 0 | C | 8
1995-01-19 | 22:00 | 0 | 0 | 0 | 1 | 0 | 0 | 1 | 0 | 0 | 1 | 0 | 0 | 1 | 0 | 0 | 1 | 0 | 0 | 1 | 0 | 0 | 1 | 0 | 0 | E | 9 | 0 | E | 9 | -3.3 | E | 9 | -7.8 | E | 9 | 68 | A | 7 | 831 | E | 9 | 170 | E | 9 | 4.1 | E | 9 | 13481 | C | 8 | 77777 | E | 9 | 0.6 | E | 8 | 0.042 | F | 8 | 0.22 | F | 8 | 0 | 1 | D | 9 | 0 | C | 8
1995-01-19 | 23:00 | 0 | 0 | 0 | 1 | 0 | 0 | 1 | 0 | 0 | 1 | 0 | 0 | 1 | 0 | 0 | 1 | 0 | 0 | 1 | 0 | 0 | 1 | 0 | 0 | E | 9 | 0 | E | 9 | -5 | E | 9 | -7.8 | E | 9 | 79 | A | 7 | 836 | E | 9 | 150 | E | 9 | 3.1 | E | 9 | 13496 | C | 8 | 77777 | E | 9 | 0.6 | E | 8 | 0.042 | F | 8 | 0.22 | F | 8 | 0 | 1 | D | 9 | 0 | C | 8
1995-01-19 | 24:00 | 0 | 0 | 0 | 1 | 0 | 0 | 1 | 0 | 0 | 1 | 0 | 0 | 1 | 0 | 0 | 1 | 0 | 0 | 1 | 0 | 0 | 1 | 0 | 0 | E | 9 | 0 | E | 9 | -5.6 | E | 9 | -6.7 | E | 9 | 91 | A | 7 | 832 | E | 9 | 120 | E | 9 | 2.6 | E | 9 | 13510 | C | 8 | 77777 | E | 9 | 0.6 | E | 8 | 0.042 | F | 8 | 0.22 | F | 8 | 0 | 1 | D | 9 | 0 | C | 8
1995-01-20 | 1:00 | 0 | 0 | 0 | 1 | 0 | 0 | 1 | 0 | 0 | 1 | 0 | 0 | 1 | 0 | 0 | 1 | 0 | 0 | 1 | 0 | 0 | 1 | 0 | 0 | E | 9 | 0 | E | 9 | -5.6 | E | 9 | -6.1 | E | 9 | 96 | A | 7 | 832 | E | 9 | 160 | E | 9 | 3.1 | E | 9 | 13525 | C | 8 | 77777 | E | 9 | 0.6 | E | 8 | 0.043 | F | 8 | 0.22 | F | 8 | 0 | 1 | D | 9 | 0 | C | 8
1995-01-20 | 2:00 | 0 | 0 | 0 | 1 | 0 | 0 | 1 | 0 | 0 | 1 | 0 | 0 | 1 | 0 | 0 | 1 | 0 | 0 | 1 | 0 | 0 | 1 | 0 | 0 | E | 9 | 0 | E | 9 | -5.6 | E | 9 | -6.1 | E | 9 | 96 | A | 7 | 830 | E | 9 | 160 | E | 9 | 2.6 | E | 9 | 13539 | C | 8 | 77777 | E | 9 | 0.6 | E | 8 | 0.043 | F | 8 | 0.22 | F | 8 | 0 | 1 | D | 9 | 0 | C | 8
1995-01-20 | 3:00 | 0 | 0 | 0 | 1 | 0 | 0 | 1 | 0 | 0 | 1 | 0 | 0 | 1 | 0 | 0 | 1 | 0 | 0 | 1 | 0 | 0 | 1 | 0 | 0 | E | 9 | 0 | E | 9 | -5 | E | 9 | -6.1 | E | 9 | 91 | A | 7 | 830 | E | 9 | 170 | E | 9 | 3.1 | E | 9 | 13554 | C | 8 | 77777 | E | 9 | 0.6 | E | 8 | 0.043 | F | 8 | 0.22 | F | 8 | 0 | 1 | D | 9 | 0 | C | 8
1995-01-20 | 4:00 | 0 | 0 | 0 | 1 | 0 | 0 | 1 | 0 | 0 | 1 | 0 | 0 | 1 | 0 | 0 | 1 | 0 | 0 | 1 | 0 | 0 | 1 | 0 | 0 | E | 9 | 0 | E | 9 | -5 | E | 9 | -6.1 | E | 9 | 91 | A | 7 | 830 | E | 9 | 180 | E | 9 | 3.1 | E | 9 | 13568 | C | 8 | 77777 | E | 9 | 0.6 | E | 8 | 0.043 | F | 8 | 0.22 | F | 8 | 0 | 1 | D | 9 | 0 | C | 8
1995-01-20 | 5:00 | 0 | 0 | 0 | 1 | 0 | 0 | 1 | 0 | 0 | 1 | 0 | 0 | 1 | 0 | 0 | 1 | 0 | 0 | 1 | 0 | 0 | 1 | 0 | 0 | E | 9 | 0 | E | 9 | -5 | E | 9 | -5.6 | E | 9 | 95 | A | 7 | 833 | E | 9 | 190 | E | 9 | 3.6 | E | 9 | 13583 | C | 8 | 77777 | E | 9 | 0.6 | E | 8 | 0.043 | F | 8 | 0.22 | F | 8 | 0 | 1 | D | 9 | 0 | C | 8
1995-01-20 | 6:00 | 0 | 0 | 0 | 1 | 0 | 0 | 1 | 0 | 0 | 1 | 0 | 0 | 1 | 0 | 0 | 1 | 0 | 0 | 1 | 0 | 0 | 1 | 0 | 0 | E | 9 | 0 | E | 9 | -5 | E | 9 | -6.1 | E | 9 | 91 | A | 7 | 830 | E | 9 | 190 | E | 9 | 3.6 | E | 9 | 13597 | C | 8 | 77777 | E | 9 | 0.6 | E | 8 | 0.043 | F | 8 | 0.22 | F | 8 | 0 | 1 | D | 9 | 0 | C | 8
1995-01-20 | 7:00 | 0 | 0 | 0 | 1 | 0 | 0 | 1 | 0 | 0 | 1 | 0 | 0 | 1 | 0 | 0 | 1 | 0 | 0 | 1 | 0 | 0 | 1 | 0 | 0 | E | 9 | 0 | E | 9 | -4.4 | E | 9 | -5.6 | E | 9 | 90 | A | 7 | 830 | E | 9 | 180 | E | 9 | 3.1 | E | 9 | 13612 | C | 8 | 77777 | E | 9 | 0.6 | E | 8 | 0.043 | F | 8 | 0.22 | F | 8 | 0 | 1 | D | 9 | 0 | C | 8
1995-01-20 | 8:00 | 57 | 1001 | 22 | 1 | 17 | 218 | 1 | 21 | 10 | 1 | 17 | 25 | 1 | 17 | 118 | 1 | 21 | 17 | 1 | 17 | 23 | 1 | 32 | 0 | E | 9 | 0 | E | 9 | -4.4 | E | 9 | -5.6 | E | 9 | 90 | A | 7 | 832 | E | 9 | 200 | E | 9 | 2.1 | E | 9 | 13626 | C | 8 | 77777 | E | 9 | 0.6 | E | 8 | 0.043 | F | 8 | 0.22 | F | 8 | 0 | 1 | D | 9 | 0 | C | 8
1995-01-20 | 9:00 | 275 | 1413 | 161 | 1 | 17 | 666 | 1 | 21 | 32 | 1 | 17 | 171 | 1 | 17 | 538 | 1 | 21 | 66 | 1 | 17 | 71 | 1 | 32 | 0 | E | 9 | 0 | E | 9 | -4.4 | E | 9 | -6.1 | E | 9 | 86 | A | 7 | 833 | E | 9 | 130 | E | 9 | 2.1 | E | 9 | 13641 | C | 8 | 77777 | E | 9 | 0.6 | E | 8 | 0.043 | F | 8 | 0.22 | F | 8 | 0 | 1 | D | 9 | 0 | C | 8
1995-01-20 | 10:00 | 469 | 1413 | 321 | 1 | 17 | 833 | 1 | 21 | 44 | 1 | 17 | 340 | 1 | 17 | 765 | 1 | 21 | 84 | 1 | 17 | 105 | 1 | 32 | 0 | E | 9 | 0 | E | 9 | -1.7 | E | 9 | -5.6 | E | 9 | 72 | A | 7 | 833 | E | 9 | 0 | E | 9 | 0 | E | 9 | 13655 | C | 8 | 77777 | E | 9 | 0.6 | E | 8 | 0.043 | F | 8 | 0.22 | F | 8 | 0 | 1 | D | 9 | 0 | C | 8
1995-01-20 | 11:00 | 611 | 1413 | 446 | 1 | 17 | 907 | 1 | 21 | 53 | 1 | 17 | 471 | 1 | 17 | 870 | 1 | 21 | 93 | 1 | 17 | 129 | 1 | 32 | 0 | E | 9 | 0 | E | 9 | 1.1 | E | 9 | -5 | E | 9 | 61 | A | 7 | 833 | E | 9 | 20 | E | 9 | 2.6 | E | 9 | 13670 | C | 8 | 77777 | E | 9 | 0.6 | E | 8 | 0.043 | F | 8 | 0.22 | F | 8 | 0 | 1 | D | 9 | 0 | C | 8
1995-01-20 | 12:00 | 690 | 1413 | 517 | 1 | 17 | 938 | 1 | 21 | 59 | 1 | 17 | 546 | 1 | 17 | 913 | 1 | 21 | 98 | 1 | 17 | 144 | 1 | 32 | 0 | E | 9 | 0 | E | 9 | 1.7 | E | 9 | -5 | E | 9 | 58 | A | 7 | 836 | E | 9 | 30 | E | 9 | 2.6 | E | 9 | 13684 | C | 8 | 77777 | E | 9 | 0.6 | E | 8 | 0.043 | F | 8 | 0.22 | F | 8 | 0 | 1 | D | 9 | 0 | C | 8
1995-01-20 | 13:00 | 702 | 1413 | 528 | 1 | 17 | 942 | 1 | 21 | 59 | 1 | 17 | 556 | 1 | 17 | 918 | 1 | 21 | 98 | 1 | 17 | 145 | 1 | 32 | 0 | E | 9 | 0 | E | 9 | 3.3 | E | 9 | -5.6 | E | 9 | 49 | A | 7 | 836 | E | 9 | 40 | E | 9 | 2.1 | E | 9 | 13698 | C | 8 | 77777 | E | 9 | 0.6 | E | 8 | 0.043 | F | 8 | 0.22 | F | 8 | 0 | 1 | D | 9 | 0 | C | 8
1995-01-20 | 14:00 | 644 | 1413 | 476 | 1 | 17 | 921 | 1 | 21 | 56 | 1 | 17 | 503 | 1 | 17 | 889 | 1 | 21 | 96 | 1 | 17 | 136 | 1 | 32 | 0 | E | 9 | 0 | E | 9 | 5.6 | E | 9 | -6.1 | E | 9 | 40 | A | 7 | 836 | E | 9 | 40 | E | 9 | 3.6 | E | 9 | 13713 | C | 8 | 77777 | E | 9 | 0.5 | E | 8 | 0.043 | F | 8 | 0.22 | F | 8 | 0 | 1 | D | 9 | 0 | C | 8
1995-01-20 | 15:00 | 522 | 1413 | 368 | 1 | 17 | 866 | 1 | 21 | 48 | 1 | 17 | 389 | 1 | 17 | 811 | 1 | 21 | 89 | 1 | 17 | 115 | 1 | 32 | 0 | E | 9 | 0 | E | 9 | 6.7 | E | 9 | -6.7 | E | 9 | 35 | A | 7 | 836 | E | 9 | 30 | E | 9 | 2.6 | E | 9 | 13727 | C | 8 | 77777 | E | 9 | 0.5 | E | 8 | 0.043 | F | 8 | 0.22 | F | 8 | 0 | 1 | D | 9 | 0 | C | 8
1995-01-20 | 16:00 | 343 | 1413 | 216 | 1 | 17 | 741 | 1 | 21 | 36 | 1 | 17 | 229 | 1 | 17 | 635 | 1 | 21 | 74 | 1 | 17 | 83 | 1 | 32 | 0 | E | 9 | 0 | E | 9 | 7.2 | E | 9 | -6.7 | E | 9 | 34 | A | 7 | 835 | E | 9 | 20 | E | 9 | 3.1 | E | 9 | 13742 | C | 8 | 77777 | E | 9 | 0.5 | E | 8 | 0.043 | F | 8 | 0.22 | F | 8 | 0 | 1 | D | 9 | 0 | C | 8
1995-01-20 | 17:00 | 123 | 1413 | 56 | 1 | 17 | 413 | 1 | 21 | 20 | 1 | 17 | 56 | 1 | 17 | 243 | 1 | 21 | 35 | 1 | 17 | 38 | 1 | 32 | 0 | E | 9 | 0 | E | 9 | 5.6 | E | 9 | -6.1 | E | 9 | 40 | A | 7 | 831 | E | 9 | 360 | E | 9 | 2.1 | E | 9 | 13756 | C | 8 | 77777 | E | 9 | 0.5 | E | 8 | 0.043 | F | 8 | 0.22 | F | 8 | 0 | 1 | D | 9 | 0 | C | 8
1995-01-20 | 18:00 | 0 | 59 | 0 | 1 | 17 | 7 | 1 | 21 | 0 | 1 | 17 | 0 | 1 | 17 | 0 | 1 | 21 | 0 | 1 | 17 | 0 | 1 | 32 | 0 | E | 9 | 0 | E | 9 | 3.9 | E | 9 | -6.1 | E | 9 | 45 | A | 7 | 833 | E | 9 | 320 | E | 9 | 2.1 | E | 9 | 13771 | C | 8 | 77777 | E | 9 | 0.5 | E | 8 | 0.043 | F | 8 | 0.22 | F | 8 | 0 | 1 | D | 9 | 0 | C | 8
1995-01-20 | 19:00 | 0 | 0 | 0 | 1 | 0 | 0 | 1 | 0 | 0 | 1 | 0 | 0 | 1 | 0 | 0 | 1 | 0 | 0 | 1 | 0 | 0 | 1 | 0 | 0 | E | 9 | 0 | E | 9 | 0.6 | E | 9 | -6.1 | E | 9 | 57 | A | 7 | 833 | E | 9 | 270 | E | 9 | 2.1 | E | 9 | 13785 | C | 8 | 77777 | E | 9 | 0.5 | E | 8 | 0.043 | F | 8 | 0.22 | F | 8 | 0 | 1 | D | 9 | 0 | C | 8
1995-01-20 | 20:00 | 0 | 0 | 0 | 1 | 0 | 0 | 1 | 0 | 0 | 1 | 0 | 0 | 1 | 0 | 0 | 1 | 0 | 0 | 1 | 0 | 0 | 1 | 0 | 0 | E | 9 | 0 | E | 9 | 0 | E | 9 | -6.1 | E | 9 | 60 | A | 7 | 832 | E | 9 | 290 | E | 9 | 2.1 | E | 9 | 13800 | C | 8 | 77777 | E | 9 | 0.5 | E | 8 | 0.043 | F | 8 | 0.22 | F | 8 | 0 | 1 | D | 9 | 0 | C | 8
1995-01-20 | 21:00 | 0 | 0 | 0 | 1 | 0 | 0 | 1 | 0 | 0 | 1 | 0 | 0 | 1 | 0 | 0 | 1 | 0 | 0 | 1 | 0 | 0 | 1 | 0 | 0 | E | 9 | 0 | E | 9 | -1.7 | E | 9 | -6.1 | E | 9 | 69 | A | 7 | 831 | E | 9 | 270 | E | 9 | 2.1 | E | 9 | 13814 | C | 8 | 77777 | E | 9 | 0.5 | E | 8 | 0.043 | F | 8 | 0.22 | F | 8 | 0 | 1 | D | 9 | 0 | C | 8
1995-01-20 | 22:00 | 0 | 0 | 0 | 1 | 0 | 0 | 1 | 0 | 0 | 1 | 0 | 0 | 1 | 0 | 0 | 1 | 0 | 0 | 1 | 0 | 0 | 1 | 0 | 0 | E | 9 | 0 | E | 9 | -1.7 | E | 9 | -6.7 | E | 9 | 65 | A | 7 | 832 | E | 9 | 260 | E | 9 | 3.1 | E | 9 | 13829 | C | 8 | 77777 | E | 9 | 0.5 | E | 8 | 0.043 | F | 8 | 0.22 | F | 8 | 0 | 1 | D | 9 | 0 | C | 8
1995-01-20 | 23:00 | 0 | 0 | 0 | 1 | 0 | 0 | 1 | 0 | 0 | 1 | 0 | 0 | 1 | 0 | 0 | 1 | 0 | 0 | 1 | 0 | 0 | 1 | 0 | 0 | E | 9 | 0 | E | 9 | -2.8 | E | 9 | -6.7 | E | 9 | 72 | A | 7 | 828 | E | 9 | 250 | E | 9 | 3.1 | E | 9 | 13843 | C | 8 | 77777 | E | 9 | 0.4 | E | 8 | 0.043 | F | 8 | 0.22 | F | 8 | 0 | 1 | D | 9 | 0 | C | 8
1995-01-20 | 24:00 | 0 | 0 | 0 | 1 | 0 | 0 | 1 | 0 | 0 | 1 | 0 | 0 | 1 | 0 | 0 | 1 | 0 | 0 | 1 | 0 | 0 | 1 | 0 | 0 | E | 9 | 0 | E | 9 | -3.3 | E | 9 | -7.2 | E | 9 | 72 | A | 7 | 828 | E | 9 | 230 | E | 9 | 3.1 | E | 9 | 13858 | C | 8 | 77777 | E | 9 | 0.4 | E | 8 | 0.043 | F | 8 | 0.22 | F | 8 | 0 | 1 | D | 9 | 0 | C | 8
1995-01-21 | 1:00 | 0 | 0 | 0 | 1 | 0 | 0 | 1 | 0 | 0 | 1 | 0 | 0 | 1 | 0 | 0 | 1 | 0 | 0 | 1 | 0 | 0 | 1 | 0 | 1 | E | 9 | 0 | E | 9 | -5 | E | 9 | -7.8 | E | 9 | 79 | A | 7 | 829 | E | 9 | 210 | E | 9 | 3.1 | E | 9 | 13872 | C | 8 | 77777 | E | 9 | 0.4 | E | 8 | 0.043 | F | 8 | 0.22 | F | 8 | 0 | 1 | D | 9 | 0 | C | 8
1995-01-21 | 2:00 | 0 | 0 | 0 | 1 | 0 | 0 | 1 | 0 | 0 | 1 | 0 | 0 | 1 | 0 | 0 | 1 | 0 | 0 | 1 | 0 | 0 | 1 | 0 | 0 | E | 9 | 0 | E | 9 | -5.6 | E | 9 | -7.8 | E | 9 | 83 | A | 7 | 827 | E | 9 | 180 | E | 9 | 3.6 | E | 9 | 13886 | C | 8 | 77777 | E | 9 | 0.4 | E | 8 | 0.043 | F | 8 | 0.22 | F | 8 | 0 | 1 | D | 9 | 0 | C | 8
1995-01-21 | 3:00 | 0 | 0 | 0 | 1 | 0 | 0 | 1 | 0 | 0 | 1 | 0 | 0 | 1 | 0 | 0 | 1 | 0 | 0 | 1 | 0 | 0 | 1 | 0 | 0 | E | 9 | 0 | E | 9 | -6.1 | E | 9 | -8.3 | E | 9 | 83 | A | 7 | 825 | E | 9 | 180 | E | 9 | 4.1 | E | 9 | 13901 | C | 8 | 77777 | E | 9 | 0.4 | E | 8 | 0.043 | F | 8 | 0.22 | F | 8 | 0 | 1 | D | 9 | 0 | C | 8
1995-01-21 | 4:00 | 0 | 0 | 0 | 1 | 0 | 0 | 1 | 0 | 0 | 1 | 0 | 0 | 1 | 0 | 0 | 1 | 0 | 0 | 1 | 0 | 0 | 1 | 0 | 0 | E | 9 | 0 | E | 9 | -6.1 | E | 9 | -8.3 | E | 9 | 83 | A | 7 | 825 | E | 9 | 160 | E | 9 | 4.6 | E | 9 | 13915 | C | 8 | 77777 | E | 9 | 0.4 | E | 8 | 0.043 | F | 8 | 0.22 | F | 8 | 0 | 1 | D | 9 | 0 | C | 8
1995-01-21 | 5:00 | 0 | 0 | 0 | 1 | 0 | 0 | 1 | 0 | 0 | 1 | 0 | 0 | 1 | 0 | 0 | 1 | 0 | 0 | 1 | 0 | 0 | 1 | 0 | 0 | E | 9 | 0 | E | 9 | -6.7 | E | 9 | -8.9 | E | 9 | 83 | A | 7 | 828 | E | 9 | 170 | E | 9 | 5.2 | E | 9 | 13930 | C | 8 | 77777 | E | 9 | 0.4 | E | 8 | 0.043 | F | 8 | 0.22 | F | 8 | 0 | 1 | D | 9 | 0 | C | 8
1995-01-21 | 6:00 | 0 | 0 | 0 | 1 | 0 | 0 | 1 | 0 | 0 | 1 | 0 | 0 | 1 | 0 | 0 | 1 | 0 | 0 | 1 | 0 | 0 | 1 | 0 | 0 | E | 9 | 0 | E | 9 | -6.7 | E | 9 | -8.9 | E | 9 | 83 | A | 7 | 828 | E | 9 | 240 | E | 9 | 3.6 | E | 9 | 13944 | C | 8 | 77777 | E | 9 | 0.4 | E | 8 | 0.043 | F | 8 | 0.22 | F | 8 | 0 | 1 | D | 9 | 0 | C | 8
1995-01-21 | 7:00 | 0 | 0 | 0 | 1 | 0 | 0 | 1 | 0 | 0 | 1 | 0 | 0 | 1 | 0 | 0 | 1 | 0 | 0 | 1 | 0 | 0 | 1 | 0 | 0 | E | 9 | 0 | E | 9 | -5.6 | E | 9 | -9.4 | E | 9 | 72 | A | 7 | 826 | E | 9 | 230 | E | 9 | 4.1 | E | 9 | 13959 | C | 8 | 77777 | E | 9 | 0.4 | E | 8 | 0.043 | F | 8 | 0.22 | F | 8 | 0 | 1 | D | 9 | 0 | C | 8
1995-01-21 | 8:00 | 59 | 1024 | 23 | 1 | 17 | 217 | 1 | 21 | 10 | 1 | 17 | 25 | 1 | 17 | 118 | 1 | 21 | 17 | 1 | 17 | 23 | 1 | 32 | 0 | E | 9 | 0 | E | 9 | -1.7 | E | 9 | -8.9 | E | 9 | 54 | A | 7 | 826 | E | 9 | 200 | E | 9 | 4.1 | E | 9 | 13973 | C | 8 | 77777 | E | 9 | 0.4 | E | 8 | 0.043 | F | 8 | 0.22 | F | 8 | 0 | 1 | D | 9 | 0 | C | 8
1995-01-21 | 9:00 | 278 | 1413 | 164 | 1 | 17 | 668 | 1 | 21 | 33 | 1 | 17 | 174 | 1 | 17 | 542 | 1 | 21 | 67 | 1 | 17 | 71 | 1 | 32 | 0 | E | 9 | 0 | E | 9 | 2.8 | E | 9 | -8.3 | E | 9 | 40 | A | 7 | 827 | E | 9 | 230 | E | 9 | 4.6 | E | 9 | 13988 | C | 8 | 77777 | E | 9 | 0.4 | E | 8 | 0.043 | F | 8 | 0.22 | F | 8 | 0 | 1 | D | 9 | 0 | C | 8
1995-01-21 | 10:00 | 472 | 1413 | 327 | 1 | 17 | 839 | 1 | 21 | 46 | 1 | 17 | 346 | 1 | 17 | 772 | 1 | 21 | 86 | 1 | 17 | 107 | 1 | 32 | 0 | E | 9 | 0 | E | 9 | 6.7 | E | 9 | -8.3 | E | 9 | 31 | A | 7 | 827 | E | 9 | 240 | E | 9 | 4.6 | E | 9 | 14002 | C | 8 | 77777 | E | 9 | 0.4 | E | 8 | 0.043 | F | 8 | 0.22 | F | 8 | 0 | 1 | D | 9 | 0 | C | 8
1995-01-21 | 11:00 | 615 | 1413 | 454 | 1 | 17 | 914 | 1 | 21 | 56 | 1 | 17 | 479 | 1 | 17 | 877 | 1 | 21 | 96 | 1 | 17 | 132 | 1 | 32 | 0 | E | 9 | 0 | E | 9 | 10.6 | E | 9 | -8.3 | E | 9 | 24 | A | 7 | 825 | E | 9 | 220 | E | 9 | 3.6 | E | 9 | 14017 | C | 8 | 77777 | E | 9 | 0.4 | E | 8 | 0.043 | F | 8 | 0.22 | F | 8 | 0 | 1 | D | 9 | 0 | C | 8
1995-01-21 | 12:00 | 695 | 1413 | 526 | 1 | 17 | 945 | 1 | 21 | 61 | 1 | 17 | 554 | 1 | 17 | 920 | 1 | 21 | 100 | 1 | 17 | 146 | 1 | 32 | 0 | E | 9 | 0 | E | 9 | 12.8 | E | 9 | -9.4 | E | 9 | 19 | A | 7 | 826 | E | 9 | 210 | E | 9 | 3.1 | E | 9 | 14031 | C | 8 | 77777 | E | 9 | 0.4 | E | 8 | 0.043 | F | 8 | 0.22 | F | 8 | 0 | 1 | D | 9 | 0 | C | 8
1995-01-21 | 13:00 | 706 | 1413 | 527 | 1 | 17 | 912 | 1 | 21 | 71 | 1 | 17 | 553 | 1 | 17 | 888 | 1 | 21 | 107 | 1 | 17 | 155 | 1 | 32 | 3 | E | 9 | 1 | E | 9 | 14.4 | E | 9 | -10 | E | 9 | 16 | A | 7 | 825 | E | 9 | 180 | E | 9 | 2.1 | E | 9 | 14046 | C | 8 | 77777 | E | 9 | 0.4 | E | 8 | 0.043 | F | 8 | 0.22 | F | 8 | 0 | 1 | D | 9 | 0 | C | 8
1995-01-21 | 14:00 | 649 | 1413 | 414 | 1 | 17 | 628 | 1 | 21 | 125 | 1 | 17 | 429 | 1 | 17 | 607 | 1 | 21 | 149 | 1 | 17 | 251 | 1 | 32 | 2 | E | 9 | 2 | E | 9 | 15.6 | E | 9 | -11.1 | E | 9 | 13 | A | 7 | 826 | E | 9 | 160 | E | 9 | 1.5 | E | 9 | 14060 | C | 8 | 77777 | E | 9 | 0.4 | E | 8 | 0.043 | F | 8 | 0.22 | F | 8 | 0 | 1 | D | 9 | 0 | C | 8
1995-01-21 | 15:00 | 527 | 1413 | 352 | 1 | 17 | 812 | 1 | 21 | 49 | 1 | 17 | 372 | 1 | 17 | 761 | 1 | 21 | 87 | 1 | 17 | 116 | 1 | 32 | 1 | E | 9 | 1 | E | 9 | 15.6 | E | 9 | -13.3 | E | 9 | 11 | A | 7 | 826 | E | 9 | 130 | E | 9 | 3.1 | E | 9 | 14075 | C | 8 | 77777 | E | 9 | 0.4 | E | 8 | 0.043 | F | 8 | 0.22 | F | 8 | 0 | 1 | D | 9 | 0 | C | 8
1995-01-21 | 16:00 | 348 | 1413 | 204 | 1 | 17 | 613 | 1 | 21 | 53 | 1 | 17 | 213 | 1 | 17 | 512 | 1 | 21 | 86 | 1 | 17 | 100 | 1 | 32 | 2 | E | 9 | 2 | E | 9 | 15 | E | 9 | -12.2 | E | 9 | 13 | A | 7 | 825 | E | 9 | 120 | E | 9 | 2.1 | E | 9 | 14089 | C | 8 | 77777 | E | 9 | 0.4 | E | 8 | 0.043 | F | 8 | 0.22 | F | 8 | 0 | 1 | D | 9 | 0 | C | 8
1995-01-21 | 17:00 | 128 | 1413 | 34 | 1 | 17 | 81 | 1 | 21 | 27 | 1 | 17 | 37 | 1 | 17 | 36 | 1 | 21 | 33 | 1 | 17 | 48 | 1 | 32 | 3 | E | 9 | 3 | E | 9 | 11.1 | E | 9 | -12.2 | E | 9 | 16 | A | 7 | 824 | E | 9 | 100 | E | 9 | 3.6 | E | 9 | 14103 | C | 8 | 77777 | E | 9 | 0.4 | E | 8 | 0.043 | F | 8 | 0.22 | F | 8 | 0 | 1 | D | 9 | 0 | C | 8
1995-01-21 | 18:00 | 0 | 82 | 0 | 1 | 17 | 6 | 1 | 21 | 0 | 1 | 17 | 0 | 1 | 17 | 0 | 1 | 21 | 0 | 1 | 17 | 0 | 1 | 32 | 2 | E | 9 | 2 | E | 9 | 8.3 | E | 9 | -11.7 | E | 9 | 20 | A | 7 | 825 | E | 9 | 120 | E | 9 | 3.6 | E | 9 | 14118 | C | 8 | 77777 | E | 9 | 0.4 | E | 8 | 0.043 | F | 8 | 0.22 | F | 8 | 0 | 1 | D | 9 | 0 | C | 8
1995-01-21 | 19:00 | 0 | 0 | 0 | 1 | 0 | 0 | 1 | 0 | 0 | 1 | 0 | 0 | 1 | 0 | 0 | 1 | 0 | 0 | 1 | 0 | 0 | 1 | 0 | 1 | E | 9 | 1 | E | 9 | 3.3 | E | 9 | -10.6 | E | 9 | 32 | A | 7 | 825 | E | 9 | 140 | E | 9 | 4.1 | E | 9 | 14132 | C | 8 | 77777 | E | 9 | 0.3 | E | 8 | 0.043 | F | 8 | 0.22 | F | 8 | 0 | 1 | D | 9 | 0 | C | 8
1995-01-21 | 20:00 | 0 | 0 | 0 | 1 | 0 | 0 | 1 | 0 | 0 | 1 | 0 | 0 | 1 | 0 | 0 | 1 | 0 | 0 | 1 | 0 | 0 | 1 | 0 | 0 | E | 9 | 0 | E | 9 | 3.9 | E | 9 | -9.4 | E | 9 | 34 | A | 7 | 825 | E | 9 | 150 | E | 9 | 4.6 | E | 9 | 14147 | C | 8 | 77777 | E | 9 | 0.3 | E | 8 | 0.043 | F | 8 | 0.22 | F | 8 | 0 | 1 | D | 9 | 0 | C | 8
1995-01-21 | 21:00 | 0 | 0 | 0 | 1 | 0 | 0 | 1 | 0 | 0 | 1 | 0 | 0 | 1 | 0 | 0 | 1 | 0 | 0 | 1 | 0 | 0 | 1 | 0 | 0 | E | 9 | 0 | E | 9 | 2.2 | E | 9 | -8.3 | E | 9 | 42 | A | 7 | 825 | E | 9 | 160 | E | 9 | 5.2 | E | 9 | 14161 | C | 8 | 77777 | E | 9 | 0.3 | E | 8 | 0.043 | F | 8 | 0.22 | F | 8 | 0 | 1 | D | 9 | 0 | C | 8
1995-01-21 | 22:00 | 0 | 0 | 0 | 1 | 0 | 0 | 1 | 0 | 0 | 1 | 0 | 0 | 1 | 0 | 0 | 1 | 0 | 0 | 1 | 0 | 0 | 1 | 0 | 2 | E | 9 | 2 | E | 9 | 1.7 | E | 9 | -8.9 | E | 9 | 41 | A | 7 | 825 | E | 9 | 130 | E | 9 | 5.2 | E | 9 | 14176 | C | 8 | 77777 | E | 9 | 0.3 | E | 8 | 0.043 | F | 8 | 0.22 | F | 8 | 0 | 1 | D | 9 | 0 | C | 8
1995-01-21 | 23:00 | 0 | 0 | 0 | 1 | 0 | 0 | 1 | 0 | 0 | 1 | 0 | 0 | 1 | 0 | 0 | 1 | 0 | 0 | 1 | 0 | 0 | 1 | 0 | 8 | E | 9 | 8 | E | 9 | 1.1 | E | 9 | -8.9 | E | 9 | 43 | A | 7 | 827 | E | 9 | 130 | E | 9 | 5.7 | E | 9 | 14190 | C | 8 | 4267 | E | 9 | 0.3 | E | 8 | 0.043 | F | 8 | 0.22 | F | 8 | 0 | 1 | D | 9 | 0 | C | 8
1995-01-21 | 24:00 | 0 | 0 | 0 | 1 | 0 | 0 | 1 | 0 | 0 | 1 | 0 | 0 | 1 | 0 | 0 | 1 | 0 | 0 | 1 | 0 | 0 | 1 | 0 | 7 | E | 9 | 5 | E | 9 | 1.1 | E | 9 | -8.9 | E | 9 | 43 | A | 7 | 824 | E | 9 | 140 | E | 9 | 5.2 | E | 9 | 14205 | C | 8 | 6706 | E | 9 | 0.3 | E | 8 | 0.043 | F | 8 | 0.22 | F | 8 | 0 | 1 | D | 9 | 0 | C | 8
1995-01-22 | 1:00 | 0 | 0 | 0 | 1 | 0 | 0 | 1 | 0 | 0 | 1 | 0 | 0 | 1 | 0 | 0 | 1 | 0 | 0 | 1 | 0 | 0 | 1 | 0 | 7 | E | 9 | 7 | E | 9 | 1.1 | E | 9 | -9.4 | E | 9 | 41 | A | 7 | 822 | E | 9 | 160 | E | 9 | 5.2 | E | 9 | 14219 | C | 8 | 6706 | E | 9 | 0.3 | E | 8 | 0.043 | F | 8 | 0.22 | F | 8 | 0 | 1 | D | 9 | 0 | C | 8
1995-01-22 | 2:00 | 0 | 0 | 0 | 1 | 0 | 0 | 1 | 0 | 0 | 1 | 0 | 0 | 1 | 0 | 0 | 1 | 0 | 0 | 1 | 0 | 0 | 1 | 0 | 6 | E | 9 | 5 | E | 9 | 0.6 | E | 9 | -10 | E | 9 | 41 | A | 7 | 823 | E | 9 | 160 | E | 9 | 4.6 | E | 9 | 14234 | C | 8 | 6706 | E | 9 | 0.3 | E | 8 | 0.043 | F | 8 | 0.22 | F | 8 | 0 | 1 | D | 9 | 0 | C | 8
1995-01-22 | 3:00 | 0 | 0 | 0 | 1 | 0 | 0 | 1 | 0 | 0 | 1 | 0 | 0 | 1 | 0 | 0 | 1 | 0 | 0 | 1 | 0 | 0 | 1 | 0 | 2 | E | 9 | 2 | E | 9 | 0.6 | E | 9 | -10.6 | E | 9 | 39 | A | 7 | 822 | E | 9 | 150 | E | 9 | 4.6 | E | 9 | 14248 | C | 8 | 77777 | E | 9 | 0.3 | E | 8 | 0.043 | F | 8 | 0.22 | F | 8 | 0 | 1 | D | 9 | 0 | C | 8
1995-01-22 | 4:00 | 0 | 0 | 0 | 1 | 0 | 0 | 1 | 0 | 0 | 1 | 0 | 0 | 1 | 0 | 0 | 1 | 0 | 0 | 1 | 0 | 0 | 1 | 0 | 1 | E | 9 | 1 | E | 9 | -0.6 | E | 9 | -11.7 | E | 9 | 38 | A | 7 | 824 | E | 9 | 160 | E | 9 | 5.2 | E | 9 | 14263 | C | 8 | 77777 | E | 9 | 0.3 | E | 8 | 0.043 | F | 8 | 0.22 | F | 8 | 0 | 1 | D | 9 | 0 | C | 8
1995-01-22 | 5:00 | 0 | 0 | 0 | 1 | 0 | 0 | 1 | 0 | 0 | 1 | 0 | 0 | 1 | 0 | 0 | 1 | 0 | 0 | 1 | 0 | 0 | 1 | 0 | 1 | E | 9 | 1 | E | 9 | 0 | E | 9 | -12.2 | E | 9 | 35 | A | 7 | 827 | E | 9 | 190 | E | 9 | 5.2 | E | 9 | 14277 | C | 8 | 77777 | E | 9 | 0.3 | E | 8 | 0.043 | F | 8 | 0.22 | F | 8 | 0 | 1 | D | 9 | 0 | C | 8
1995-01-22 | 6:00 | 0 | 0 | 0 | 1 | 0 | 0 | 1 | 0 | 0 | 1 | 0 | 0 | 1 | 0 | 0 | 1 | 0 | 0 | 1 | 0 | 0 | 1 | 0 | 1 | E | 9 | 0 | E | 9 | -0.6 | E | 9 | -12.2 | E | 9 | 37 | A | 7 | 825 | E | 9 | 210 | E | 9 | 4.1 | E | 9 | 14291 | C | 8 | 77777 | E | 9 | 0.3 | E | 8 | 0.043 | F | 8 | 0.22 | F | 8 | 0 | 1 | D | 9 | 0 | C | 8
1995-01-22 | 7:00 | 0 | 0 | 0 | 1 | 0 | 0 | 1 | 0 | 0 | 1 | 0 | 0 | 1 | 0 | 0 | 1 | 0 | 0 | 1 | 0 | 0 | 1 | 0 | 0 | E | 9 | 0 | E | 9 | -0.6 | E | 9 | -13.3 | E | 9 | 33 | A | 7 | 824 | E | 9 | 200 | E | 9 | 4.6 | E | 9 | 14306 | C | 8 | 77777 | E | 9 | 0.3 | E | 8 | 0.043 | F | 8 | 0.22 | F | 8 | 0 | 1 | D | 9 | 0 | C | 8
1995-01-22 | 8:00 | 61 | 1024 | 27 | 1 | 17 | 325 | 1 | 21 | 8 | 1 | 17 | 31 | 1 | 17 | 192 | 1 | 21 | 19 | 1 | 17 | 24 | 1 | 32 | 0 | E | 9 | 0 | E | 9 | 1.1 | E | 9 | -13.9 | E | 9 | 28 | A | 7 | 826 | E | 9 | 170 | E | 9 | 4.1 | E | 9 | 14320 | C | 8 | 77777 | E | 9 | 0.3 | E | 8 | 0.043 | F | 8 | 0.22 | F | 8 | 0 | 1 | D | 9 | 0 | C | 8
1995-01-22 | 9:00 | 281 | 1412 | 178 | 1 | 17 | 772 | 1 | 21 | 24 | 1 | 17 | 190 | 1 | 17 | 630 | 1 | 21 | 64 | 1 | 17 | 65 | 1 | 32 | 0 | E | 9 | 0 | E | 9 | 4.4 | E | 9 | -13.9 | E | 9 | 22 | A | 7 | 828 | E | 9 | 150 | E | 9 | 4.6 | E | 9 | 14335 | C | 8 | 77777 | E | 9 | 0.3 | E | 8 | 0.043 | F | 8 | 0.22 | F | 8 | 0 | 1 | D | 9 | 0 | C | 8
1995-01-22 | 10:00 | 476 | 1412 | 343 | 1 | 17 | 916 | 1 | 21 | 34 | 1 | 17 | 366 | 1 | 17 | 846 | 1 | 21 | 80 | 1 | 17 | 94 | 1 | 32 | 0 | E | 9 | 0 | E | 9 | 8.3 | E | 9 | -13.9 | E | 9 | 17 | A | 7 | 830 | E | 9 | 170 | E | 9 | 6.7 | E | 9 | 14349 | C | 8 | 77777 | E | 9 | 0.3 | E | 8 | 0.043 | F | 8 | 0.22 | F | 8 | 0 | 1 | D | 9 | 0 | C | 8
1995-01-22 | 11:00 | 619 | 1412 | 471 | 1 | 17 | 978 | 1 | 21 | 42 | 1 | 17 | 501 | 1 | 17 | 941 | 1 | 21 | 87 | 1 | 17 | 115 | 1 | 32 | 0 | E | 9 | 0 | E | 9 | 12.2 | E | 9 | -14.4 | E | 9 | 12 | A | 7 | 829 | E | 9 | 190 | E | 9 | 4.6 | E | 9 | 14364 | C | 8 | 77777 | E | 9 | 0.3 | E | 8 | 0.043 | F | 8 | 0.22 | F | 8 | 0 | 1 | D | 9 | 0 | C | 8
1995-01-22 | 12:00 | 699 | 1412 | 543 | 1 | 17 | 1005 | 1 | 21 | 46 | 1 | 17 | 578 | 1 | 17 | 981 | 1 | 21 | 90 | 1 | 17 | 127 | 1 | 32 | 0 | E | 9 | 0 | E | 9 | 14.4 | E | 9 | -15 | E | 9 | 10 | A | 7 | 830 | E | 9 | 230 | E | 9 | 4.1 | E | 9 | 14378 | C | 8 | 77777 | E | 9 | 0.3 | E | 8 | 0.043 | F | 8 | 0.22 | F | 8 | 0 | 1 | D | 9 | 0 | C | 8
1995-01-22 | 13:00 | 711 | 1412 | 555 | 1 | 17 | 1009 | 1 | 21 | 46 | 1 | 17 | 589 | 1 | 17 | 986 | 1 | 21 | 90 | 1 | 17 | 128 | 1 | 32 | 0 | E | 9 | 0 | E | 9 | 16.1 | E | 9 | -17.8 | E | 9 | 7 | A | 7 | 830 | E | 9 | 210 | E | 9 | 4.6 | E | 9 | 14393 | C | 8 | 77777 | E | 9 | 0.3 | E | 8 | 0.043 | F | 8 | 0.22 | F | 8 | 0 | 1 | D | 9 | 0 | C | 8
1995-01-22 | 14:00 | 654 | 1412 | 503 | 1 | 17 | 992 | 1 | 21 | 43 | 1 | 17 | 535 | 1 | 17 | 961 | 1 | 21 | 88 | 1 | 17 | 119 | 1 | 32 | 0 | E | 9 | 0 | E | 9 | 16.1 | E | 9 | -18.9 | E | 9 | 6 | A | 7 | 829 | E | 9 | 210 | E | 9 | 4.6 | E | 9 | 14407 | C | 8 | 77777 | E | 9 | 0.3 | E | 8 | 0.043 | F | 8 | 0.22 | F | 8 | 0 | 1 | D | 9 | 0 | C | 8
1995-01-22 | 15:00 | 532 | 1412 | 393 | 1 | 17 | 944 | 1 | 21 | 37 | 1 | 17 | 419 | 1 | 17 | 888 | 1 | 21 | 83 | 1 | 17 | 102 | 1 | 32 | 0 | E | 9 | 0 | E | 9 | 16.1 | E | 9 | -20 | E | 9 | 6 | A | 7 | 831 | E | 9 | 200 | E | 9 | 1.5 | E | 9 | 14422 | C | 8 | 77777 | E | 9 | 0.3 | E | 8 | 0.043 | F | 8 | 0.22 | F | 8 | 0 | 1 | D | 9 | 0 | C | 8
1995-01-22 | 16:00 | 353 | 1412 | 238 | 1 | 17 | 839 | 1 | 21 | 28 | 1 | 17 | 254 | 1 | 17 | 726 | 1 | 21 | 72 | 1 | 17 | 77 | 1 | 32 | 0 | E | 9 | 0 | E | 9 | 15 | E | 9 | -18.9 | E | 9 | 7 | A | 7 | 831 | E | 9 | 180 | E | 9 | 2.6 | E | 9 | 14436 | C | 8 | 77777 | E | 9 | 0.3 | E | 8 | 0.043 | F | 8 | 0.22 | F | 8 | 0 | 1 | D | 9 | 0 | C | 8
1995-01-22 | 17:00 | 132 | 1412 | 64 | 1 | 17 | 498 | 1 | 21 | 18 | 1 | 17 | 69 | 1 | 17 | 325 | 1 | 21 | 38 | 1 | 17 | 39 | 1 | 32 | 1 | E | 9 | 1 | E | 9 | 11.1 | E | 9 | -15.6 | E | 9 | 12 | A | 7 | 829 | E | 9 | 150 | E | 9 | 3.1 | E | 9 | 14451 | C | 8 | 77777 | E | 9 | 0.3 | E | 8 | 0.043 | F | 8 | 0.22 | F | 8 | 0 | 1 | D | 9 | 0 | C | 8
1995-01-22 | 18:00 | 1 | 106 | 0 | 1 | 17 | 22 | 1 | 21 | 0 | 1 | 17 | 0 | 1 | 17 | 0 | 1 | 21 | 0 | 1 | 17 | 0 | 1 | 32 | 1 | E | 9 | 1 | E | 9 | 6.7 | E | 9 | -15 | E | 9 | 17 | A | 7 | 830 | E | 9 | 170 | E | 9 | 5.7 | E | 9 | 14465 | C | 8 | 77777 | E | 9 | 0.3 | E | 8 | 0.043 | F | 8 | 0.22 | F | 8 | 0 | 1 | D | 9 | 0 | C | 8
1995-01-22 | 19:00 | 0 | 0 | 0 | 1 | 0 | 0 | 1 | 0 | 0 | 1 | 0 | 0 | 1 | 0 | 0 | 1 | 0 | 0 | 1 | 0 | 0 | 1 | 0 | 0 | E | 9 | 0 | E | 9 | 4.4 | E | 9 | -13.9 | E | 9 | 22 | A | 7 | 831 | E | 9 | 210 | E | 9 | 5.2 | E | 9 | 14480 | C | 8 | 77777 | E | 9 | 0.3 | E | 8 | 0.043 | F | 8 | 0.22 | F | 8 | 0 | 1 | D | 9 | 0 | C | 8
1995-01-22 | 20:00 | 0 | 0 | 0 | 1 | 0 | 0 | 1 | 0 | 0 | 1 | 0 | 0 | 1 | 0 | 0 | 1 | 0 | 0 | 1 | 0 | 0 | 1 | 0 | 1 | E | 9 | 1 | E | 9 | 3.3 | E | 9 | -13.9 | E | 9 | 24 | A | 7 | 828 | E | 9 | 210 | E | 9 | 5.7 | E | 9 | 14494 | C | 8 | 77777 | E | 9 | 0.3 | E | 8 | 0.043 | F | 8 | 0.22 | F | 8 | 0 | 1 | D | 9 | 0 | C | 8
1995-01-22 | 21:00 | 0 | 0 | 0 | 1 | 0 | 0 | 1 | 0 | 0 | 1 | 0 | 0 | 1 | 0 | 0 | 1 | 0 | 0 | 1 | 0 | 0 | 1 | 0 | 0 | E | 9 | 0 | E | 9 | 3.3 | E | 9 | -13.9 | E | 9 | 24 | A | 7 | 826 | E | 9 | 210 | E | 9 | 6.7 | E | 9 | 14508 | C | 8 | 77777 | E | 9 | 0.3 | E | 8 | 0.043 | F | 8 | 0.22 | F | 8 | 0 | 1 | D | 9 | 0 | C | 8
1995-01-22 | 22:00 | 0 | 0 | 0 | 1 | 0 | 0 | 1 | 0 | 0 | 1 | 0 | 0 | 1 | 0 | 0 | 1 | 0 | 0 | 1 | 0 | 0 | 1 | 0 | 0 | E | 9 | 0 | E | 9 | 1.1 | E | 9 | -11.7 | E | 9 | 34 | A | 7 | 829 | E | 9 | 210 | E | 9 | 7.2 | E | 9 | 14523 | C | 8 | 77777 | E | 9 | 0.3 | E | 8 | 0.043 | F | 8 | 0.22 | F | 8 | 0 | 1 | D | 9 | 0 | C | 8
1995-01-22 | 23:00 | 0 | 0 | 0 | 1 | 0 | 0 | 1 | 0 | 0 | 1 | 0 | 0 | 1 | 0 | 0 | 1 | 0 | 0 | 1 | 0 | 0 | 1 | 0 | 0 | E | 9 | 0 | E | 9 | -1.1 | E | 9 | -10.6 | E | 9 | 44 | A | 7 | 831 | E | 9 | 210 | E | 9 | 7.7 | E | 9 | 14537 | C | 8 | 77777 | E | 9 | 0.3 | E | 8 | 0.043 | F | 8 | 0.22 | F | 8 | 0 | 1 | D | 9 | 0 | C | 8
1995-01-22 | 24:00 | 0 | 0 | 0 | 1 | 0 | 0 | 1 | 0 | 0 | 1 | 0 | 0 | 1 | 0 | 0 | 1 | 0 | 0 | 1 | 0 | 0 | 1 | 0 | 0 | E | 9 | 0 | E | 9 | 0 | E | 9 | -11.1 | E | 9 | 39 | A | 7 | 828 | E | 9 | 210 | E | 9 | 8.8 | E | 9 | 14552 | C | 8 | 77777 | E | 9 | 0.3 | E | 8 | 0.043 | F | 8 | 0.22 | F | 8 | 0 | 1 | D | 9 | 0 | C | 8
1995-01-23 | 1:00 | 0 | 0 | 0 | 1 | 0 | 0 | 1 | 0 | 0 | 1 | 0 | 0 | 1 | 0 | 0 | 1 | 0 | 0 | 1 | 0 | 0 | 1 | 0 | 1 | E | 9 | 1 | E | 9 | 0 | E | 9 | -11.7 | E | 9 | 37 | A | 7 | 827 | E | 9 | 210 | E | 9 | 7.7 | E | 9 | 14566 | C | 8 | 77777 | E | 9 | 0.3 | E | 8 | 0.043 | F | 8 | 0.22 | F | 8 | 0 | 1 | D | 9 | 0 | C | 8
1995-01-23 | 2:00 | 0 | 0 | 0 | 1 | 0 | 0 | 1 | 0 | 0 | 1 | 0 | 0 | 1 | 0 | 0 | 1 | 0 | 0 | 1 | 0 | 0 | 1 | 0 | 7 | E | 9 | 6 | E | 9 | -2.8 | E | 9 | -11.1 | E | 9 | 49 | A | 7 | 827 | E | 9 | 220 | E | 9 | 7.7 | E | 9 | 14581 | C | 8 | 4877 | E | 9 | 0.2 | E | 8 | 0.043 | F | 8 | 0.22 | F | 8 | 0 | 1 | D | 9 | 0 | C | 8
1995-01-23 | 3:00 | 0 | 0 | 0 | 1 | 0 | 0 | 1 | 0 | 0 | 1 | 0 | 0 | 1 | 0 | 0 | 1 | 0 | 0 | 1 | 0 | 0 | 1 | 0 | 1 | E | 9 | 1 | E | 9 | -1.1 | E | 9 | -12.2 | E | 9 | 38 | A | 7 | 827 | E | 9 | 220 | E | 9 | 7.2 | E | 9 | 14595 | C | 8 | 77777 | E | 9 | 0.2 | E | 8 | 0.043 | F | 8 | 0.22 | F | 8 | 0 | 1 | D | 9 | 0 | C | 8
1995-01-23 | 4:00 | 0 | 0 | 0 | 1 | 0 | 0 | 1 | 0 | 0 | 1 | 0 | 0 | 1 | 0 | 0 | 1 | 0 | 0 | 1 | 0 | 0 | 1 | 0 | 1 | E | 9 | 1 | E | 9 | -0.6 | E | 9 | -12.8 | E | 9 | 35 | A | 7 | 827 | E | 9 | 210 | E | 9 | 6.2 | E | 9 | 14610 | C | 8 | 77777 | E | 9 | 0.2 | E | 8 | 0.043 | F | 8 | 0.22 | F | 8 | 0 | 1 | D | 9 | 0 | C | 8
1995-01-23 | 5:00 | 0 | 0 | 0 | 1 | 0 | 0 | 1 | 0 | 0 | 1 | 0 | 0 | 1 | 0 | 0 | 1 | 0 | 0 | 1 | 0 | 0 | 1 | 0 | 4 | E | 9 | 3 | E | 9 | -0.6 | E | 9 | -13.3 | E | 9 | 33 | A | 7 | 831 | E | 9 | 210 | E | 9 | 7.7 | E | 9 | 14624 | C | 8 | 77777 | E | 9 | 0.2 | E | 8 | 0.043 | F | 8 | 0.22 | F | 8 | 0 | 1 | D | 9 | 0 | C | 8
1995-01-23 | 6:00 | 0 | 0 | 0 | 1 | 0 | 0 | 1 | 0 | 0 | 1 | 0 | 0 | 1 | 0 | 0 | 1 | 0 | 0 | 1 | 0 | 0 | 1 | 0 | 2 | E | 9 | 1 | E | 9 | -1.7 | E | 9 | -12.8 | E | 9 | 38 | A | 7 | 828 | E | 9 | 220 | E | 9 | 5.7 | E | 9 | 14639 | C | 8 | 77777 | E | 9 | 0.2 | E | 8 | 0.043 | F | 8 | 0.22 | F | 8 | 0 | 1 | D | 9 | 0 | C | 8
1995-01-23 | 7:00 | 0 | 0 | 0 | 1 | 0 | 0 | 1 | 0 | 0 | 1 | 0 | 0 | 1 | 0 | 0 | 1 | 0 | 0 | 1 | 0 | 0 | 1 | 0 | 1 | E | 9 | 0 | E | 9 | 0 | E | 9 | -12.8 | E | 9 | 33 | A | 7 | 830 | E | 9 | 230 | E | 9 | 5.7 | E | 9 | 14653 | C | 8 | 77777 | E | 9 | 0.2 | E | 8 | 0.043 | F | 8 | 0.22 | F | 8 | 0 | 1 | D | 9 | 0 | C | 8
1995-01-23 | 8:00 | 63 | 1047 | 23 | 1 | 17 | 190 | 1 | 21 | 12 | 1 | 17 | 26 | 1 | 17 | 90 | 1 | 21 | 20 | 1 | 17 | 23 | 1 | 32 | 1 | E | 9 | 0 | E | 9 | 1.1 | E | 9 | -12.8 | E | 9 | 31 | A | 7 | 832 | E | 9 | 210 | E | 9 | 8.2 | E | 9 | 14668 | C | 8 | 77777 | E | 9 | 0.3 | E | 8 | 0.043 | F | 8 | 0.22 | F | 8 | 0 | 1 | D | 9 | 0 | C | 8
1995-01-23 | 9:00 | 284 | 1412 | 167 | 1 | 17 | 641 | 1 | 21 | 38 | 1 | 17 | 172 | 1 | 17 | 511 | 1 | 21 | 68 | 1 | 17 | 75 | 1 | 32 | 0 | E | 9 | 0 | E | 9 | 5 | E | 9 | -12.2 | E | 9 | 24 | A | 7 | 835 | E | 9 | 220 | E | 9 | 5.2 | E | 9 | 14682 | C | 8 | 77777 | E | 9 | 0.3 | E | 8 | 0.043 | F | 8 | 0.22 | F | 8 | 0 | 1 | D | 9 | 0 | C | 8
1995-01-23 | 10:00 | 480 | 1412 | 255 | 1 | 17 | 362 | 1 | 21 | 132 | 1 | 17 | 271 | 1 | 17 | 341 | 1 | 21 | 155 | 1 | 17 | 269 | 1 | 32 | 4 | E | 9 | 4 | E | 9 | 9.4 | E | 9 | -11.7 | E | 9 | 19 | A | 7 | 835 | E | 9 | 230 | E | 9 | 5.2 | E | 9 | 14696 | C | 8 | 77777 | E | 9 | 0.3 | E | 8 | 0.043 | F | 8 | 0.22 | F | 8 | 0 | 1 | D | 9 | 0 | C | 8
1995-01-23 | 11:00 | 623 | 1412 | 339 | 1 | 17 | 404 | 1 | 21 | 160 | 1 | 17 | 354 | 1 | 17 | 395 | 1 | 21 | 179 | 1 | 17 | 325 | 1 | 32 | 6 | E | 9 | 6 | E | 9 | 12.8 | E | 9 | -12.2 | E | 9 | 14 | A | 7 | 835 | E | 9 | 250 | E | 9 | 4.6 | E | 9 | 14711 | C | 8 | 7620 | E | 9 | 0.3 | E | 8 | 0.043 | F | 8 | 0.22 | F | 8 | 0 | 1 | D | 9 | 0 | C | 8
1995-01-23 | 12:00 | 704 | 1412 | 338 | 1 | 17 | 256 | 1 | 21 | 210 | 1 | 17 | 361 | 1 | 17 | 265 | 1 | 21 | 228 | 1 | 17 | 477 | 1 | 32 | 7 | E | 9 | 6 | E | 9 | 15 | E | 9 | -12.8 | E | 9 | 12 | A | 7 | 835 | E | 9 | 270 | E | 9 | 5.2 | E | 9 | 14725 | C | 8 | 7620 | E | 9 | 0.3 | E | 8 | 0.043 | F | 8 | 0.22 | F | 8 | 0 | 1 | D | 9 | 0 | C | 8
1995-01-23 | 13:00 | 716 | 1412 | 422 | 1 | 17 | 514 | 1 | 21 | 161 | 1 | 17 | 450 | 1 | 17 | 517 | 1 | 21 | 187 | 1 | 17 | 340 | 1 | 32 | 4 | E | 9 | 4 | E | 9 | 16.1 | E | 9 | -16.1 | E | 9 | 8 | A | 7 | 835 | E | 9 | 320 | E | 9 | 2.6 | E | 9 | 14740 | C | 8 | 77777 | E | 9 | 0.3 | E | 8 | 0.043 | F | 8 | 0.22 | F | 8 | 0 | 1 | D | 9 | 0 | C | 8
1995-01-23 | 14:00 | 659 | 1412 | 496 | 1 | 17 | 904 | 1 | 21 | 74 | 1 | 17 | 520 | 1 | 17 | 873 | 1 | 21 | 110 | 1 | 17 | 147 | 1 | 32 | 2 | E | 9 | 2 | E | 9 | 16.7 | E | 9 | -15 | E | 9 | 9 | A | 7 | 835 | E | 9 | 340 | E | 9 | 4.1 | E | 9 | 14754 | C | 8 | 77777 | E | 9 | 0.3 | E | 8 | 0.043 | F | 8 | 0.22 | F | 8 | 0 | 1 | D | 9 | 0 | C | 8
1995-01-23 | 15:00 | 537 | 1412 | 329 | 1 | 17 | 575 | 1 | 21 | 110 | 1 | 17 | 338 | 1 | 17 | 534 | 1 | 21 | 134 | 1 | 17 | 206 | 1 | 32 | 8 | E | 9 | 3 | E | 9 | 16.7 | E | 9 | -15 | E | 9 | 9 | A | 7 | 835 | E | 9 | 310 | E | 9 | 3.1 | E | 9 | 14769 | C | 8 | 77777 | E | 9 | 0.3 | E | 8 | 0.043 | F | 8 | 0.22 | F | 8 | 0 | 1 | D | 9 | 0 | C | 8
1995-01-23 | 16:00 | 359 | 1412 | 175 | 1 | 17 | 153 | 1 | 21 | 136 | 1 | 17 | 186 | 1 | 17 | 130 | 1 | 21 | 153 | 1 | 17 | 299 | 1 | 32 | 7 | E | 9 | 7 | E | 9 | 16.1 | E | 9 | -13.3 | E | 9 | 11 | A | 7 | 836 | E | 9 | 290 | E | 9 | 6.2 | E | 9 | 14783 | C | 8 | 7620 | E | 9 | 0.3 | E | 8 | 0.043 | F | 8 | 0.22 | F | 8 | 0 | 1 | D | 9 | 0 | C | 8
1995-01-23 | 17:00 | 137 | 1412 | 32 | 1 | 17 | 46 | 1 | 21 | 27 | 1 | 17 | 35 | 1 | 17 | 25 | 1 | 21 | 32 | 1 | 17 | 56 | 1 | 32 | 9 | E | 9 | 8 | E | 9 | 12.8 | E | 9 | -14.4 | E | 9 | 12 | A | 7 | 835 | E | 9 | 290 | E | 9 | 6.2 | E | 9 | 14798 | C | 8 | 7620 | E | 9 | 0.3 | E | 8 | 0.043 | F | 8 | 0.22 | F | 8 | 0 | 1 | D | 9 | 0 | C | 8
1995-01-23 | 18:00 | 1 | 129 | 0 | 1 | 17 | 1 | 1 | 21 | 0 | 1 | 17 | 0 | 1 | 17 | 0 | 1 | 21 | 0 | 1 | 17 | 0 | 1 | 32 | 7 | E | 9 | 6 | E | 9 | 8.9 | E | 9 | -13.3 | E | 9 | 17 | A | 7 | 833 | E | 9 | 300 | E | 9 | 5.2 | E | 9 | 14812 | C | 8 | 7620 | E | 9 | 0.3 | E | 8 | 0.043 | F | 8 | 0.22 | F | 8 | 0 | 1 | D | 9 | 0 | C | 8
1995-01-23 | 19:00 | 0 | 0 | 0 | 1 | 0 | 0 | 1 | 0 | 0 | 1 | 0 | 0 | 1 | 0 | 0 | 1 | 0 | 0 | 1 | 0 | 0 | 1 | 0 | 8 | E | 9 | 8 | E | 9 | 6.7 | E | 9 | -12.2 | E | 9 | 22 | A | 7 | 833 | E | 9 | 320 | E | 9 | 5.2 | E | 9 | 14827 | C | 8 | 6706 | E | 9 | 0.3 | E | 8 | 0.043 | F | 8 | 0.22 | F | 8 | 0 | 1 | D | 9 | 0 | C | 8
1995-01-23 | 20:00 | 0 | 0 | 0 | 1 | 0 | 0 | 1 | 0 | 0 | 1 | 0 | 0 | 1 | 0 | 0 | 1 | 0 | 0 | 1 | 0 | 0 | 1 | 0 | 6 | E | 9 | 6 | E | 9 | 4.4 | E | 9 | -9.4 | E | 9 | 33 | A | 7 | 833 | E | 9 | 160 | E | 9 | 4.1 | E | 9 | 14841 | C | 8 | 6706 | E | 9 | 0.3 | E | 8 | 0.043 | F | 8 | 0.22 | F | 8 | 0 | 1 | D | 9 | 0 | C | 8
1995-01-23 | 21:00 | 0 | 0 | 0 | 1 | 0 | 0 | 1 | 0 | 0 | 1 | 0 | 0 | 1 | 0 | 0 | 1 | 0 | 0 | 1 | 0 | 0 | 1 | 0 | 10 | E | 9 | 10 | E | 9 | 3.9 | E | 9 | -8.9 | E | 9 | 35 | A | 7 | 831 | E | 9 | 150 | E | 9 | 5.2 | E | 9 | 14856 | C | 8 | 6706 | E | 9 | 0.3 | E | 8 | 0.043 | F | 8 | 0.22 | F | 8 | 0 | 1 | D | 9 | 0 | C | 8
1995-01-23 | 22:00 | 0 | 0 | 0 | 1 | 0 | 0 | 1 | 0 | 0 | 1 | 0 | 0 | 1 | 0 | 0 | 1 | 0 | 0 | 1 | 0 | 0 | 1 | 0 | 9 | E | 9 | 9 | E | 9 | 2.2 | E | 9 | -9.4 | E | 9 | 38 | A | 7 | 830 | E | 9 | 160 | E | 9 | 5.2 | E | 9 | 14870 | C | 8 | 6706 | E | 9 | 0.3 | E | 8 | 0.043 | F | 8 | 0.22 | F | 8 | 0 | 1 | D | 9 | 0 | C | 8
1995-01-23 | 23:00 | 0 | 0 | 0 | 1 | 0 | 0 | 1 | 0 | 0 | 1 | 0 | 0 | 1 | 0 | 0 | 1 | 0 | 0 | 1 | 0 | 0 | 1 | 0 | 3 | E | 9 | 3 | E | 9 | 2.8 | E | 9 | -10 | E | 9 | 35 | A | 7 | 834 | E | 9 | 130 | E | 9 | 4.6 | E | 9 | 14885 | C | 8 | 77777 | E | 9 | 0.3 | E | 8 | 0.043 | F | 8 | 0.22 | F | 8 | 0 | 1 | D | 9 | 0 | C | 8
1995-01-23 | 24:00 | 0 | 0 | 0 | 1 | 0 | 0 | 1 | 0 | 0 | 1 | 0 | 0 | 1 | 0 | 0 | 1 | 0 | 0 | 1 | 0 | 0 | 1 | 0 | 0 | E | 9 | 0 | E | 9 | 2.8 | E | 9 | -11.1 | E | 9 | 32 | A | 7 | 829 | E | 9 | 160 | E | 9 | 6.2 | E | 9 | 14899 | C | 8 | 77777 | E | 9 | 0.4 | E | 8 | 0.043 | F | 8 | 0.22 | F | 8 | 0 | 1 | D | 9 | 0 | C | 8
1995-01-24 | 1:00 | 0 | 0 | 0 | 1 | 0 | 0 | 1 | 0 | 0 | 1 | 0 | 0 | 1 | 0 | 0 | 1 | 0 | 0 | 1 | 0 | 0 | 1 | 0 | 0 | E | 9 | 0 | E | 9 | 2.2 | E | 9 | -11.7 | E | 9 | 31 | A | 7 | 830 | E | 9 | 170 | E | 9 | 6.2 | E | 9 | 14913 | C | 8 | 77777 | E | 9 | 0.4 | E | 8 | 0.043 | F | 8 | 0.22 | F | 8 | 0 | 1 | D | 9 | 0 | C | 8
1995-01-24 | 2:00 | 0 | 0 | 0 | 1 | 0 | 0 | 1 | 0 | 0 | 1 | 0 | 0 | 1 | 0 | 0 | 1 | 0 | 0 | 1 | 0 | 0 | 1 | 0 | 1 | E | 9 | 1 | E | 9 | 2.8 | E | 9 | -13.3 | E | 9 | 26 | A | 7 | 830 | E | 9 | 170 | E | 9 | 6.2 | E | 9 | 14928 | C | 8 | 77777 | E | 9 | 0.4 | E | 8 | 0.043 | F | 8 | 0.22 | F | 8 | 0 | 1 | D | 9 | 0 | C | 8
1995-01-24 | 3:00 | 0 | 0 | 0 | 1 | 0 | 0 | 1 | 0 | 0 | 1 | 0 | 0 | 1 | 0 | 0 | 1 | 0 | 0 | 1 | 0 | 0 | 1 | 0 | 1 | E | 9 | 1 | E | 9 | 3.3 | E | 9 | -14.4 | E | 9 | 23 | A | 7 | 829 | E | 9 | 210 | E | 9 | 5.2 | E | 9 | 14942 | C | 8 | 77777 | E | 9 | 0.4 | E | 8 | 0.043 | F | 8 | 0.22 | F | 8 | 0 | 1 | D | 9 | 0 | C | 8
1995-01-24 | 4:00 | 0 | 0 | 0 | 1 | 0 | 0 | 1 | 0 | 0 | 1 | 0 | 0 | 1 | 0 | 0 | 1 | 0 | 0 | 1 | 0 | 0 | 1 | 0 | 8 | E | 9 | 8 | E | 9 | 3.9 | E | 9 | -15 | E | 9 | 20 | A | 7 | 829 | E | 9 | 190 | E | 9 | 5.7 | E | 9 | 14957 | C | 8 | 4572 | E | 9 | 0.4 | E | 8 | 0.043 | F | 8 | 0.22 | F | 8 | 0 | 1 | D | 9 | 0 | C | 8
1995-01-24 | 5:00 | 0 | 0 | 0 | 1 | 0 | 0 | 1 | 0 | 0 | 1 | 0 | 0 | 1 | 0 | 0 | 1 | 0 | 0 | 1 | 0 | 0 | 1 | 0 | 6 | E | 9 | 6 | E | 9 | 4.4 | E | 9 | -14.4 | E | 9 | 21 | A | 7 | 831 | E | 9 | 260 | E | 9 | 4.6 | E | 9 | 14971 | C | 8 | 7620 | E | 9 | 0.4 | E | 8 | 0.043 | F | 8 | 0.22 | F | 8 | 0 | 1 | D | 9 | 0 | C | 8
1995-01-24 | 6:00 | 0 | 0 | 0 | 1 | 0 | 0 | 1 | 0 | 0 | 1 | 0 | 0 | 1 | 0 | 0 | 1 | 0 | 0 | 1 | 0 | 0 | 1 | 0 | 4 | E | 9 | 3 | E | 9 | 5.6 | E | 9 | -14.4 | E | 9 | 19 | A | 7 | 830 | E | 9 | 140 | E | 9 | 2.6 | E | 9 | 14986 | C | 8 | 77777 | E | 9 | 0.4 | E | 8 | 0.043 | F | 8 | 0.22 | F | 8 | 0 | 1 | D | 9 | 0 | C | 8
1995-01-24 | 7:00 | 0 | 0 | 0 | 1 | 0 | 0 | 1 | 0 | 0 | 1 | 0 | 0 | 1 | 0 | 0 | 1 | 0 | 0 | 1 | 0 | 0 | 1 | 0 | 2 | E | 9 | 2 | E | 9 | 5.6 | E | 9 | -14.4 | E | 9 | 19 | A | 7 | 832 | E | 9 | 230 | E | 9 | 3.6 | E | 9 | 15000 | C | 8 | 77777 | E | 9 | 0.4 | E | 8 | 0.043 | F | 8 | 0.22 | F | 8 | 0 | 1 | D | 9 | 0 | C | 8
1995-01-24 | 8:00 | 65 | 1047 | 22 | 1 | 17 | 41 | 1 | 21 | 19 | 1 | 17 | 24 | 1 | 17 | 18 | 1 | 21 | 23 | 1 | 17 | 39 | 1 | 32 | 8 | E | 9 | 6 | E | 9 | 3.9 | E | 9 | -12.8 | E | 9 | 25 | A | 7 | 832 | E | 9 | 220 | E | 9 | 4.6 | E | 9 | 15015 | C | 8 | 5486 | E | 9 | 0.4 | E | 8 | 0.043 | F | 8 | 0.22 | F | 8 | 0 | 1 | D | 9 | 0 | C | 8
1995-01-24 | 9:00 | 287 | 1412 | 80 | 1 | 17 | 83 | 1 | 21 | 63 | 1 | 17 | 88 | 1 | 17 | 66 | 1 | 21 | 75 | 1 | 17 | 136 | 1 | 32 | 9 | E | 9 | 7 | E | 9 | 7.2 | E | 9 | -13.3 | E | 9 | 19 | A | 7 | 834 | E | 9 | 250 | E | 9 | 4.1 | E | 9 | 15029 | C | 8 | 5486 | E | 9 | 0.4 | E | 8 | 0.043 | F | 8 | 0.22 | F | 8 | 0 | 1 | D | 9 | 0 | C | 8
1995-01-24 | 10:00 | 484 | 1412 | 178 | 1 | 17 | 106 | 1 | 21 | 142 | 1 | 17 | 194 | 1 | 17 | 100 | 1 | 21 | 159 | 1 | 17 | 324 | 1 | 32 | 9 | E | 9 | 8 | E | 9 | 8.9 | E | 9 | -11.1 | E | 9 | 21 | A | 7 | 835 | E | 9 | 260 | E | 9 | 3.1 | E | 9 | 15044 | C | 8 | 5486 | E | 9 | 0.4 | E | 8 | 0.043 | F | 8 | 0.22 | F | 8 | 0 | 1 | D | 9 | 0 | C | 8
1995-01-24 | 11:00 | 627 | 1412 | 368 | 1 | 17 | 563 | 1 | 21 | 118 | 1 | 17 | 382 | 1 | 17 | 542 | 1 | 21 | 141 | 1 | 17 | 235 | 1 | 32 | 9 | E | 9 | 4 | E | 9 | 13.3 | E | 9 | -9.4 | E | 9 | 18 | A | 7 | 832 | E | 9 | 280 | E | 9 | 2.6 | E | 9 | 15058 | C | 8 | 77777 | E | 9 | 0.5 | E | 8 | 0.043 | F | 8 | 0.22 | F | 8 | 0 | 1 | D | 9 | 0 | C | 8
1995-01-24 | 12:00 | 708 | 1412 | 346 | 1 | 17 | 271 | 1 | 21 | 210 | 1 | 17 | 370 | 1 | 17 | 281 | 1 | 21 | 229 | 1 | 17 | 478 | 1 | 32 | 9 | E | 9 | 5 | E | 9 | 14.4 | E | 9 | -8.3 | E | 9 | 18 | A | 7 | 835 | E | 9 | 320 | E | 9 | 3.1 | E | 9 | 15073 | C | 8 | 7315 | E | 9 | 0.5 | E | 8 | 0.043 | F | 8 | 0.22 | F | 8 | 0 | 1 | D | 9 | 0 | C | 8
1995-01-24 | 13:00 | 721 | 1412 | 372 | 1 | 17 | 322 | 1 | 21 | 208 | 1 | 17 | 400 | 1 | 17 | 335 | 1 | 21 | 228 | 1 | 17 | 474 | 1 | 32 | 9 | E | 9 | 7 | E | 9 | 15.6 | E | 9 | -7.8 | E | 9 | 18 | A | 7 | 835 | E | 9 | 0 | E | 9 | 0 | E | 9 | 15087 | C | 8 | 6096 | E | 9 | 0.5 | E | 8 | 0.043 | F | 8 | 0.22 | F | 8 | 0 | 1 | D | 9 | 0 | C | 8
1995-01-24 | 14:00 | 664 | 1412 | 456 | 1 | 17 | 615 | 1 | 21 | 167 | 1 | 17 | 480 | 1 | 17 | 610 | 1 | 21 | 192 | 1 | 17 | 346 | 1 | 32 | 8 | E | 9 | 6 | E | 9 | 15 | E | 9 | -7.8 | E | 9 | 18 | A | 7 | 834 | E | 9 | 350 | E | 9 | 2.1 | E | 9 | 15101 | C | 8 | 5486 | E | 9 | 0.5 | E | 8 | 0.043 | F | 8 | 0.22 | F | 8 | 0 | 1 | D | 9 | 0 | C | 8
1995-01-24 | 15:00 | 542 | 1412 | 313 | 1 | 17 | 540 | 1 | 21 | 106 | 1 | 17 | 324 | 1 | 17 | 504 | 1 | 21 | 129 | 1 | 17 | 201 | 1 | 32 | 4 | E | 9 | 2 | E | 9 | 14.4 | E | 9 | -7.2 | E | 9 | 20 | A | 7 | 834 | E | 9 | 10 | E | 9 | 2.6 | E | 9 | 15116 | C | 8 | 77777 | E | 9 | 0.5 | E | 8 | 0.043 | F | 8 | 0.22 | F | 8 | 0 | 1 | D | 9 | 0 | C | 8
1995-01-24 | 16:00 | 364 | 1412 | 169 | 1 | 17 | 320 | 1 | 21 | 86 | 1 | 17 | 176 | 1 | 17 | 268 | 1 | 21 | 107 | 1 | 17 | 159 | 1 | 32 | 4 | E | 9 | 3 | E | 9 | 13.3 | E | 9 | -6.7 | E | 9 | 23 | A | 7 | 834 | E | 9 | 320 | E | 9 | 3.1 | E | 9 | 15130 | C | 8 | 77777 | E | 9 | 0.5 | E | 8 | 0.043 | F | 8 | 0.22 | F | 8 | 0 | 1 | D | 9 | 0 | C | 8
1995-01-24 | 17:00 | 142 | 1412 | 56 | 1 | 17 | 272 | 1 | 21 | 28 | 1 | 17 | 57 | 1 | 17 | 153 | 1 | 21 | 41 | 1 | 17 | 50 | 1 | 32 | 2 | E | 9 | 1 | E | 9 | 12.2 | E | 9 | -7.2 | E | 9 | 23 | A | 7 | 832 | E | 9 | 310 | E | 9 | 5.7 | E | 9 | 15145 | C | 8 | 77777 | E | 9 | 0.5 | E | 8 | 0.043 | F | 8 | 0.22 | F | 8 | 0 | 1 | D | 9 | 0 | C | 8
1995-01-24 | 18:00 | 1 | 153 | 0 | 1 | 17 | 5 | 1 | 21 | 0 | 1 | 17 | 0 | 1 | 17 | 0 | 1 | 21 | 0 | 1 | 17 | 0 | 1 | 32 | 1 | E | 9 | 0 | E | 9 | 8.9 | E | 9 | -6.7 | E | 9 | 30 | A | 7 | 835 | E | 9 | 320 | E | 9 | 4.6 | E | 9 | 15159 | C | 8 | 77777 | E | 9 | 0.5 | E | 8 | 0.043 | F | 8 | 0.22 | F | 8 | 0 | 1 | D | 9 | 0 | C | 8
1995-01-24 | 19:00 | 0 | 0 | 0 | 1 | 0 | 0 | 1 | 0 | 0 | 1 | 0 | 0 | 1 | 0 | 0 | 1 | 0 | 0 | 1 | 0 | 0 | 1 | 0 | 0 | E | 9 | 0 | E | 9 | 6.1 | E | 9 | -7.2 | E | 9 | 35 | A | 7 | 835 | E | 9 | 310 | E | 9 | 3.1 | E | 9 | 15174 | C | 8 | 77777 | E | 9 | 0.5 | E | 8 | 0.043 | F | 8 | 0.22 | F | 8 | 0 | 1 | D | 9 | 0 | C | 8
1995-01-24 | 20:00 | 0 | 0 | 0 | 1 | 0 | 0 | 1 | 0 | 0 | 1 | 0 | 0 | 1 | 0 | 0 | 1 | 0 | 0 | 1 | 0 | 0 | 1 | 0 | 0 | E | 9 | 0 | E | 9 | 6.1 | E | 9 | -6.7 | E | 9 | 37 | A | 7 | 835 | E | 9 | 280 | E | 9 | 2.1 | E | 9 | 15188 | C | 8 | 77777 | E | 9 | 0.6 | E | 8 | 0.043 | F | 8 | 0.22 | F | 8 | 0 | 1 | D | 9 | 0 | C | 8
1995-01-24 | 21:00 | 0 | 0 | 0 | 1 | 0 | 0 | 1 | 0 | 0 | 1 | 0 | 0 | 1 | 0 | 0 | 1 | 0 | 0 | 1 | 0 | 0 | 1 | 0 | 0 | E | 9 | 0 | E | 9 | 4.4 | E | 9 | -6.7 | E | 9 | 41 | A | 7 | 835 | E | 9 | 250 | E | 9 | 4.1 | E | 9 | 15203 | C | 8 | 77777 | E | 9 | 0.6 | E | 8 | 0.043 | F | 8 | 0.22 | F | 8 | 0 | 1 | D | 9 | 0 | C | 8
1995-01-24 | 22:00 | 0 | 0 | 0 | 1 | 0 | 0 | 1 | 0 | 0 | 1 | 0 | 0 | 1 | 0 | 0 | 1 | 0 | 0 | 1 | 0 | 0 | 1 | 0 | 0 | E | 9 | 0 | E | 9 | 2.2 | E | 9 | -6.1 | E | 9 | 51 | A | 7 | 835 | E | 9 | 230 | E | 9 | 4.6 | E | 9 | 15217 | C | 8 | 77777 | E | 9 | 0.6 | E | 8 | 0.043 | F | 8 | 0.22 | F | 8 | 0 | 1 | D | 9 | 0 | C | 8
1995-01-24 | 23:00 | 0 | 0 | 0 | 1 | 0 | 0 | 1 | 0 | 0 | 1 | 0 | 0 | 1 | 0 | 0 | 1 | 0 | 0 | 1 | 0 | 0 | 1 | 0 | 0 | E | 9 | 0 | E | 9 | 1.1 | E | 9 | -6.1 | E | 9 | 55 | A | 7 | 838 | E | 9 | 250 | E | 9 | 4.1 | E | 9 | 15232 | C | 8 | 77777 | E | 9 | 0.6 | E | 8 | 0.043 | F | 8 | 0.22 | F | 8 | 0 | 1 | D | 9 | 0 | C | 8
1995-01-24 | 24:00 | 0 | 0 | 0 | 1 | 0 | 0 | 1 | 0 | 0 | 1 | 0 | 0 | 1 | 0 | 0 | 1 | 0 | 0 | 1 | 0 | 0 | 1 | 0 | 0 | E | 9 | 0 | E | 9 | 1.1 | E | 9 | -7.2 | E | 9 | 50 | A | 7 | 834 | E | 9 | 260 | E | 9 | 5.7 | E | 9 | 15246 | C | 8 | 77777 | E | 9 | 0.6 | E | 8 | 0.043 | F | 8 | 0.22 | F | 8 | 0 | 1 | D | 9 | 0 | C | 8
1995-01-25 | 1:00 | 0 | 0 | 0 | 1 | 0 | 0 | 1 | 0 | 0 | 1 | 0 | 0 | 1 | 0 | 0 | 1 | 0 | 0 | 1 | 0 | 0 | 1 | 0 | 0 | E | 9 | 0 | E | 9 | 0.6 | E | 9 | -7.2 | E | 9 | 52 | A | 7 | 833 | E | 9 | 270 | E | 9 | 5.2 | E | 9 | 15261 | C | 8 | 77777 | E | 9 | 0.6 | E | 8 | 0.043 | F | 8 | 0.22 | F | 8 | 0 | 1 | D | 9 | 0 | C | 8
1995-01-25 | 2:00 | 0 | 0 | 0 | 1 | 0 | 0 | 1 | 0 | 0 | 1 | 0 | 0 | 1 | 0 | 0 | 1 | 0 | 0 | 1 | 0 | 0 | 1 | 0 | 0 | E | 9 | 0 | E | 9 | -1.1 | E | 9 | -7.8 | E | 9 | 57 | A | 7 | 832 | E | 9 | 270 | E | 9 | 5.2 | E | 9 | 15275 | C | 8 | 77777 | E | 9 | 0.6 | E | 8 | 0.043 | F | 8 | 0.22 | F | 8 | 0 | 1 | D | 9 | 0 | C | 8
1995-01-25 | 3:00 | 0 | 0 | 0 | 1 | 0 | 0 | 1 | 0 | 0 | 1 | 0 | 0 | 1 | 0 | 0 | 1 | 0 | 0 | 1 | 0 | 0 | 1 | 0 | 0 | E | 9 | 0 | E | 9 | -1.1 | E | 9 | -7.8 | E | 9 | 57 | A | 7 | 832 | E | 9 | 230 | E | 9 | 1.5 | E | 9 | 15290 | C | 8 | 77777 | E | 9 | 0.6 | E | 8 | 0.043 | F | 8 | 0.22 | F | 8 | 0 | 1 | D | 9 | 0 | C | 8
1995-01-25 | 4:00 | 0 | 0 | 0 | 1 | 0 | 0 | 1 | 0 | 0 | 1 | 0 | 0 | 1 | 0 | 0 | 1 | 0 | 0 | 1 | 0 | 0 | 1 | 0 | 0 | E | 9 | 0 | E | 9 | -1.1 | E | 9 | -7.8 | E | 9 | 57 | A | 7 | 832 | E | 9 | 240 | E | 9 | 3.6 | E | 9 | 15304 | C | 8 | 77777 | E | 9 | 0.6 | E | 8 | 0.043 | F | 8 | 0.22 | F | 8 | 0 | 1 | D | 9 | 0 | C | 8
1995-01-25 | 5:00 | 0 | 0 | 0 | 1 | 0 | 0 | 1 | 0 | 0 | 1 | 0 | 0 | 1 | 0 | 0 | 1 | 0 | 0 | 1 | 0 | 0 | 1 | 0 | 0 | E | 9 | 0 | E | 9 | 1.1 | E | 9 | -9.4 | E | 9 | 41 | A | 7 | 836 | E | 9 | 170 | E | 9 | 1.5 | E | 9 | 15318 | C | 8 | 77777 | E | 9 | 0.7 | E | 8 | 0.043 | F | 8 | 0.22 | F | 8 | 0 | 1 | D | 9 | 0 | C | 8
1995-01-25 | 6:00 | 0 | 0 | 0 | 1 | 0 | 0 | 1 | 0 | 0 | 1 | 0 | 0 | 1 | 0 | 0 | 1 | 0 | 0 | 1 | 0 | 0 | 1 | 0 | 0 | E | 9 | 0 | E | 9 | -3.3 | E | 9 | -8.9 | E | 9 | 62 | A | 7 | 831 | E | 9 | 240 | E | 9 | 2.1 | E | 9 | 15333 | C | 8 | 77777 | E | 9 | 0.7 | E | 8 | 0.043 | F | 8 | 0.22 | F | 8 | 0 | 1 | D | 9 | 0 | C | 8
1995-01-25 | 7:00 | 0 | 0 | 0 | 1 | 0 | 0 | 1 | 0 | 0 | 1 | 0 | 0 | 1 | 0 | 0 | 1 | 0 | 0 | 1 | 0 | 0 | 1 | 0 | 0 | E | 9 | 0 | E | 9 | -3.3 | E | 9 | -8.3 | E | 9 | 65 | A | 7 | 832 | E | 9 | 200 | E | 9 | 2.6 | E | 9 | 15347 | C | 8 | 77777 | E | 9 | 0.7 | E | 8 | 0.043 | F | 8 | 0.22 | F | 8 | 0 | 1 | D | 9 | 0 | C | 8
1995-01-25 | 8:00 | 67 | 1070 | 27 | 1 | 17 | 242 | 1 | 21 | 11 | 1 | 17 | 28 | 1 | 17 | 134 | 1 | 21 | 20 | 1 | 17 | 25 | 1 | 32 | 0 | E | 9 | 0 | E | 9 | -2.2 | E | 9 | -7.8 | E | 9 | 62 | A | 7 | 832 | E | 9 | 150 | E | 9 | 3.1 | E | 9 | 15362 | C | 8 | 77777 | E | 9 | 0.7 | E | 8 | 0.043 | F | 8 | 0.22 | F | 8 | 0 | 1 | D | 9 | 0 | C | 8
1995-01-25 | 9:00 | 291 | 1411 | 172 | 1 | 17 | 675 | 1 | 21 | 33 | 1 | 17 | 182 | 1 | 17 | 555 | 1 | 21 | 68 | 1 | 17 | 74 | 1 | 32 | 0 | E | 9 | 0 | E | 9 | 3.3 | E | 9 | -6.7 | E | 9 | 45 | A | 7 | 833 | E | 9 | 150 | E | 9 | 2.1 | E | 9 | 15376 | C | 8 | 77777 | E | 9 | 0.7 | E | 8 | 0.043 | F | 8 | 0.22 | F | 8 | 0 | 1 | D | 9 | 0 | C | 8
1995-01-25 | 10:00 | 488 | 1411 | 332 | 1 | 17 | 784 | 1 | 21 | 61 | 1 | 17 | 346 | 1 | 17 | 724 | 1 | 21 | 94 | 1 | 17 | 123 | 1 | 32 | 4 | E | 9 | 0 | E | 9 | 5.6 | E | 9 | -6.7 | E | 9 | 38 | A | 7 | 834 | E | 9 | 0 | E | 9 | 0 | E | 9 | 15391 | C | 8 | 77777 | E | 9 | 0.7 | E | 8 | 0.043 | F | 8 | 0.22 | F | 8 | 0 | 1 | D | 9 | 0 | C | 8
1995-01-25 | 11:00 | 632 | 1411 | 325 | 1 | 17 | 208 | 1 | 21 | 232 | 1 | 17 | 350 | 1 | 17 | 208 | 1 | 21 | 256 | 1 | 17 | 559 | 1 | 32 | 8 | E | 9 | 6 | E | 9 | 6.1 | E | 9 | -6.7 | E | 9 | 37 | A | 7 | 835 | E | 9 | 0 | E | 9 | 0 | E | 9 | 15405 | C | 8 | 9144 | E | 9 | 0.7 | E | 8 | 0.043 | F | 8 | 0.22 | F | 8 | 0 | 1 | D | 9 | 0 | C | 8
1995-01-25 | 12:00 | 713 | 1411 | 394 | 1 | 17 | 317 | 1 | 21 | 234 | 1 | 17 | 419 | 1 | 17 | 329 | 1 | 21 | 252 | 1 | 17 | 546 | 1 | 32 | 7 | E | 9 | 7 | E | 9 | 8.9 | E | 9 | -6.7 | E | 9 | 30 | A | 7 | 833 | E | 9 | 30 | E | 9 | 3.1 | E | 9 | 15420 | C | 8 | 9144 | E | 9 | 0.7 | E | 8 | 0.043 | F | 8 | 0.22 | F | 8 | 0 | 1 | D | 9 | 0 | C | 8
1995-01-25 | 13:00 | 726 | 1411 | 479 | 1 | 17 | 554 | 1 | 21 | 194 | 1 | 17 | 502 | 1 | 17 | 556 | 1 | 21 | 215 | 1 | 17 | 420 | 1 | 32 | 10 | E | 9 | 4 | E | 9 | 10 | E | 9 | -9.4 | E | 9 | 22 | A | 7 | 832 | E | 9 | 320 | E | 9 | 4.1 | E | 9 | 15434 | C | 8 | 77777 | E | 9 | 0.7 | E | 8 | 0.043 | F | 8 | 0.22 | F | 8 | 0 | 1 | D | 9 | 0 | C | 8
1995-01-25 | 14:00 | 670 | 1411 | 293 | 1 | 17 | 266 | 1 | 21 | 166 | 1 | 17 | 316 | 1 | 17 | 274 | 1 | 21 | 186 | 1 | 17 | 357 | 1 | 32 | 10 | E | 9 | 5 | E | 9 | 11.1 | E | 9 | -8.9 | E | 9 | 22 | A | 7 | 832 | E | 9 | 330 | E | 9 | 5.2 | E | 9 | 15449 | C | 8 | 77777 | E | 9 | 0.7 | E | 8 | 0.043 | F | 8 | 0.22 | F | 8 | 0 | 1 | D | 9 | 0 | C | 8
1995-01-25 | 15:00 | 548 | 1411 | 346 | 1 | 17 | 547 | 1 | 21 | 133 | 1 | 17 | 363 | 1 | 17 | 521 | 1 | 21 | 160 | 1 | 17 | 260 | 1 | 32 | 9 | E | 9 | 4 | E | 9 | 11.7 | E | 9 | -8.3 | E | 9 | 22 | A | 7 | 832 | E | 9 | 70 | E | 9 | 5.7 | E | 9 | 15463 | C | 8 | 77777 | E | 9 | 0.7 | E | 8 | 0.043 | F | 8 | 0.22 | F | 8 | 0 | 1 | D | 9 | 0 | C | 8
1995-01-25 | 16:00 | 369 | 1411 | 171 | 1 | 17 | 353 | 1 | 21 | 79 | 1 | 17 | 181 | 1 | 17 | 298 | 1 | 21 | 103 | 1 | 17 | 145 | 1 | 32 | 10 | E | 9 | 2 | E | 9 | 9.4 | E | 9 | -7.8 | E | 9 | 27 | A | 7 | 832 | E | 9 | 20 | E | 9 | 11.3 | E | 9 | 15478 | C | 8 | 77777 | E | 9 | 0.7 | E | 8 | 0.043 | F | 8 | 0.22 | F | 8 | 0 | 1 | D | 9 | 0 | C | 8
1995-01-25 | 17:00 | 147 | 1411 | 52 | 1 | 17 | 29 | 1 | 21 | 49 | 1 | 17 | 57 | 1 | 17 | 19 | 1 | 21 | 55 | 1 | 17 | 108 | 1 | 32 | 10 | E | 9 | 5 | E | 9 | 7.8 | E | 9 | -7.8 | E | 9 | 30 | A | 7 | 831 | E | 9 | 40 | E | 9 | 9.8 | E | 9 | 15492 | C | 8 | 77777 | E | 9 | 0.7 | E | 8 | 0.043 | F | 8 | 0.22 | F | 8 | 0 | 1 | D | 9 | 0 | C | 8
1995-01-25 | 18:00 | 2 | 176 | 0 | 1 | 17 | 4 | 1 | 21 | 0 | 1 | 17 | 0 | 1 | 17 | 0 | 1 | 21 | 0 | 1 | 17 | 0 | 1 | 32 | 7 | E | 9 | 6 | E | 9 | 5.6 | E | 9 | -8.3 | E | 9 | 33 | A | 7 | 831 | E | 9 | 50 | E | 9 | 10.3 | E | 9 | 15506 | C | 8 | 7620 | E | 9 | 0.7 | E | 8 | 0.043 | F | 8 | 0.22 | F | 8 | 0 | 1 | D | 9 | 0 | C | 8
1995-01-25 | 19:00 | 0 | 0 | 0 | 1 | 0 | 0 | 1 | 0 | 0 | 1 | 0 | 0 | 1 | 0 | 0 | 1 | 0 | 0 | 1 | 0 | 0 | 1 | 0 | 8 | E | 9 | 6 | E | 9 | 3.9 | E | 9 | -7.8 | E | 9 | 39 | A | 7 | 830 | E | 9 | 40 | E | 9 | 9.3 | E | 9 | 15521 | C | 8 | 7620 | E | 9 | 0.7 | E | 8 | 0.043 | F | 8 | 0.22 | F | 8 | 0 | 1 | D | 9 | 0 | C | 8
1995-01-25 | 20:00 | 0 | 0 | 0 | 1 | 0 | 0 | 1 | 0 | 0 | 1 | 0 | 0 | 1 | 0 | 0 | 1 | 0 | 0 | 1 | 0 | 0 | 1 | 0 | 9 | E | 9 | 7 | E | 9 | 5 | E | 9 | -7.2 | E | 9 | 38 | A | 7 | 829 | E | 9 | 60 | E | 9 | 4.6 | E | 9 | 15535 | C | 8 | 7620 | E | 9 | 0.7 | E | 8 | 0.043 | F | 8 | 0.22 | F | 8 | 0 | 1 | D | 9 | 0 | C | 8
1995-01-25 | 21:00 | 0 | 0 | 0 | 1 | 0 | 0 | 1 | 0 | 0 | 1 | 0 | 0 | 1 | 0 | 0 | 1 | 0 | 0 | 1 | 0 | 0 | 1 | 0 | 8 | E | 9 | 8 | E | 9 | 6.1 | E | 9 | -7.2 | E | 9 | 35 | A | 7 | 829 | E | 9 | 70 | E | 9 | 5.2 | E | 9 | 15550 | C | 8 | 6706 | E | 9 | 0.7 | E | 8 | 0.043 | F | 8 | 0.22 | F | 8 | 0 | 1 | D | 9 | 0 | C | 8
1995-01-25 | 22:00 | 0 | 0 | 0 | 1 | 0 | 0 | 1 | 0 | 0 | 1 | 0 | 0 | 1 | 0 | 0 | 1 | 0 | 0 | 1 | 0 | 0 | 1 | 0 | 2 | E | 9 | 2 | E | 9 | 5 | E | 9 | -5.6 | E | 9 | 44 | A | 7 | 828 | E | 9 | 40 | E | 9 | 6.7 | E | 9 | 15564 | C | 8 | 77777 | E | 9 | 0.7 | E | 8 | 0.043 | F | 8 | 0.22 | F | 8 | 0 | 1 | D | 9 | 0 | C | 8
1995-01-25 | 23:00 | 0 | 0 | 0 | 1 | 0 | 0 | 1 | 0 | 0 | 1 | 0 | 0 | 1 | 0 | 0 | 1 | 0 | 0 | 1 | 0 | 0 | 1 | 0 | 4 | E | 9 | 3 | E | 9 | 4.4 | E | 9 | -5 | E | 9 | 48 | A | 7 | 828 | E | 9 | 60 | E | 9 | 5.2 | E | 9 | 15579 | C | 8 | 77777 | E | 9 | 0.7 | E | 8 | 0.043 | F | 8 | 0.22 | F | 8 | 0 | 1 | D | 9 | 0 | C | 8
1995-01-25 | 24:00 | 0 | 0 | 0 | 1 | 0 | 0 | 1 | 0 | 0 | 1 | 0 | 0 | 1 | 0 | 0 | 1 | 0 | 0 | 1 | 0 | 0 | 1 | 0 | 0 | E | 9 | 0 | E | 9 | 3.3 | E | 9 | -2.8 | E | 9 | 63 | A | 7 | 826 | E | 9 | 30 | E | 9 | 2.1 | E | 9 | 15593 | C | 8 | 77777 | E | 9 | 0.7 | E | 8 | 0.043 | F | 8 | 0.22 | F | 8 | 0 | 1 | D | 9 | 0 | C | 8
1995-01-26 | 1:00 | 0 | 0 | 0 | 1 | 0 | 0 | 1 | 0 | 0 | 1 | 0 | 0 | 1 | 0 | 0 | 1 | 0 | 0 | 1 | 0 | 0 | 1 | 0 | 2 | E | 9 | 1 | E | 9 | 2.2 | E | 9 | -2.2 | E | 9 | 71 | A | 7 | 826 | E | 9 | 70 | E | 9 | 2.1 | E | 9 | 15608 | C | 8 | 77777 | E | 9 | 0.7 | E | 8 | 0.043 | F | 8 | 0.22 | F | 8 | 0 | 1 | D | 9 | 0 | C | 8
1995-01-26 | 2:00 | 0 | 0 | 0 | 1 | 0 | 0 | 1 | 0 | 0 | 1 | 0 | 0 | 1 | 0 | 0 | 1 | 0 | 0 | 1 | 0 | 0 | 1 | 0 | 4 | E | 9 | 1 | E | 9 | 0.6 | E | 9 | -2.2 | E | 9 | 80 | A | 7 | 825 | E | 9 | 150 | E | 9 | 2.1 | E | 9 | 15622 | C | 8 | 77777 | E | 9 | 0.7 | E | 8 | 0.043 | F | 8 | 0.22 | F | 8 | 0 | 1 | D | 9 | 0 | C | 8
1995-01-26 | 3:00 | 0 | 0 | 0 | 1 | 0 | 0 | 1 | 0 | 0 | 1 | 0 | 0 | 1 | 0 | 0 | 1 | 0 | 0 | 1 | 0 | 0 | 1 | 0 | 6 | E | 9 | 2 | E | 9 | -1.1 | E | 9 | -2.2 | E | 9 | 91 | A | 7 | 824 | E | 9 | 220 | E | 9 | 3.6 | E | 9 | 15637 | C | 8 | 77777 | E | 9 | 0.7 | E | 8 | 0.043 | F | 8 | 0.22 | F | 8 | 0 | 1 | D | 9 | 0 | C | 8
1995-01-26 | 4:00 | 0 | 0 | 0 | 1 | 0 | 0 | 1 | 0 | 0 | 1 | 0 | 0 | 1 | 0 | 0 | 1 | 0 | 0 | 1 | 0 | 0 | 1 | 0 | 8 | E | 9 | 1 | E | 9 | -3.9 | E | 9 | -5 | E | 9 | 91 | A | 7 | 824 | E | 9 | 220 | E | 9 | 4.1 | E | 9 | 15651 | C | 8 | 77777 | E | 9 | 0.7 | E | 8 | 0.043 | F | 8 | 0.22 | F | 8 | 0 | 1 | D | 9 | 0 | C | 8
1995-01-26 | 5:00 | 0 | 0 | 0 | 1 | 0 | 0 | 1 | 0 | 0 | 1 | 0 | 0 | 1 | 0 | 0 | 1 | 0 | 0 | 1 | 0 | 0 | 1 | 0 | 7 | E | 9 | 1 | E | 9 | -5 | E | 9 | -6.7 | E | 9 | 86 | A | 7 | 826 | E | 9 | 230 | E | 9 | 5.7 | E | 9 | 15666 | C | 8 | 77777 | E | 9 | 0.7 | E | 8 | 0.043 | F | 8 | 0.22 | F | 8 | 0 | 1 | D | 9 | 0 | C | 8
1995-01-26 | 6:00 | 0 | 0 | 0 | 1 | 0 | 0 | 1 | 0 | 0 | 1 | 0 | 0 | 1 | 0 | 0 | 1 | 0 | 0 | 1 | 0 | 0 | 1 | 0 | 8 | E | 9 | 1 | E | 9 | -5.6 | E | 9 | -7.2 | E | 9 | 87 | A | 7 | 824 | E | 9 | 230 | E | 9 | 4.6 | E | 9 | 15680 | C | 8 | 77777 | E | 9 | 0.8 | E | 8 | 0.043 | F | 8 | 0.22 | F | 8 | 0 | 1 | D | 9 | 0 | C | 8
1995-01-26 | 7:00 | 0 | 0 | 0 | 1 | 0 | 0 | 1 | 0 | 0 | 1 | 0 | 0 | 1 | 0 | 0 | 1 | 0 | 0 | 1 | 0 | 0 | 1 | 0 | 9 | E | 9 | 2 | E | 9 | -6.7 | E | 9 | -8.3 | E | 9 | 87 | A | 7 | 825 | E | 9 | 230 | E | 9 | 4.1 | E | 9 | 15695 | C | 8 | 77777 | E | 9 | 0.8 | E | 8 | 0.043 | F | 8 | 0.22 | F | 8 | 0 | 1 | D | 9 | 0 | C | 8
1995-01-26 | 8:00 | 70 | 1094 | 19 | 1 | 17 | 30 | 1 | 21 | 17 | 1 | 17 | 21 | 1 | 17 | 14 | 1 | 21 | 20 | 1 | 17 | 35 | 1 | 32 | 10 | E | 9 | 4 | E | 9 | -7.8 | E | 9 | -9.4 | E | 9 | 87 | A | 7 | 826 | E | 9 | 240 | E | 9 | 4.1 | E | 9 | 15709 | C | 8 | 77777 | E | 9 | 0.8 | E | 8 | 0.043 | F | 8 | 0.22 | F | 8 | 0 | 1 | D | 9 | 0 | C | 8
1995-01-26 | 9:00 | 295 | 1411 | 72 | 1 | 17 | 113 | 1 | 21 | 48 | 1 | 17 | 79 | 1 | 17 | 87 | 1 | 21 | 60 | 1 | 17 | 85 | 1 | 32 | 10 | E | 9 | 4 | E | 9 | -7.8 | E | 9 | -9.4 | E | 9 | 87 | A | 7 | 827 | E | 9 | 240 | E | 9 | 3.6 | E | 9 | 15723 | C | 8 | 77777 | E | 9 | 0.8 | E | 8 | 0.043 | F | 8 | 0.22 | F | 8 | 0 | 1 | D | 9 | 0 | C | 8
1995-01-26 | 10:00 | 492 | 1411 | 255 | 1 | 17 | 269 | 1 | 21 | 161 | 1 | 17 | 267 | 1 | 17 | 255 | 1 | 21 | 178 | 1 | 17 | 342 | 1 | 32 | 8 | E | 9 | 4 | E | 9 | -7.2 | E | 9 | -9.4 | E | 9 | 82 | A | 7 | 827 | E | 9 | 240 | E | 9 | 3.1 | E | 9 | 15738 | C | 8 | 77777 | E | 9 | 0.8 | E | 8 | 0.043 | F | 8 | 0.22 | F | 8 | 0 | 1 | D | 9 | 0 | C | 8
1995-01-26 | 11:00 | 636 | 1411 | 366 | 1 | 17 | 472 | 1 | 21 | 153 | 1 | 17 | 386 | 1 | 17 | 464 | 1 | 21 | 176 | 1 | 17 | 311 | 1 | 32 | 6 | E | 9 | 2 | E | 9 | -7.2 | E | 9 | -10 | E | 9 | 78 | A | 7 | 828 | E | 9 | 290 | E | 9 | 4.1 | E | 9 | 15752 | C | 8 | 77777 | E | 9 | 0.8 | E | 8 | 0.043 | F | 8 | 0.22 | F | 8 | 0 | 1 | D | 9 | 0 | C | 8
1995-01-26 | 12:00 | 718 | 1411 | 479 | 1 | 17 | 722 | 1 | 21 | 111 | 1 | 17 | 506 | 1 | 17 | 716 | 1 | 21 | 140 | 1 | 17 | 241 | 1 | 32 | 3 | E | 9 | 1 | E | 9 | -5.6 | E | 9 | -9.4 | E | 9 | 72 | A | 7 | 827 | E | 9 | 290 | E | 9 | 4.6 | E | 9 | 15767 | C | 8 | 77777 | E | 9 | 0.8 | E | 8 | 0.043 | F | 8 | 0.22 | F | 8 | 0 | 1 | D | 9 | 0 | C | 8
1995-01-26 | 13:00 | 731 | 1411 | 541 | 1 | 17 | 895 | 1 | 21 | 77 | 1 | 17 | 566 | 1 | 17 | 874 | 1 | 21 | 111 | 1 | 17 | 162 | 1 | 32 | 2 | E | 9 | 0 | E | 9 | -4.4 | E | 9 | -10 | E | 9 | 61 | A | 7 | 827 | E | 9 | 340 | E | 9 | 5.2 | E | 9 | 15781 | C | 8 | 77777 | E | 9 | 0.8 | E | 8 | 0.043 | F | 8 | 0.22 | F | 8 | 0 | 1 | D | 9 | 0 | C | 8
1995-01-26 | 14:00 | 675 | 1411 | 493 | 1 | 17 | 896 | 1 | 21 | 64 | 1 | 17 | 518 | 1 | 17 | 869 | 1 | 21 | 101 | 1 | 17 | 146 | 1 | 32 | 0 | E | 9 | 0 | E | 9 | -6.1 | E | 9 | -9.4 | E | 9 | 75 | A | 7 | 828 | E | 9 | 340 | E | 9 | 3.6 | E | 9 | 15796 | C | 8 | 77777 | E | 9 | 0.8 | E | 8 | 0.043 | F | 8 | 0.22 | F | 8 | 0 | 1 | D | 9 | 0 | C | 8
1995-01-26 | 15:00 | 553 | 1411 | 385 | 1 | 17 | 841 | 1 | 21 | 55 | 1 | 17 | 406 | 1 | 17 | 794 | 1 | 21 | 93 | 1 | 17 | 124 | 1 | 32 | 0 | E | 9 | 0 | E | 9 | -5.6 | E | 9 | -9.4 | E | 9 | 72 | A | 7 | 828 | E | 9 | 30 | E | 9 | 2.6 | E | 9 | 15810 | C | 8 | 77777 | E | 9 | 0.9 | E | 8 | 0.043 | F | 8 | 0.22 | F | 8 | 0 | 1 | D | 9 | 0 | C | 8
1995-01-26 | 16:00 | 374 | 1411 | 229 | 1 | 17 | 697 | 1 | 21 | 44 | 1 | 17 | 239 | 1 | 17 | 606 | 1 | 21 | 78 | 1 | 17 | 91 | 1 | 32 | 1 | E | 9 | 0 | E | 9 | -5.6 | E | 9 | -8.9 | E | 9 | 75 | A | 7 | 827 | E | 9 | 0 | E | 9 | 0 | E | 9 | 15825 | C | 8 | 77777 | E | 9 | 0.9 | E | 8 | 0.043 | F | 8 | 0.22 | F | 8 | 0 | 1 | D | 9 | 0 | C | 8
1995-01-26 | 17:00 | 153 | 1411 | 69 | 1 | 17 | 402 | 1 | 21 | 26 | 1 | 17 | 70 | 1 | 17 | 254 | 1 | 21 | 42 | 1 | 17 | 47 | 1 | 32 | 1 | E | 9 | 0 | E | 9 | -5 | E | 9 | -7.8 | E | 9 | 79 | A | 7 | 827 | E | 9 | 110 | E | 9 | 2.1 | E | 9 | 15839 | C | 8 | 77777 | E | 9 | 0.9 | E | 8 | 0.043 | F | 8 | 0.22 | F | 8 | 0 | 1 | D | 9 | 0 | C | 8
1995-01-26 | 18:00 | 3 | 223 | 0 | 1 | 17 | 17 | 1 | 21 | 0 | 1 | 17 | 0 | 1 | 17 | 0 | 1 | 21 | 0 | 1 | 17 | 0 | 1 | 32 | 0 | E | 9 | 0 | E | 9 | -5 | E | 9 | -6.7 | E | 9 | 86 | A | 7 | 828 | E | 9 | 180 | E | 9 | 5.7 | E | 9 | 15854 | C | 8 | 77777 | E | 9 | 0.9 | E | 8 | 0.043 | F | 8 | 0.22 | F | 8 | 0 | 1 | D | 9 | 0 | C | 8
1995-01-26 | 19:00 | 0 | 0 | 0 | 1 | 0 | 0 | 1 | 0 | 0 | 1 | 0 | 0 | 1 | 0 | 0 | 1 | 0 | 0 | 1 | 0 | 0 | 1 | 0 | 0 | E | 9 | 0 | E | 9 | -4.4 | E | 9 | -5.6 | E | 9 | 90 | A | 7 | 828 | E | 9 | 200 | E | 9 | 5.2 | E | 9 | 15868 | C | 8 | 77777 | E | 9 | 0.9 | E | 8 | 0.043 | F | 8 | 0.22 | F | 8 | 0 | 1 | D | 9 | 0 | C | 8
1995-01-26 | 20:00 | 0 | 0 | 0 | 1 | 0 | 0 | 1 | 0 | 0 | 1 | 0 | 0 | 1 | 0 | 0 | 1 | 0 | 0 | 1 | 0 | 0 | 1 | 0 | 0 | E | 9 | 0 | E | 9 | -3.9 | E | 9 | -5 | E | 9 | 91 | A | 7 | 828 | E | 9 | 170 | E | 9 | 5.7 | E | 9 | 15883 | C | 8 | 77777 | E | 9 | 0.9 | E | 8 | 0.043 | F | 8 | 0.22 | F | 8 | 0 | 1 | D | 9 | 0 | C | 8
1995-01-26 | 21:00 | 0 | 0 | 0 | 1 | 0 | 0 | 1 | 0 | 0 | 1 | 0 | 0 | 1 | 0 | 0 | 1 | 0 | 0 | 1 | 0 | 0 | 1 | 0 | 0 | E | 9 | 0 | E | 9 | -3.9 | E | 9 | -5.6 | E | 9 | 86 | A | 7 | 829 | E | 9 | 180 | E | 9 | 3.1 | E | 9 | 15897 | C | 8 | 77777 | E | 9 | 0.9 | E | 8 | 0.043 | F | 8 | 0.22 | F | 8 | 0 | 1 | D | 9 | 0 | C | 8
1995-01-26 | 22:00 | 0 | 0 | 0 | 1 | 0 | 0 | 1 | 0 | 0 | 1 | 0 | 0 | 1 | 0 | 0 | 1 | 0 | 0 | 1 | 0 | 0 | 1 | 0 | 0 | E | 9 | 0 | E | 9 | -3.3 | E | 9 | -5.6 | E | 9 | 82 | A | 7 | 829 | E | 9 | 190 | E | 9 | 5.2 | E | 9 | 15911 | C | 8 | 77777 | E | 9 | 0.9 | E | 8 | 0.043 | F | 8 | 0.22 | F | 8 | 0 | 1 | D | 9 | 0 | C | 8
1995-01-26 | 23:00 | 0 | 0 | 0 | 1 | 0 | 0 | 1 | 0 | 0 | 1 | 0 | 0 | 1 | 0 | 0 | 1 | 0 | 0 | 1 | 0 | 0 | 1 | 0 | 0 | E | 9 | 0 | E | 9 | -3 | E | 9 | -4.3 | E | 9 | 90 | A | 7 | 829 | E | 9 | 180 | E | 9 | 5.1 | E | 9 | 15926 | C | 8 | 20446 | E | 9 | 1 | E | 8 | 0.043 | F | 8 | 0.22 | F | 8 | 0 | 1 | D | 9 | 0 | C | 8
1995-01-26 | 24:00 | 0 | 0 | 0 | 1 | 0 | 0 | 1 | 0 | 0 | 1 | 0 | 0 | 1 | 0 | 0 | 1 | 0 | 0 | 1 | 0 | 0 | 1 | 0 | 1 | E | 9 | 1 | E | 9 | -2.7 | E | 9 | -4.2 | E | 9 | 88 | A | 7 | 827 | E | 9 | 200 | E | 9 | 6 | E | 9 | 15940 | C | 8 | 18892 | E | 9 | 1 | E | 8 | 0.043 | F | 8 | 0.22 | F | 8 | 0 | 1 | D | 9 | 0 | C | 8
1995-01-27 | 1:00 | 0 | 0 | 0 | 1 | 0 | 0 | 1 | 0 | 0 | 1 | 0 | 0 | 1 | 0 | 0 | 1 | 0 | 0 | 1 | 0 | 0 | 1 | 0 | 1 | E | 9 | 1 | E | 9 | -3.5 | E | 9 | -4.8 | E | 9 | 90 | A | 7 | 826 | E | 9 | 210 | E | 9 | 5.4 | E | 9 | 15955 | C | 8 | 17338 | E | 9 | 1 | E | 8 | 0.043 | F | 8 | 0.22 | F | 8 | 0 | 1 | D | 9 | 0 | C | 8
1995-01-27 | 2:00 | 0 | 0 | 0 | 1 | 0 | 0 | 1 | 0 | 0 | 1 | 0 | 0 | 1 | 0 | 0 | 1 | 0 | 0 | 1 | 0 | 0 | 1 | 0 | 2 | E | 9 | 2 | E | 9 | -3.2 | E | 9 | -5.3 | E | 9 | 84 | A | 7 | 825 | E | 9 | 240 | E | 9 | 4.9 | E | 9 | 15969 | C | 8 | 15785 | E | 9 | 1 | E | 8 | 0.043 | F | 8 | 0.22 | F | 8 | 0 | 1 | D | 9 | 0 | C | 8
1995-01-27 | 3:00 | 0 | 0 | 0 | 1 | 0 | 0 | 1 | 0 | 0 | 1 | 0 | 0 | 1 | 0 | 0 | 1 | 0 | 0 | 1 | 0 | 0 | 1 | 0 | 2 | E | 9 | 2 | E | 9 | -1.8 | E | 9 | -4 | E | 9 | 83 | A | 7 | 825 | E | 9 | 240 | E | 9 | 5.8 | E | 9 | 15984 | C | 8 | 14231 | E | 9 | 1 | E | 8 | 0.043 | F | 8 | 0.22 | F | 8 | 0 | 1 | D | 9 | 0 | C | 8
1995-01-27 | 4:00 | 0 | 0 | 0 | 1 | 0 | 0 | 1 | 0 | 0 | 1 | 0 | 0 | 1 | 0 | 0 | 1 | 0 | 0 | 1 | 0 | 0 | 1 | 0 | 2 | E | 9 | 2 | E | 9 | -1.5 | E | 9 | -3.9 | E | 9 | 82 | A | 7 | 825 | E | 9 | 250 | E | 9 | 5.2 | E | 9 | 15998 | C | 8 | 12677 | E | 9 | 1 | E | 8 | 0.043 | F | 8 | 0.22 | F | 8 | 0 | 1 | D | 9 | 0 | C | 8
1995-01-27 | 5:00 | 0 | 0 | 0 | 1 | 0 | 0 | 1 | 0 | 0 | 1 | 0 | 0 | 1 | 0 | 0 | 1 | 0 | 0 | 1 | 0 | 0 | 1 | 0 | 3 | E | 9 | 3 | E | 9 | -0.1 | E | 9 | -3.4 | E | 9 | 76 | A | 7 | 827 | E | 9 | 260 | E | 9 | 4.6 | E | 9 | 16013 | C | 8 | 11123 | E | 9 | 1 | E | 8 | 0.043 | F | 8 | 0.22 | F | 8 | 0 | 1 | D | 9 | 0 | C | 8
1995-01-27 | 6:00 | 0 | 0 | 0 | 1 | 0 | 0 | 1 | 0 | 0 | 1 | 0 | 0 | 1 | 0 | 0 | 1 | 0 | 0 | 1 | 0 | 0 | 1 | 0 | 3 | E | 9 | 3 | E | 9 | 0.2 | E | 9 | -2.7 | E | 9 | 79 | A | 7 | 826 | E | 9 | 270 | E | 9 | 5.5 | E | 9 | 16027 | C | 8 | 9569 | E | 9 | 1 | E | 8 | 0.043 | F | 8 | 0.22 | F | 8 | 0 | 1 | D | 9 | 0 | C | 8
1995-01-27 | 7:00 | 0 | 0 | 0 | 1 | 0 | 0 | 1 | 0 | 0 | 1 | 0 | 0 | 1 | 0 | 0 | 1 | 0 | 0 | 1 | 0 | 0 | 1 | 0 | 8 | E | 9 | 5 | E | 9 | 1.6 | E | 9 | -2.1 | E | 9 | 75 | A | 7 | 825 | E | 9 | 290 | E | 9 | 4.9 | E | 9 | 16042 | C | 8 | 8015 | E | 9 | 1 | E | 8 | 0.043 | F | 8 | 0.22 | F | 8 | 0 | 1 | D | 9 | 0 | C | 8
1995-01-27 | 8:00 | 72 | 1117 | 17 | 1 | 17 | 52 | 1 | 21 | 14 | 1 | 17 | 19 | 1 | 17 | 19 | 1 | 21 | 18 | 1 | 17 | 23 | 1 | 32 | 10 | E | 9 | 5 | E | 9 | 1.9 | E | 9 | -2 | E | 9 | 74 | A | 7 | 825 | E | 9 | 270 | E | 9 | 5.9 | E | 9 | 16056 | C | 8 | 6462 | E | 9 | 1 | E | 8 | 0.043 | F | 8 | 0.22 | F | 8 | 0 | 1 | D | 9 | 0 | C | 8
1995-01-27 | 9:00 | 298 | 1411 | 145 | 1 | 17 | 148 | 1 | 21 | 114 | 1 | 17 | 155 | 1 | 17 | 117 | 1 | 21 | 130 | 1 | 17 | 247 | 1 | 32 | 10 | E | 9 | 7 | E | 9 | 3.3 | E | 9 | -2 | E | 9 | 67 | A | 7 | 826 | E | 9 | 310 | E | 9 | 5.8 | E | 9 | 16071 | C | 8 | 4908 | E | 9 | 1 | E | 8 | 0.043 | F | 8 | 0.22 | F | 8 | 0 | 1 | D | 9 | 0 | C | 8
1995-01-27 | 10:00 | 496 | 1411 | 281 | 1 | 17 | 397 | 1 | 21 | 141 | 1 | 17 | 289 | 1 | 17 | 367 | 1 | 21 | 159 | 1 | 17 | 276 | 1 | 32 | 10 | E | 9 | 6 | E | 9 | 4.2 | E | 9 | -3 | E | 9 | 58 | A | 7 | 827 | E | 9 | 300 | E | 9 | 3.6 | E | 9 | 16085 | C | 8 | 3354 | E | 9 | 1 | E | 8 | 0.043 | F | 8 | 0.22 | F | 8 | 0 | 1 | D | 9 | 0 | C | 8
1995-01-27 | 11:00 | 641 | 1411 | 256 | 1 | 11 | 349 | 1 | 16 | 97 | 1 | 11 | 283 | 1 | 11 | 346 | 1 | 16 | 125 | 1 | 11 | 189 | 1 | 22 | 10 | A | 7 | 6 | E | 9 | 5 | A | 7 | -3.4 | A | 7 | 53 | A | 7 | 826 | A | 7 | 360 | A | 7 | 5.1 | A | 7 | 16100 | B | 7 | 1800 | A | 7 | 1 | E | 8 | 0.043 | F | 8 | 0.22 | F | 8 | 0 | 1 | D | 9 | 0 | C | 8
1995-01-27 | 12:00 | 723 | 1411 | 470 | 1 | 18 | 613 | 1 | 22 | 156 | 1 | 18 | 485 | 1 | 18 | 598 | 1 | 22 | 178 | 1 | 18 | 321 | 1 | 34 | 10 | E | 9 | 5 | E | 9 | 5.3 | E | 9 | -3.2 | E | 9 | 53 | A | 7 | 825 | E | 9 | 290 | E | 9 | 3.3 | E | 9 | 16390 | C | 8 | 3483 | E | 9 | 1 | E | 8 | 0.043 | F | 8 | 0.22 | F | 8 | 0 | 1 | D | 9 | 0 | C | 8
1995-01-27 | 13:00 | 736 | 1411 | 322 | 1 | 18 | 93 | 1 | 22 | 273 | 1 | 18 | 353 | 1 | 18 | 94 | 1 | 22 | 304 | 1 | 18 | 791 | 1 | 34 | 10 | E | 9 | 6 | E | 9 | 4.8 | E | 9 | -3.3 | E | 9 | 54 | A | 7 | 825 | E | 9 | 190 | E | 9 | 4.8 | E | 9 | 16680 | C | 8 | 5167 | E | 9 | 0.9 | E | 8 | 0.043 | F | 8 | 0.22 | F | 8 | 0 | 1 | D | 9 | 0 | C | 8
1995-01-27 | 14:00 | 680 | 1411 | 400 | 1 | 18 | 292 | 1 | 22 | 259 | 1 | 18 | 430 | 1 | 18 | 296 | 1 | 22 | 287 | 1 | 18 | 638 | 1 | 34 | 10 | E | 9 | 4 | E | 9 | 4.7 | E | 9 | -3.1 | E | 9 | 55 | A | 7 | 824 | E | 9 | 180 | E | 9 | 4.1 | E | 9 | 16970 | C | 8 | 6850 | E | 9 | 0.9 | E | 8 | 0.043 | F | 8 | 0.22 | F | 8 | 0 | 1 | D | 9 | 0 | C | 8
1995-01-27 | 15:00 | 559 | 1411 | 245 | 1 | 18 | 341 | 1 | 22 | 110 | 1 | 18 | 263 | 1 | 18 | 327 | 1 | 22 | 133 | 1 | 18 | 211 | 1 | 34 | 9 | E | 9 | 5 | E | 9 | 4.1 | E | 9 | -3.6 | E | 9 | 55 | A | 7 | 825 | E | 9 | 210 | E | 9 | 4.9 | E | 9 | 17260 | C | 8 | 8533 | E | 9 | 0.9 | E | 8 | 0.043 | F | 8 | 0.22 | F | 8 | 0 | 1 | D | 9 | 0 | C | 8
1995-01-27 | 16:00 | 380 | 1411 | 161 | 1 | 18 | 225 | 1 | 22 | 101 | 1 | 18 | 171 | 1 | 18 | 195 | 1 | 22 | 119 | 1 | 18 | 198 | 1 | 34 | 8 | E | 9 | 4 | E | 9 | 3.5 | E | 9 | -4.1 | E | 9 | 55 | A | 7 | 825 | E | 9 | 180 | E | 9 | 4.8 | E | 9 | 17550 | C | 8 | 10217 | E | 9 | 0.9 | E | 8 | 0.043 | F | 8 | 0.22 | F | 8 | 0 | 1 | D | 9 | 0 | C | 8
1995-01-27 | 17:00 | 158 | 1411 | 40 | 1 | 18 | 126 | 1 | 22 | 26 | 1 | 18 | 43 | 1 | 18 | 70 | 1 | 22 | 35 | 1 | 18 | 45 | 1 | 34 | 9 | E | 9 | 5 | E | 9 | 1.8 | E | 9 | -4.1 | E | 9 | 62 | A | 7 | 828 | E | 9 | 180 | E | 9 | 5.1 | E | 9 | 17840 | C | 8 | 11900 | E | 9 | 0.9 | E | 8 | 0.043 | F | 8 | 0.22 | F | 8 | 0 | 1 | D | 9 | 0 | C | 8
1995-01-27 | 18:00 | 3 | 247 | 0 | 1 | 18 | 21 | 1 | 22 | 0 | 1 | 18 | 0 | 1 | 18 | 0 | 1 | 22 | 0 | 1 | 18 | 0 | 1 | 34 | 5 | E | 9 | 3 | E | 9 | 0.1 | E | 9 | -4.6 | E | 9 | 68 | A | 7 | 827 | E | 9 | 200 | E | 9 | 2.9 | E | 9 | 18130 | C | 8 | 13583 | E | 9 | 0.9 | E | 8 | 0.043 | F | 8 | 0.22 | F | 8 | 0 | 1 | D | 9 | 0 | C | 8
1995-01-27 | 19:00 | 0 | 0 | 0 | 1 | 0 | 0 | 1 | 0 | 0 | 1 | 0 | 0 | 1 | 0 | 0 | 1 | 0 | 0 | 1 | 0 | 0 | 1 | 0 | 5 | E | 9 | 4 | E | 9 | -1 | E | 9 | -5.1 | E | 9 | 71 | A | 7 | 828 | E | 9 | 50 | E | 9 | 0.7 | E | 9 | 18420 | C | 8 | 15267 | E | 9 | 0.9 | E | 8 | 0.043 | F | 8 | 0.22 | F | 8 | 0 | 1 | D | 9 | 0 | C | 8
1995-01-27 | 20:00 | 0 | 0 | 0 | 1 | 0 | 0 | 1 | 0 | 0 | 1 | 0 | 0 | 1 | 0 | 0 | 1 | 0 | 0 | 1 | 0 | 0 | 1 | 0 | 5 | E | 9 | 3 | E | 9 | -1.1 | E | 9 | -4.5 | E | 9 | 75 | A | 7 | 828 | E | 9 | 200 | E | 9 | 2.6 | E | 9 | 18710 | C | 8 | 16950 | E | 9 | 0.9 | E | 8 | 0.043 | F | 8 | 0.22 | F | 8 | 0 | 1 | D | 9 | 0 | C | 8
1995-01-27 | 21:00 | 0 | 0 | 0 | 1 | 0 | 0 | 1 | 0 | 0 | 1 | 0 | 0 | 1 | 0 | 0 | 1 | 0 | 0 | 1 | 0 | 0 | 1 | 0 | 4 | E | 9 | 4 | E | 9 | -1.6 | E | 9 | -4.5 | E | 9 | 78 | A | 7 | 829 | E | 9 | 190 | E | 9 | 4.4 | E | 9 | 19000 | C | 8 | 18633 | E | 9 | 0.9 | E | 8 | 0.043 | F | 8 | 0.22 | F | 8 | 0 | 1 | D | 9 | 0 | C | 8
1995-01-27 | 22:00 | 0 | 0 | 0 | 1 | 0 | 0 | 1 | 0 | 0 | 1 | 0 | 0 | 1 | 0 | 0 | 1 | 0 | 0 | 1 | 0 | 0 | 1 | 0 | 2 | E | 9 | 2 | E | 9 | -2.7 | E | 9 | -4.4 | E | 9 | 87 | A | 7 | 829 | E | 9 | 190 | E | 9 | 2.8 | E | 9 | 19290 | C | 8 | 20317 | E | 9 | 0.9 | E | 8 | 0.043 | F | 8 | 0.22 | F | 8 | 0 | 1 | D | 9 | 0 | C | 8
1995-01-27 | 23:00 | 0 | 0 | 0 | 1 | 0 | 0 | 1 | 0 | 0 | 1 | 0 | 0 | 1 | 0 | 0 | 1 | 0 | 0 | 1 | 0 | 0 | 1 | 0 | 1 | E | 9 | 1 | E | 9 | -5.6 | E | 9 | -6.1 | E | 9 | 96 | A | 7 | 831 | E | 9 | 170 | E | 9 | 4.1 | E | 9 | 19580 | C | 8 | 77777 | E | 9 | 0.8 | E | 8 | 0.043 | F | 8 | 0.22 | F | 8 | 0 | 1 | D | 9 | 0 | C | 8
1995-01-27 | 24:00 | 0 | 0 | 0 | 1 | 0 | 0 | 1 | 0 | 0 | 1 | 0 | 0 | 1 | 0 | 0 | 1 | 0 | 0 | 1 | 0 | 0 | 1 | 0 | 0 | E | 9 | 0 | E | 9 | -5.6 | E | 9 | -6.1 | E | 9 | 96 | A | 7 | 828 | E | 9 | 170 | E | 9 | 4.1 | E | 9 | 19870 | C | 8 | 77777 | E | 9 | 0.8 | E | 8 | 0.043 | F | 8 | 0.22 | F | 8 | 0 | 1 | D | 9 | 0 | C | 8
1995-01-28 | 1:00 | 0 | 0 | 0 | 1 | 0 | 0 | 1 | 0 | 0 | 1 | 0 | 0 | 1 | 0 | 0 | 1 | 0 | 0 | 1 | 0 | 0 | 1 | 0 | 0 | E | 9 | 0 | E | 9 | -6.1 | E | 9 | -6.7 | E | 9 | 95 | A | 7 | 827 | E | 9 | 170 | E | 9 | 2.6 | E | 9 | 20160 | C | 8 | 77777 | E | 9 | 0.8 | E | 8 | 0.043 | F | 8 | 0.22 | F | 8 | 0 | 1 | D | 9 | 0 | C | 8
1995-01-28 | 2:00 | 0 | 0 | 0 | 1 | 0 | 0 | 1 | 0 | 0 | 1 | 0 | 0 | 1 | 0 | 0 | 1 | 0 | 0 | 1 | 0 | 0 | 1 | 0 | 1 | E | 9 | 1 | E | 9 | -5 | E | 9 | -6.1 | E | 9 | 91 | A | 7 | 826 | E | 9 | 190 | E | 9 | 4.1 | E | 9 | 20450 | C | 8 | 77777 | E | 9 | 0.8 | E | 8 | 0.043 | F | 8 | 0.22 | F | 8 | 0 | 1 | D | 9 | 0 | C | 8
1995-01-28 | 3:00 | 0 | 0 | 0 | 1 | 0 | 0 | 1 | 0 | 0 | 1 | 0 | 0 | 1 | 0 | 0 | 1 | 0 | 0 | 1 | 0 | 0 | 1 | 0 | 6 | E | 9 | 6 | E | 9 | -6.1 | E | 9 | -7.2 | E | 9 | 91 | A | 7 | 826 | E | 9 | 180 | E | 9 | 2.1 | E | 9 | 20740 | C | 8 | 4267 | E | 9 | 0.8 | E | 8 | 0.043 | F | 8 | 0.22 | F | 8 | 0 | 1 | D | 9 | 0 | C | 8
1995-01-28 | 4:00 | 0 | 0 | 0 | 1 | 0 | 0 | 1 | 0 | 0 | 1 | 0 | 0 | 1 | 0 | 0 | 1 | 0 | 0 | 1 | 0 | 0 | 1 | 0 | 6 | E | 9 | 6 | E | 9 | -5.6 | E | 9 | -8.9 | E | 9 | 75 | A | 7 | 826 | E | 9 | 250 | E | 9 | 3.1 | E | 9 | 21030 | C | 8 | 4572 | E | 9 | 0.8 | E | 8 | 0.043 | F | 8 | 0.22 | F | 8 | 0 | 1 | D | 9 | 0 | C | 8
1995-01-28 | 5:00 | 0 | 0 | 0 | 1 | 0 | 0 | 1 | 0 | 0 | 1 | 0 | 0 | 1 | 0 | 0 | 1 | 0 | 0 | 1 | 0 | 0 | 1 | 0 | 9 | E | 9 | 9 | E | 9 | -5.6 | E | 9 | -9.4 | E | 9 | 72 | A | 7 | 828 | E | 9 | 220 | E | 9 | 2.1 | E | 9 | 21320 | C | 8 | 4572 | E | 9 | 0.8 | E | 8 | 0.043 | F | 8 | 0.22 | F | 8 | 0 | 1 | D | 9 | 0 | C | 8
1995-01-28 | 6:00 | 0 | 0 | 0 | 1 | 0 | 0 | 1 | 0 | 0 | 1 | 0 | 0 | 1 | 0 | 0 | 1 | 0 | 0 | 1 | 0 | 0 | 1 | 0 | 10 | E | 9 | 10 | E | 9 | -7.2 | E | 9 | -11.7 | E | 9 | 67 | A | 7 | 826 | E | 9 | 0 | E | 9 | 0 | E | 9 | 21610 | C | 8 | 7010 | E | 9 | 0.8 | E | 8 | 0.043 | F | 8 | 0.22 | F | 8 | 0 | 1 | D | 9 | 0 | C | 8
1995-01-28 | 7:00 | 0 | 0 | 0 | 1 | 0 | 0 | 1 | 0 | 0 | 1 | 0 | 0 | 1 | 0 | 0 | 1 | 0 | 0 | 1 | 0 | 0 | 1 | 0 | 7 | E | 9 | 5 | E | 9 | -10 | E | 9 | -13.9 | E | 9 | 70 | A | 7 | 826 | E | 9 | 360 | E | 9 | 3.6 | E | 9 | 21900 | C | 8 | 8534 | E | 9 | 0.8 | E | 8 | 0.043 | F | 8 | 0.22 | F | 8 | 0 | 1 | D | 9 | 0 | C | 8
1995-01-28 | 8:00 | 75 | 1117 | 32 | 1 | 18 | 116 | 1 | 22 | 24 | 1 | 18 | 33 | 1 | 18 | 48 | 1 | 22 | 30 | 1 | 18 | 43 | 1 | 34 | 8 | E | 9 | 4 | E | 9 | -9.4 | E | 9 | -13.3 | E | 9 | 70 | A | 7 | 825 | E | 9 | 40 | E | 9 | 3.6 | E | 9 | 22190 | C | 8 | 77777 | E | 9 | 0.8 | E | 8 | 0.043 | F | 8 | 0.22 | F | 8 | 0 | 1 | D | 9 | 0 | C | 8
1995-01-28 | 9:00 | 302 | 1410 | 147 | 1 | 18 | 497 | 1 | 22 | 40 | 1 | 18 | 154 | 1 | 18 | 397 | 1 | 22 | 69 | 1 | 18 | 76 | 1 | 34 | 6 | E | 9 | 2 | E | 9 | -9.4 | E | 9 | -11.7 | E | 9 | 81 | A | 7 | 826 | E | 9 | 320 | E | 9 | 2.6 | E | 9 | 22480 | C | 8 | 77777 | E | 9 | 0.8 | E | 8 | 0.043 | F | 8 | 0.22 | F | 8 | 0 | 1 | D | 9 | 0 | C | 8
1995-01-28 | 10:00 | 500 | 1410 | 277 | 1 | 18 | 435 | 1 | 22 | 123 | 1 | 18 | 290 | 1 | 18 | 405 | 1 | 22 | 146 | 1 | 18 | 237 | 1 | 34 | 5 | E | 9 | 3 | E | 9 | -5.6 | E | 9 | -8.9 | E | 9 | 75 | A | 7 | 825 | E | 9 | 340 | E | 9 | 6.2 | E | 9 | 22770 | C | 8 | 77777 | E | 9 | 0.8 | E | 8 | 0.043 | F | 8 | 0.22 | F | 8 | 0 | 1 | D | 9 | 0 | C | 8
1995-01-28 | 11:00 | 646 | 1410 | 428 | 1 | 18 | 743 | 1 | 22 | 88 | 1 | 18 | 444 | 1 | 18 | 717 | 1 | 22 | 114 | 1 | 18 | 176 | 1 | 34 | 6 | E | 9 | 2 | E | 9 | -3.3 | E | 9 | -9.4 | E | 9 | 59 | A | 7 | 827 | E | 9 | 10 | E | 9 | 5.7 | E | 9 | 23060 | C | 8 | 77777 | E | 9 | 0.8 | E | 8 | 0.043 | F | 8 | 0.22 | F | 8 | 0 | 1 | D | 9 | 0 | C | 8
1995-01-28 | 12:00 | 728 | 1410 | 493 | 1 | 18 | 590 | 1 | 22 | 188 | 1 | 18 | 518 | 1 | 18 | 593 | 1 | 22 | 211 | 1 | 18 | 406 | 1 | 34 | 8 | E | 9 | 3 | E | 9 | -2.2 | E | 9 | -9.4 | E | 9 | 54 | A | 7 | 825 | E | 9 | 40 | E | 9 | 5.2 | E | 9 | 23350 | C | 8 | 77777 | E | 9 | 0.8 | E | 8 | 0.043 | F | 8 | 0.22 | F | 8 | 0 | 1 | D | 9 | 0 | C | 8
1995-01-28 | 13:00 | 742 | 1410 | 538 | 1 | 18 | 707 | 1 | 22 | 166 | 1 | 18 | 554 | 1 | 18 | 690 | 1 | 22 | 190 | 1 | 18 | 343 | 1 | 34 | 6 | E | 9 | 5 | E | 9 | -2.8 | E | 9 | -8.3 | E | 9 | 62 | A | 7 | 823 | E | 9 | 70 | E | 9 | 3.6 | E | 9 | 23640 | C | 8 | 7620 | E | 9 | 0.7 | E | 8 | 0.043 | F | 8 | 0.22 | F | 8 | 0 | 1 | D | 9 | 0 | C | 8
1995-01-28 | 14:00 | 686 | 1410 | 395 | 1 | 18 | 633 | 1 | 22 | 87 | 1 | 18 | 423 | 1 | 18 | 628 | 1 | 22 | 116 | 1 | 18 | 190 | 1 | 34 | 6 | E | 9 | 4 | E | 9 | -1.7 | E | 9 | -9.4 | E | 9 | 52 | A | 7 | 822 | E | 9 | 70 | E | 9 | 4.1 | E | 9 | 23930 | C | 8 | 7620 | E | 9 | 0.7 | E | 8 | 0.043 | F | 8 | 0.22 | F | 8 | 0 | 1 | D | 9 | 0 | C | 8
1995-01-28 | 15:00 | 564 | 1410 | 192 | 1 | 18 | 217 | 1 | 22 | 105 | 1 | 18 | 211 | 1 | 18 | 216 | 1 | 22 | 125 | 1 | 18 | 205 | 1 | 34 | 9 | E | 9 | 7 | E | 9 | -1.7 | E | 9 | -7.8 | E | 9 | 59 | A | 7 | 822 | E | 9 | 70 | E | 9 | 3.6 | E | 9 | 24220 | C | 8 | 3962 | E | 9 | 0.7 | E | 8 | 0.043 | F | 8 | 0.22 | F | 8 | 0 | 1 | D | 9 | 0 | C | 8
1995-01-28 | 16:00 | 385 | 1410 | 86 | 1 | 18 | 0 | 1 | 22 | 86 | 1 | 18 | 98 | 1 | 18 | 0 | 1 | 22 | 98 | 1 | 18 | 320 | 1 | 34 | 10 | E | 9 | 10 | E | 9 | -2.2 | E | 9 | -8.9 | E | 9 | 56 | A | 7 | 822 | E | 9 | 110 | E | 9 | 3.1 | E | 9 | 24510 | C | 8 | 2896 | E | 9 | 0.7 | E | 8 | 0.043 | F | 8 | 0.22 | F | 8 | 0 | 1 | D | 9 | 0 | C | 8
1995-01-28 | 17:00 | 163 | 1410 | 33 | 1 | 18 | 0 | 1 | 22 | 33 | 1 | 18 | 37 | 1 | 18 | 0 | 1 | 22 | 37 | 1 | 18 | 114 | 1 | 34 | 10 | E | 9 | 10 | E | 9 | -2.8 | E | 9 | -6.7 | E | 9 | 72 | A | 7 | 825 | E | 9 | 100 | E | 9 | 3.1 | E | 9 | 24800 | C | 8 | 2438 | E | 9 | 0.7 | E | 8 | 0.043 | F | 8 | 0.22 | F | 8 | 0 | 1 | D | 9 | 0 | C | 8
1995-01-28 | 18:00 | 4 | 270 | 0 | 1 | 18 | 0 | 1 | 22 | 0 | 1 | 18 | 0 | 1 | 18 | 0 | 1 | 22 | 0 | 1 | 18 | 0 | 1 | 34 | 10 | E | 9 | 10 | E | 9 | -4.4 | E | 9 | -5.6 | E | 9 | 90 | A | 7 | 822 | E | 9 | 90 | E | 9 | 4.1 | E | 9 | 25090 | C | 8 | 2743 | E | 9 | 0.7 | E | 8 | 0.043 | F | 8 | 0.22 | F | 8 | 0 | 1 | D | 9 | 0 | C | 8
1995-01-28 | 19:00 | 0 | 0 | 0 | 1 | 0 | 0 | 1 | 0 | 0 | 1 | 0 | 0 | 1 | 0 | 0 | 1 | 0 | 0 | 1 | 0 | 0 | 1 | 0 | 10 | E | 9 | 10 | E | 9 | -4 | E | 9 | -6 | E | 9 | 84 | A | 7 | 822 | E | 9 | 100 | E | 9 | 4.6 | E | 9 | 25380 | C | 8 | 244 | E | 9 | 0.7 | E | 8 | 0.043 | F | 8 | 0.22 | F | 8 | 0 | 1 | D | 9 | 0 | C | 8
1995-01-28 | 20:00 | 0 | 0 | 0 | 1 | 0 | 0 | 1 | 0 | 0 | 1 | 0 | 0 | 1 | 0 | 0 | 1 | 0 | 0 | 1 | 0 | 0 | 1 | 0 | 10 | E | 9 | 10 | E | 9 | -5 | E | 9 | -6.7 | E | 9 | 86 | A | 7 | 822 | E | 9 | 120 | E | 9 | 4.1 | E | 9 | 25670 | C | 8 | 152 | E | 9 | 0.7 | E | 8 | 0.043 | F | 8 | 0.22 | F | 8 | 0 | 1 | D | 9 | 0 | C | 8
1995-01-28 | 21:00 | 0 | 0 | 0 | 1 | 0 | 0 | 1 | 0 | 0 | 1 | 0 | 0 | 1 | 0 | 0 | 1 | 0 | 0 | 1 | 0 | 0 | 1 | 0 | 10 | E | 9 | 10 | E | 9 | -5 | E | 9 | -6.1 | E | 9 | 91 | A | 7 | 822 | E | 9 | 130 | E | 9 | 5.2 | E | 9 | 25960 | C | 8 | 183 | E | 9 | 0.7 | E | 8 | 0.043 | F | 8 | 0.22 | F | 8 | 0 | 1 | D | 9 | 0 | C | 8
1995-01-28 | 22:00 | 0 | 0 | 0 | 1 | 0 | 0 | 1 | 0 | 0 | 1 | 0 | 0 | 1 | 0 | 0 | 1 | 0 | 0 | 1 | 0 | 0 | 1 | 0 | 10 | E | 9 | 10 | E | 9 | -6.1 | E | 9 | -6.7 | E | 9 | 95 | A | 7 | 821 | E | 9 | 130 | E | 9 | 6.2 | E | 9 | 26250 | C | 8 | 213 | E | 9 | 0.7 | E | 8 | 0.043 | F | 8 | 0.22 | F | 8 | 0 | 1 | D | 9 | 0 | C | 8
1995-01-28 | 23:00 | 0 | 0 | 0 | 1 | 0 | 0 | 1 | 0 | 0 | 1 | 0 | 0 | 1 | 0 | 0 | 1 | 0 | 0 | 1 | 0 | 0 | 1 | 0 | 10 | E | 9 | 10 | E | 9 | -9.4 | E | 9 | -10.6 | E | 9 | 90 | A | 7 | 823 | E | 9 | 120 | E | 9 | 3.1 | E | 9 | 26540 | C | 8 | 305 | E | 9 | 0.7 | E | 8 | 0.043 | F | 8 | 0.22 | F | 8 | 0 | 1 | D | 9 | 0 | C | 8
1995-01-28 | 24:00 | 0 | 0 | 0 | 1 | 0 | 0 | 1 | 0 | 0 | 1 | 0 | 0 | 1 | 0 | 0 | 1 | 0 | 0 | 1 | 0 | 0 | 1 | 0 | 10 | E | 9 | 10 | E | 9 | -7.8 | E | 9 | -8.9 | E | 9 | 91 | A | 7 | 820 | E | 9 | 160 | E | 9 | 5.2 | E | 9 | 26830 | C | 8 | 427 | E | 9 | 0.7 | E | 8 | 0.043 | F | 8 | 0.22 | F | 8 | 0 | 1 | D | 9 | 0 | C | 8
1995-01-29 | 1:00 | 0 | 0 | 0 | 1 | 0 | 0 | 1 | 0 | 0 | 1 | 0 | 0 | 1 | 0 | 0 | 1 | 0 | 0 | 1 | 0 | 0 | 1 | 0 | 4 | E | 9 | 4 | E | 9 | -10.6 | E | 9 | -11.7 | E | 9 | 91 | A | 7 | 819 | E | 9 | 180 | E | 9 | 3.6 | E | 9 | 27120 | C | 8 | 77777 | E | 9 | 0.7 | E | 8 | 0.043 | F | 8 | 0.22 | F | 8 | 0 | 1 | D | 9 | 0 | C | 8
1995-01-29 | 2:00 | 0 | 0 | 0 | 1 | 0 | 0 | 1 | 0 | 0 | 1 | 0 | 0 | 1 | 0 | 0 | 1 | 0 | 0 | 1 | 0 | 0 | 1 | 0 | 10 | E | 9 | 7 | E | 9 | -11.7 | E | 9 | -13.3 | E | 9 | 87 | A | 7 | 819 | E | 9 | 180 | E | 9 | 5.7 | E | 9 | 27410 | C | 8 | 1128 | E | 9 | 0.7 | E | 8 | 0.043 | F | 8 | 0.22 | F | 8 | 0 | 1 | D | 9 | 0 | C | 8
1995-01-29 | 3:00 | 0 | 0 | 0 | 1 | 0 | 0 | 1 | 0 | 0 | 1 | 0 | 0 | 1 | 0 | 0 | 1 | 0 | 0 | 1 | 0 | 0 | 1 | 0 | 10 | E | 9 | 10 | E | 9 | -15.6 | E | 9 | -17.2 | E | 9 | 86 | A | 7 | 818 | E | 9 | 150 | E | 9 | 3.1 | E | 9 | 27700 | C | 8 | 1219 | E | 9 | 0.7 | E | 8 | 0.043 | F | 8 | 0.22 | F | 8 | 0 | 1 | D | 9 | 0 | C | 8
1995-01-29 | 4:00 | 0 | 0 | 0 | 1 | 0 | 0 | 1 | 0 | 0 | 1 | 0 | 0 | 1 | 0 | 0 | 1 | 0 | 0 | 1 | 0 | 0 | 1 | 0 | 10 | E | 9 | 10 | E | 9 | -13.9 | E | 9 | -16.1 | E | 9 | 82 | A | 7 | 819 | E | 9 | 230 | E | 9 | 1.5 | E | 9 | 27990 | C | 8 | 701 | E | 9 | 0.7 | E | 8 | 0.043 | F | 8 | 0.22 | F | 8 | 0 | 1 | D | 9 | 0 | C | 8
1995-01-29 | 5:00 | 0 | 0 | 0 | 1 | 0 | 0 | 1 | 0 | 0 | 1 | 0 | 0 | 1 | 0 | 0 | 1 | 0 | 0 | 1 | 0 | 0 | 1 | 0 | 10 | E | 9 | 10 | E | 9 | -13.3 | E | 9 | -15.6 | E | 9 | 81 | A | 7 | 820 | E | 9 | 190 | E | 9 | 2.6 | E | 9 | 28280 | C | 8 | 1676 | E | 9 | 0.7 | E | 8 | 0.043 | F | 8 | 0.22 | F | 8 | 0 | 1 | D | 9 | 0 | C | 8
1995-01-29 | 6:00 | 0 | 0 | 0 | 1 | 0 | 0 | 1 | 0 | 0 | 1 | 0 | 0 | 1 | 0 | 0 | 1 | 0 | 0 | 1 | 0 | 0 | 1 | 0 | 10 | E | 9 | 10 | E | 9 | -12.8 | E | 9 | -15 | E | 9 | 82 | A | 7 | 819 | E | 9 | 180 | E | 9 | 1.5 | E | 9 | 28570 | C | 8 | 244 | E | 9 | 0.6 | E | 8 | 0.043 | F | 8 | 0.22 | F | 8 | 0 | 1 | D | 9 | 0 | C | 8
1995-01-29 | 7:00 | 0 | 0 | 0 | 1 | 0 | 0 | 1 | 0 | 0 | 1 | 0 | 0 | 1 | 0 | 0 | 1 | 0 | 0 | 1 | 0 | 0 | 1 | 0 | 10 | E | 9 | 8 | E | 9 | -15 | E | 9 | -17.2 | E | 9 | 81 | A | 7 | 818 | E | 9 | 320 | E | 9 | 1.5 | E | 9 | 28860 | C | 8 | 2134 | E | 9 | 0.6 | E | 8 | 0.043 | F | 8 | 0.22 | F | 8 | 0 | 1 | D | 9 | 0 | C | 8
1995-01-29 | 8:00 | 78 | 1140 | 30 | 1 | 18 | 98 | 1 | 22 | 24 | 1 | 18 | 33 | 1 | 18 | 37 | 1 | 22 | 30 | 1 | 18 | 43 | 1 | 34 | 6 | E | 9 | 2 | E | 9 | -10 | E | 9 | -13.3 | E | 9 | 74 | A | 7 | 818 | E | 9 | 10 | E | 9 | 2.1 | E | 9 | 29150 | C | 8 | 77777 | E | 9 | 0.6 | E | 8 | 0.043 | F | 8 | 0.22 | F | 8 | 0 | 1 | D | 9 | 0 | C | 8
1995-01-29 | 9:00 | 306 | 1410 | 179 | 1 | 18 | 641 | 1 | 22 | 40 | 1 | 18 | 185 | 1 | 18 | 524 | 1 | 22 | 71 | 1 | 18 | 79 | 1 | 34 | 0 | E | 9 | 0 | E | 9 | -8.9 | E | 9 | -13.3 | E | 9 | 67 | A | 7 | 819 | E | 9 | 350 | E | 9 | 2.6 | E | 9 | 29440 | C | 8 | 77777 | E | 9 | 0.6 | E | 8 | 0.043 | F | 8 | 0.22 | F | 8 | 0 | 1 | D | 9 | 0 | C | 8
1995-01-29 | 10:00 | 505 | 1410 | 345 | 1 | 18 | 808 | 1 | 22 | 55 | 1 | 18 | 363 | 1 | 18 | 751 | 1 | 22 | 93 | 1 | 18 | 117 | 1 | 34 | 0 | E | 9 | 0 | E | 9 | -7.2 | E | 9 | -12.8 | E | 9 | 61 | A | 7 | 819 | E | 9 | 330 | E | 9 | 2.6 | E | 9 | 29730 | C | 8 | 77777 | E | 9 | 0.6 | E | 8 | 0.043 | F | 8 | 0.22 | F | 8 | 0 | 1 | D | 9 | 0 | C | 8
1995-01-29 | 11:00 | 651 | 1410 | 474 | 1 | 18 | 883 | 1 | 22 | 66 | 1 | 18 | 497 | 1 | 18 | 852 | 1 | 22 | 103 | 1 | 18 | 144 | 1 | 34 | 0 | E | 9 | 0 | E | 9 | -5.6 | E | 9 | -10.6 | E | 9 | 65 | A | 7 | 820 | E | 9 | 350 | E | 9 | 3.6 | E | 9 | 30020 | C | 8 | 77777 | E | 9 | 0.6 | E | 8 | 0.043 | F | 8 | 0.22 | F | 8 | 0 | 1 | D | 9 | 0 | C | 8
1995-01-29 | 12:00 | 733 | 1410 | 549 | 1 | 18 | 916 | 1 | 22 | 73 | 1 | 18 | 576 | 1 | 18 | 895 | 1 | 22 | 109 | 1 | 18 | 161 | 1 | 34 | 0 | E | 9 | 0 | E | 9 | -3.9 | E | 9 | -11.1 | E | 9 | 53 | A | 7 | 818 | E | 9 | 350 | E | 9 | 3.1 | E | 9 | 30310 | C | 8 | 77777 | E | 9 | 0.6 | E | 8 | 0.043 | F | 8 | 0.22 | F | 8 | 0 | 1 | D | 9 | 0 | C | 8
1995-01-29 | 13:00 | 747 | 1410 | 562 | 1 | 18 | 922 | 1 | 22 | 74 | 1 | 18 | 590 | 1 | 18 | 903 | 1 | 22 | 109 | 1 | 18 | 164 | 1 | 34 | 0 | E | 9 | 0 | E | 9 | -2.8 | E | 9 | -8.3 | E | 9 | 62 | A | 7 | 818 | E | 9 | 20 | E | 9 | 3.1 | E | 9 | 30600 | C | 8 | 77777 | E | 9 | 0.6 | E | 8 | 0.043 | F | 8 | 0.22 | F | 8 | 0 | 1 | D | 9 | 0 | C | 8
1995-01-29 | 14:00 | 691 | 1410 | 512 | 1 | 18 | 902 | 1 | 22 | 69 | 1 | 18 | 537 | 1 | 18 | 877 | 1 | 22 | 105 | 1 | 18 | 152 | 1 | 34 | 0 | E | 9 | 0 | E | 9 | -2.2 | E | 9 | -9.4 | E | 9 | 54 | A | 7 | 817 | E | 9 | 10 | E | 9 | 3.1 | E | 9 | 30890 | C | 8 | 77777 | E | 9 | 0.6 | E | 8 | 0.043 | F | 8 | 0.22 | F | 8 | 0 | 1 | D | 9 | 0 | C | 8
1995-01-29 | 15:00 | 570 | 1410 | 403 | 1 | 18 | 848 | 1 | 22 | 60 | 1 | 18 | 424 | 1 | 18 | 804 | 1 | 22 | 97 | 1 | 18 | 129 | 1 | 34 | 0 | E | 9 | 0 | E | 9 | -2.8 | E | 9 | -8.3 | E | 9 | 62 | A | 7 | 818 | E | 9 | 360 | E | 9 | 3.1 | E | 9 | 31180 | C | 8 | 77777 | E | 9 | 0.5 | E | 8 | 0.043 | F | 8 | 0.22 | F | 8 | 0 | 1 | D | 9 | 0 | C | 8
1995-01-29 | 16:00 | 391 | 1410 | 249 | 1 | 18 | 729 | 1 | 22 | 46 | 1 | 18 | 259 | 1 | 18 | 641 | 1 | 22 | 81 | 1 | 18 | 95 | 1 | 34 | 0 | E | 9 | 0 | E | 9 | -2.2 | E | 9 | -8.3 | E | 9 | 59 | A | 7 | 819 | E | 9 | 360 | E | 9 | 4.1 | E | 9 | 31470 | C | 8 | 77777 | E | 9 | 0.5 | E | 8 | 0.043 | F | 8 | 0.22 | F | 8 | 0 | 1 | D | 9 | 0 | C | 8
1995-01-29 | 17:00 | 168 | 1410 | 80 | 1 | 18 | 435 | 1 | 22 | 28 | 1 | 18 | 80 | 1 | 18 | 285 | 1 | 22 | 46 | 1 | 18 | 50 | 1 | 34 | 0 | E | 9 | 0 | E | 9 | -3.9 | E | 9 | -8.3 | E | 9 | 68 | A | 7 | 817 | E | 9 | 350 | E | 9 | 3.6 | E | 9 | 31760 | C | 8 | 77777 | E | 9 | 0.5 | E | 8 | 0.043 | F | 8 | 0.22 | F | 8 | 0 | 1 | D | 9 | 0 | C | 8
1995-01-29 | 18:00 | 5 | 294 | 0 | 1 | 18 | 21 | 1 | 22 | 0 | 1 | 18 | 0 | 1 | 18 | 0 | 1 | 22 | 0 | 1 | 18 | 0 | 1 | 34 | 0 | E | 9 | 0 | E | 9 | -7.2 | E | 9 | -10 | E | 9 | 78 | A | 7 | 817 | E | 9 | 50 | E | 9 | 2.6 | E | 9 | 32050 | C | 8 | 77777 | E | 9 | 0.5 | E | 8 | 0.043 | F | 8 | 0.22 | F | 8 | 0 | 1 | D | 9 | 0 | C | 8
1995-01-29 | 19:00 | 0 | 0 | 0 | 1 | 0 | 0 | 1 | 0 | 0 | 1 | 0 | 0 | 1 | 0 | 0 | 1 | 0 | 0 | 1 | 0 | 0 | 1 | 0 | 0 | E | 9 | 0 | E | 9 | -10 | E | 9 | -12.2 | E | 9 | 82 | A | 7 | 817 | E | 9 | 90 | E | 9 | 2.1 | E | 9 | 32340 | C | 8 | 77777 | E | 9 | 0.5 | E | 8 | 0.043 | F | 8 | 0.22 | F | 8 | 0 | 1 | D | 9 | 0 | C | 8
1995-01-29 | 20:00 | 0 | 0 | 0 | 1 | 0 | 0 | 1 | 0 | 0 | 1 | 0 | 0 | 1 | 0 | 0 | 1 | 0 | 0 | 1 | 0 | 0 | 1 | 0 | 2 | E | 9 | 0 | E | 9 | -9.4 | E | 9 | -12.2 | E | 9 | 78 | A | 7 | 818 | E | 9 | 150 | E | 9 | 2.1 | E | 9 | 32630 | C | 8 | 77777 | E | 9 | 0.5 | E | 8 | 0.043 | F | 8 | 0.22 | F | 8 | 0 | 1 | D | 9 | 0 | C | 8
1995-01-29 | 21:00 | 0 | 0 | 0 | 1 | 0 | 0 | 1 | 0 | 0 | 1 | 0 | 0 | 1 | 0 | 0 | 1 | 0 | 0 | 1 | 0 | 0 | 1 | 0 | 9 | E | 9 | 6 | E | 9 | -10.6 | E | 9 | -12.8 | E | 9 | 82 | A | 7 | 818 | E | 9 | 170 | E | 9 | 3.1 | E | 9 | 32920 | C | 8 | 6096 | E | 9 | 0.5 | E | 8 | 0.043 | F | 8 | 0.22 | F | 8 | 0 | 1 | D | 9 | 0 | C | 8
1995-01-29 | 22:00 | 0 | 0 | 0 | 1 | 0 | 0 | 1 | 0 | 0 | 1 | 0 | 0 | 1 | 0 | 0 | 1 | 0 | 0 | 1 | 0 | 0 | 1 | 0 | 9 | E | 9 | 7 | E | 9 | -11.1 | E | 9 | -13.3 | E | 9 | 82 | A | 7 | 817 | E | 9 | 160 | E | 9 | 2.6 | E | 9 | 33210 | C | 8 | 6096 | E | 9 | 0.5 | E | 8 | 0.043 | F | 8 | 0.22 | F | 8 | 0 | 1 | D | 9 | 0 | C | 8
1995-01-29 | 23:00 | 0 | 0 | 0 | 1 | 0 | 0 | 1 | 0 | 0 | 1 | 0 | 0 | 1 | 0 | 0 | 1 | 0 | 0 | 1 | 0 | 0 | 1 | 0 | 10 | E | 9 | 8 | E | 9 | -11.1 | E | 9 | -13.9 | E | 9 | 78 | A | 7 | 818 | E | 9 | 190 | E | 9 | 3.1 | E | 9 | 33500 | C | 8 | 6096 | E | 9 | 0.4 | E | 8 | 0.043 | F | 8 | 0.22 | F | 8 | 0 | 1 | D | 9 | 0 | C | 8
1995-01-29 | 24:00 | 0 | 0 | 0 | 1 | 0 | 0 | 1 | 0 | 0 | 1 | 0 | 0 | 1 | 0 | 0 | 1 | 0 | 0 | 1 | 0 | 0 | 1 | 0 | 5 | E | 9 | 4 | E | 9 | -11.1 | E | 9 | -14.4 | E | 9 | 74 | A | 7 | 818 | E | 9 | 130 | E | 9 | 2.1 | E | 9 | 33790 | C | 8 | 77777 | E | 9 | 0.4 | E | 8 | 0.043 | F | 8 | 0.22 | F | 8 | 0 | 1 | D | 9 | 0 | C | 8
1995-01-30 | 1:00 | 0 | 0 | 0 | 1 | 0 | 0 | 1 | 0 | 0 | 1 | 0 | 0 | 1 | 0 | 0 | 1 | 0 | 0 | 1 | 0 | 0 | 1 | 0 | 2 | E | 9 | 2 | E | 9 | -11.1 | E | 9 | -14.4 | E | 9 | 74 | A | 7 | 819 | E | 9 | 350 | E | 9 | 3.1 | E | 9 | 34080 | C | 8 | 77777 | E | 9 | 0.4 | E | 8 | 0.043 | F | 8 | 0.22 | F | 8 | 0 | 1 | D | 9 | 0 | C | 8
1995-01-30 | 2:00 | 0 | 0 | 0 | 1 | 0 | 0 | 1 | 0 | 0 | 1 | 0 | 0 | 1 | 0 | 0 | 1 | 0 | 0 | 1 | 0 | 0 | 1 | 0 | 0 | E | 9 | 0 | E | 9 | -9.4 | E | 9 | -13.9 | E | 9 | 67 | A | 7 | 819 | E | 9 | 220 | E | 9 | 2.6 | E | 9 | 34370 | C | 8 | 77777 | E | 9 | 0.4 | E | 8 | 0.043 | F | 8 | 0.22 | F | 8 | 0 | 1 | D | 9 | 0 | C | 8
1995-01-30 | 3:00 | 0 | 0 | 0 | 1 | 0 | 0 | 1 | 0 | 0 | 1 | 0 | 0 | 1 | 0 | 0 | 1 | 0 | 0 | 1 | 0 | 0 | 1 | 0 | 0 | E | 9 | 0 | E | 9 | -10.6 | E | 9 | -13.9 | E | 9 | 74 | A | 7 | 820 | E | 9 | 200 | E | 9 | 2.1 | E | 9 | 34660 | C | 8 | 77777 | E | 9 | 0.4 | E | 8 | 0.043 | F | 8 | 0.22 | F | 8 | 0 | 1 | D | 9 | 0 | C | 8
1995-01-30 | 4:00 | 0 | 0 | 0 | 1 | 0 | 0 | 1 | 0 | 0 | 1 | 0 | 0 | 1 | 0 | 0 | 1 | 0 | 0 | 1 | 0 | 0 | 1 | 0 | 0 | E | 9 | 0 | E | 9 | -10 | E | 9 | -14.4 | E | 9 | 67 | A | 7 | 820 | E | 9 | 190 | E | 9 | 2.1 | E | 9 | 34950 | C | 8 | 77777 | E | 9 | 0.4 | E | 8 | 0.043 | F | 8 | 0.22 | F | 8 | 0 | 1 | D | 9 | 0 | C | 8
1995-01-30 | 5:00 | 0 | 0 | 0 | 1 | 0 | 0 | 1 | 0 | 0 | 1 | 0 | 0 | 1 | 0 | 0 | 1 | 0 | 0 | 1 | 0 | 0 | 1 | 0 | 0 | E | 9 | 0 | E | 9 | -11.7 | E | 9 | -15.6 | E | 9 | 70 | A | 7 | 823 | E | 9 | 210 | E | 9 | 3.6 | E | 9 | 35240 | C | 8 | 77777 | E | 9 | 0.4 | E | 8 | 0.043 | F | 8 | 0.22 | F | 8 | 0 | 1 | D | 9 | 0 | C | 8
1995-01-30 | 6:00 | 0 | 0 | 0 | 1 | 0 | 0 | 1 | 0 | 0 | 1 | 0 | 0 | 1 | 0 | 0 | 1 | 0 | 0 | 1 | 0 | 0 | 1 | 0 | 0 | E | 9 | 0 | E | 9 | -10.6 | E | 9 | -15.6 | E | 9 | 63 | A | 7 | 822 | E | 9 | 150 | E | 9 | 3.1 | E | 9 | 35530 | C | 8 | 77777 | E | 9 | 0.4 | E | 8 | 0.043 | F | 8 | 0.22 | F | 8 | 0 | 1 | D | 9 | 0 | C | 8
1995-01-30 | 7:00 | 0 | 0 | 0 | 1 | 0 | 0 | 1 | 0 | 0 | 1 | 0 | 0 | 1 | 0 | 0 | 1 | 0 | 0 | 1 | 0 | 0 | 1 | 0 | 1 | E | 9 | 1 | E | 9 | -11.1 | E | 9 | -15.6 | E | 9 | 66 | A | 7 | 823 | E | 9 | 180 | E | 9 | 2.1 | E | 9 | 35820 | C | 8 | 77777 | E | 9 | 0.4 | E | 8 | 0.043 | F | 8 | 0.22 | F | 8 | 0 | 1 | D | 9 | 0 | C | 8
1995-01-30 | 8:00 | 81 | 1163 | 26 | 1 | 18 | 137 | 1 | 22 | 17 | 1 | 18 | 29 | 1 | 18 | 59 | 1 | 22 | 25 | 1 | 18 | 29 | 1 | 34 | 3 | E | 9 | 1 | E | 9 | -12.2 | E | 9 | -16.7 | E | 9 | 66 | A | 7 | 824 | E | 9 | 170 | E | 9 | 2.1 | E | 9 | 36110 | C | 8 | 77777 | E | 9 | 0.4 | E | 8 | 0.043 | F | 8 | 0.22 | F | 8 | 0 | 1 | D | 9 | 0 | C | 8
1995-01-30 | 9:00 | 311 | 1410 | 181 | 1 | 18 | 620 | 1 | 22 | 44 | 1 | 18 | 185 | 1 | 18 | 506 | 1 | 22 | 73 | 1 | 18 | 84 | 1 | 34 | 1 | E | 9 | 0 | E | 9 | -7.8 | E | 9 | -13.9 | E | 9 | 58 | A | 7 | 825 | E | 9 | 170 | E | 9 | 5.2 | E | 9 | 36400 | C | 8 | 77777 | E | 9 | 0.4 | E | 8 | 0.043 | F | 8 | 0.22 | F | 8 | 0 | 1 | D | 9 | 0 | C | 8
1995-01-30 | 10:00 | 510 | 1410 | 345 | 1 | 18 | 786 | 1 | 22 | 61 | 1 | 18 | 361 | 1 | 18 | 734 | 1 | 22 | 95 | 1 | 18 | 125 | 1 | 34 | 1 | E | 9 | 0 | E | 9 | -6.1 | E | 9 | -13.9 | E | 9 | 50 | A | 7 | 825 | E | 9 | 160 | E | 9 | 4.6 | E | 9 | 36690 | C | 8 | 77777 | E | 9 | 0.4 | E | 8 | 0.043 | F | 8 | 0.22 | F | 8 | 0 | 1 | D | 9 | 0 | C | 8
1995-01-30 | 11:00 | 656 | 1410 | 474 | 1 | 18 | 860 | 1 | 22 | 73 | 1 | 18 | 501 | 1 | 18 | 839 | 1 | 22 | 109 | 1 | 18 | 159 | 1 | 34 | 1 | E | 9 | 0 | E | 9 | -4.4 | E | 9 | -13.9 | E | 9 | 43 | A | 7 | 827 | E | 9 | 180 | E | 9 | 3.1 | E | 9 | 36980 | C | 8 | 77777 | E | 9 | 0.4 | E | 8 | 0.043 | F | 8 | 0.22 | F | 8 | 0 | 1 | D | 9 | 0 | C | 8
1995-01-30 | 12:00 | 739 | 1410 | 543 | 1 | 18 | 890 | 1 | 22 | 76 | 1 | 18 | 568 | 1 | 18 | 870 | 1 | 22 | 110 | 1 | 18 | 163 | 1 | 34 | 1 | E | 9 | 1 | E | 9 | -2.2 | E | 9 | -11.1 | E | 9 | 46 | A | 7 | 826 | E | 9 | 320 | E | 9 | 1.5 | E | 9 | 37270 | C | 8 | 77777 | E | 9 | 0.4 | E | 8 | 0.043 | F | 8 | 0.22 | F | 8 | 0 | 1 | D | 9 | 0 | C | 8
1995-01-30 | 13:00 | 753 | 1410 | 540 | 1 | 18 | 866 | 1 | 22 | 77 | 1 | 18 | 565 | 1 | 18 | 848 | 1 | 22 | 110 | 1 | 18 | 167 | 1 | 34 | 1 | E | 9 | 1 | E | 9 | 0 | E | 9 | -8.3 | E | 9 | 49 | A | 7 | 826 | E | 9 | 350 | E | 9 | 3.6 | E | 9 | 37560 | C | 8 | 77777 | E | 9 | 0.4 | E | 8 | 0.043 | F | 8 | 0.22 | F | 8 | 0 | 1 | D | 9 | 0 | C | 8
1995-01-30 | 14:00 | 697 | 1410 | 483 | 1 | 18 | 822 | 1 | 22 | 77 | 1 | 18 | 514 | 1 | 18 | 808 | 1 | 22 | 112 | 1 | 18 | 171 | 1 | 34 | 1 | E | 9 | 1 | E | 9 | 1.7 | E | 9 | -9.4 | E | 9 | 40 | A | 7 | 826 | E | 9 | 350 | E | 9 | 3.1 | E | 9 | 37850 | C | 8 | 77777 | E | 9 | 0.4 | E | 8 | 0.043 | F | 8 | 0.22 | F | 8 | 0 | 1 | D | 9 | 0 | C | 8
1995-01-30 | 15:00 | 575 | 1410 | 408 | 1 | 18 | 842 | 1 | 22 | 64 | 1 | 18 | 431 | 1 | 18 | 806 | 1 | 22 | 101 | 1 | 18 | 137 | 1 | 34 | 0 | E | 9 | 0 | E | 9 | 2.2 | E | 9 | -11.1 | E | 9 | 33 | A | 7 | 827 | E | 9 | 20 | E | 9 | 2.1 | E | 9 | 38140 | C | 8 | 77777 | E | 9 | 0.4 | E | 8 | 0.043 | F | 8 | 0.22 | F | 8 | 0 | 1 | D | 9 | 0 | C | 8
1995-01-30 | 16:00 | 396 | 1410 | 252 | 1 | 18 | 720 | 1 | 22 | 49 | 1 | 18 | 262 | 1 | 18 | 634 | 1 | 22 | 82 | 1 | 18 | 99 | 1 | 34 | 0 | E | 9 | 0 | E | 9 | 1.7 | E | 9 | -9.4 | E | 9 | 40 | A | 7 | 827 | E | 9 | 10 | E | 9 | 4.6 | E | 9 | 38430 | C | 8 | 77777 | E | 9 | 0.4 | E | 8 | 0.043 | F | 8 | 0.22 | F | 8 | 0 | 1 | D | 9 | 0 | C | 8
1995-01-30 | 17:00 | 173 | 1410 | 80 | 1 | 18 | 398 | 1 | 22 | 31 | 1 | 18 | 82 | 1 | 18 | 247 | 1 | 22 | 52 | 1 | 18 | 56 | 1 | 34 | 1 | E | 9 | 0 | E | 9 | -1.7 | E | 9 | -8.9 | E | 9 | 54 | A | 7 | 830 | E | 9 | 360 | E | 9 | 2.1 | E | 9 | 38720 | C | 8 | 77777 | E | 9 | 0.5 | E | 8 | 0.043 | F | 8 | 0.22 | F | 8 | 0 | 1 | D | 9 | 0 | C | 8
1995-01-30 | 18:00 | 6 | 317 | 1 | 1 | 18 | 21 | 1 | 22 | 0 | 1 | 18 | 0 | 1 | 18 | 0 | 1 | 22 | 0 | 1 | 18 | 0 | 1 | 34 | 0 | E | 9 | 0 | E | 9 | -4.4 | E | 9 | -11.1 | E | 9 | 56 | A | 7 | 829 | E | 9 | 40 | E | 9 | 2.1 | E | 9 | 39010 | C | 8 | 77777 | E | 9 | 0.5 | E | 8 | 0.043 | F | 8 | 0.22 | F | 8 | 0 | 1 | D | 9 | 0 | C | 8
1995-01-30 | 19:00 | 0 | 0 | 0 | 1 | 0 | 0 | 1 | 0 | 0 | 1 | 0 | 0 | 1 | 0 | 0 | 1 | 0 | 0 | 1 | 0 | 0 | 1 | 0 | 2 | E | 9 | 1 | E | 9 | -4.4 | E | 9 | -12.8 | E | 9 | 48 | A | 7 | 830 | E | 9 | 320 | E | 9 | 1.5 | E | 9 | 39300 | C | 8 | 77777 | E | 9 | 0.5 | E | 8 | 0.043 | F | 8 | 0.22 | F | 8 | 0 | 1 | D | 9 | 0 | C | 8
1995-01-30 | 20:00 | 0 | 0 | 0 | 1 | 0 | 0 | 1 | 0 | 0 | 1 | 0 | 0 | 1 | 0 | 0 | 1 | 0 | 0 | 1 | 0 | 0 | 1 | 0 | 5 | E | 9 | 1 | E | 9 | -7.8 | E | 9 | -11.7 | E | 9 | 71 | A | 7 | 830 | E | 9 | 170 | E | 9 | 2.1 | E | 9 | 39590 | C | 8 | 77777 | E | 9 | 0.5 | E | 8 | 0.043 | F | 8 | 0.22 | F | 8 | 0 | 1 | D | 9 | 0 | C | 8
1995-01-30 | 21:00 | 0 | 0 | 0 | 1 | 0 | 0 | 1 | 0 | 0 | 1 | 0 | 0 | 1 | 0 | 0 | 1 | 0 | 0 | 1 | 0 | 0 | 1 | 0 | 1 | E | 9 | 1 | E | 9 | -4.4 | E | 9 | -12.2 | E | 9 | 50 | A | 7 | 829 | E | 9 | 180 | E | 9 | 2.1 | E | 9 | 39880 | C | 8 | 77777 | E | 9 | 0.5 | E | 8 | 0.043 | F | 8 | 0.22 | F | 8 | 0 | 1 | D | 9 | 0 | C | 8
1995-01-30 | 22:00 | 0 | 0 | 0 | 1 | 0 | 0 | 1 | 0 | 0 | 1 | 0 | 0 | 1 | 0 | 0 | 1 | 0 | 0 | 1 | 0 | 0 | 1 | 0 | 5 | E | 9 | 3 | E | 9 | -5.6 | E | 9 | -11.7 | E | 9 | 59 | A | 7 | 827 | E | 9 | 170 | E | 9 | 1.5 | E | 9 | 40170 | C | 8 | 77777 | E | 9 | 0.5 | E | 8 | 0.043 | F | 8 | 0.22 | F | 8 | 0 | 1 | D | 9 | 0 | C | 8
1995-01-30 | 23:00 | 0 | 0 | 0 | 1 | 0 | 0 | 1 | 0 | 0 | 1 | 0 | 0 | 1 | 0 | 0 | 1 | 0 | 0 | 1 | 0 | 0 | 1 | 0 | 5 | E | 9 | 2 | E | 9 | -5 | E | 9 | -11.7 | E | 9 | 56 | A | 7 | 832 | E | 9 | 160 | E | 9 | 1.5 | E | 9 | 40460 | C | 8 | 77777 | E | 9 | 0.5 | E | 8 | 0.043 | F | 8 | 0.22 | F | 8 | 0 | 1 | D | 9 | 0 | C | 8
1995-01-30 | 24:00 | 0 | 0 | 0 | 1 | 0 | 0 | 1 | 0 | 0 | 1 | 0 | 0 | 1 | 0 | 0 | 1 | 0 | 0 | 1 | 0 | 0 | 1 | 0 | 0 | E | 9 | 0 | E | 9 | -5 | E | 9 | -11.7 | E | 9 | 56 | A | 7 | 828 | E | 9 | 180 | E | 9 | 1.5 | E | 9 | 40750 | C | 8 | 77777 | E | 9 | 0.5 | E | 8 | 0.043 | F | 8 | 0.22 | F | 8 | 0 | 1 | D | 9 | 0 | C | 8
1995-01-31 | 1:00 | 0 | 0 | 0 | 1 | 0 | 0 | 1 | 0 | 0 | 1 | 0 | 0 | 1 | 0 | 0 | 1 | 0 | 0 | 1 | 0 | 0 | 1 | 0 | 1 | E | 9 | 1 | E | 9 | -5.6 | E | 9 | -12.8 | E | 9 | 53 | A | 7 | 829 | E | 9 | 180 | E | 9 | 1.5 | E | 9 | 41040 | C | 8 | 77777 | E | 9 | 0.5 | E | 8 | 0.044 | F | 8 | 0.22 | F | 8 | 0 | 1 | D | 9 | 0 | C | 8
1995-01-31 | 2:00 | 0 | 0 | 0 | 1 | 0 | 0 | 1 | 0 | 0 | 1 | 0 | 0 | 1 | 0 | 0 | 1 | 0 | 0 | 1 | 0 | 0 | 1 | 0 | 4 | E | 9 | 4 | E | 9 | -5.6 | E | 9 | -13.3 | E | 9 | 51 | A | 7 | 829 | E | 9 | 190 | E | 9 | 3.1 | E | 9 | 41330 | C | 8 | 77777 | E | 9 | 0.5 | E | 8 | 0.044 | F | 8 | 0.22 | F | 8 | 0 | 1 | D | 9 | 0 | C | 8
1995-01-31 | 3:00 | 0 | 0 | 0 | 1 | 0 | 0 | 1 | 0 | 0 | 1 | 0 | 0 | 1 | 0 | 0 | 1 | 0 | 0 | 1 | 0 | 0 | 1 | 0 | 4 | E | 9 | 4 | E | 9 | -6.1 | E | 9 | -13.9 | E | 9 | 50 | A | 7 | 829 | E | 9 | 140 | E | 9 | 3.1 | E | 9 | 41620 | C | 8 | 77777 | E | 9 | 0.5 | E | 8 | 0.044 | F | 8 | 0.22 | F | 8 | 0 | 1 | D | 9 | 0 | C | 8
1995-01-31 | 4:00 | 0 | 0 | 0 | 1 | 0 | 0 | 1 | 0 | 0 | 1 | 0 | 0 | 1 | 0 | 0 | 1 | 0 | 0 | 1 | 0 | 0 | 1 | 0 | 2 | E | 9 | 2 | E | 9 | -6.1 | E | 9 | -14.4 | E | 9 | 48 | A | 7 | 829 | E | 9 | 190 | E | 9 | 2.6 | E | 9 | 41910 | C | 8 | 77777 | E | 9 | 0.5 | E | 8 | 0.044 | F | 8 | 0.22 | F | 8 | 0 | 1 | D | 9 | 0 | C | 8
1995-01-31 | 5:00 | 0 | 0 | 0 | 1 | 0 | 0 | 1 | 0 | 0 | 1 | 0 | 0 | 1 | 0 | 0 | 1 | 0 | 0 | 1 | 0 | 0 | 1 | 0 | 6 | E | 9 | 6 | E | 9 | -8.3 | E | 9 | -15 | E | 9 | 55 | A | 7 | 833 | E | 9 | 200 | E | 9 | 3.1 | E | 9 | 42200 | C | 8 | 6096 | E | 9 | 0.5 | E | 8 | 0.044 | F | 8 | 0.22 | F | 8 | 0 | 1 | D | 9 | 0 | C | 8
1995-01-31 | 6:00 | 0 | 0 | 0 | 1 | 0 | 0 | 1 | 0 | 0 | 1 | 0 | 0 | 1 | 0 | 0 | 1 | 0 | 0 | 1 | 0 | 0 | 1 | 0 | 4 | E | 9 | 2 | E | 9 | -8.9 | E | 9 | -15 | E | 9 | 58 | A | 7 | 830 | E | 9 | 170 | E | 9 | 3.6 | E | 9 | 42490 | C | 8 | 77777 | E | 9 | 0.5 | E | 8 | 0.044 | F | 8 | 0.22 | F | 8 | 0 | 1 | D | 9 | 0 | C | 8
1995-01-31 | 7:00 | 0 | 0 | 0 | 1 | 0 | 0 | 1 | 0 | 0 | 1 | 0 | 0 | 1 | 0 | 0 | 1 | 0 | 0 | 1 | 0 | 0 | 1 | 0 | 8 | E | 9 | 3 | E | 9 | -8.3 | E | 9 | -15.6 | E | 9 | 52 | A | 7 | 830 | E | 9 | 160 | E | 9 | 2.6 | E | 9 | 42780 | C | 8 | 77777 | E | 9 | 0.6 | E | 8 | 0.044 | F | 8 | 0.22 | F | 8 | 0 | 1 | D | 9 | 0 | C | 8
1995-01-31 | 8:00 | 84 | 1186 | 29 | 1 | 18 | 120 | 1 | 22 | 20 | 1 | 18 | 31 | 1 | 18 | 52 | 1 | 22 | 27 | 1 | 18 | 35 | 1 | 34 | 7 | E | 9 | 5 | E | 9 | -7.8 | E | 9 | -15 | E | 9 | 52 | A | 7 | 830 | E | 9 | 180 | E | 9 | 3.1 | E | 9 | 43070 | C | 8 | 6096 | E | 9 | 0.6 | E | 8 | 0.044 | F | 8 | 0.22 | F | 8 | 0 | 1 | D | 9 | 0 | C | 8
1995-01-31 | 9:00 | 315 | 1409 | 138 | 1 | 18 | 108 | 1 | 22 | 114 | 1 | 18 | 148 | 1 | 18 | 88 | 1 | 22 | 128 | 1 | 18 | 248 | 1 | 34 | 10 | E | 9 | 8 | E | 9 | -4.4 | E | 9 | -14.4 | E | 9 | 41 | A | 7 | 832 | E | 9 | 180 | E | 9 | 4.1 | E | 9 | 43360 | C | 8 | 6096 | E | 9 | 0.6 | E | 8 | 0.044 | F | 8 | 0.22 | F | 8 | 0 | 1 | D | 9 | 0 | C | 8
1995-01-31 | 10:00 | 514 | 1409 | 236 | 1 | 18 | 248 | 1 | 22 | 145 | 1 | 18 | 250 | 1 | 18 | 239 | 1 | 22 | 163 | 1 | 18 | 300 | 1 | 34 | 9 | E | 9 | 6 | E | 9 | -2.2 | E | 9 | -13.3 | E | 9 | 38 | A | 7 | 834 | E | 9 | 210 | E | 9 | 4.1 | E | 9 | 43650 | C | 8 | 7620 | E | 9 | 0.6 | E | 8 | 0.044 | F | 8 | 0.22 | F | 8 | 0 | 1 | D | 9 | 0 | C | 8
1995-01-31 | 11:00 | 661 | 1409 | 356 | 1 | 18 | 439 | 1 | 22 | 150 | 1 | 18 | 378 | 1 | 18 | 435 | 1 | 22 | 173 | 1 | 18 | 307 | 1 | 34 | 9 | E | 9 | 6 | E | 9 | 1.7 | E | 9 | -12.8 | E | 9 | 29 | A | 7 | 834 | E | 9 | 0 | E | 9 | 0 | E | 9 | 43940 | C | 8 | 7620 | E | 9 | 0.6 | E | 8 | 0.044 | F | 8 | 0.22 | F | 8 | 0 | 1 | D | 9 | 0 | C | 8
1995-01-31 | 12:00 | 744 | 1409 | 433 | 1 | 18 | 476 | 1 | 22 | 181 | 1 | 18 | 458 | 1 | 18 | 481 | 1 | 22 | 203 | 1 | 18 | 393 | 1 | 34 | 7 | E | 9 | 5 | E | 9 | 2.8 | E | 9 | -11.7 | E | 9 | 30 | A | 7 | 834 | E | 9 | 0 | E | 9 | 0 | E | 9 | 44230 | C | 8 | 7620 | E | 9 | 0.6 | E | 8 | 0.044 | F | 8 | 0.22 | F | 8 | 0 | 1 | D | 9 | 0 | C | 8
1995-01-31 | 13:00 | 758 | 1409 | 443 | 1 | 18 | 494 | 1 | 22 | 177 | 1 | 18 | 471 | 1 | 18 | 500 | 1 | 22 | 201 | 1 | 18 | 387 | 1 | 34 | 10 | E | 9 | 6 | E | 9 | 5 | E | 9 | -11.1 | E | 9 | 27 | A | 7 | 833 | E | 9 | 80 | E | 9 | 2.6 | E | 9 | 44520 | C | 8 | 6706 | E | 9 | 0.6 | E | 8 | 0.044 | F | 8 | 0.22 | F | 8 | 0 | 1 | D | 9 | 0 | C | 8
1995-01-31 | 14:00 | 703 | 1409 | 293 | 1 | 18 | 242 | 1 | 22 | 172 | 1 | 18 | 318 | 1 | 18 | 251 | 1 | 22 | 192 | 1 | 18 | 376 | 1 | 34 | 10 | E | 9 | 6 | E | 9 | 5 | E | 9 | -11.1 | E | 9 | 27 | A | 7 | 832 | E | 9 | 70 | E | 9 | 2.6 | E | 9 | 44810 | C | 8 | 6706 | E | 9 | 0.6 | E | 8 | 0.044 | F | 8 | 0.22 | F | 8 | 0 | 1 | D | 9 | 0 | C | 8
1995-01-31 | 15:00 | 581 | 1409 | 261 | 1 | 18 | 107 | 1 | 22 | 217 | 1 | 18 | 286 | 1 | 18 | 105 | 1 | 22 | 243 | 1 | 18 | 574 | 1 | 34 | 10 | E | 9 | 8 | E | 9 | 5 | E | 9 | -11.7 | E | 9 | 26 | A | 7 | 832 | E | 9 | 80 | E | 9 | 2.6 | E | 9 | 45100 | C | 8 | 6096 | E | 9 | 0.6 | E | 8 | 0.044 | F | 8 | 0.22 | F | 8 | 0 | 1 | D | 9 | 0 | C | 8
1995-01-31 | 16:00 | 402 | 1409 | 252 | 1 | 18 | 484 | 1 | 22 | 114 | 1 | 18 | 259 | 1 | 18 | 419 | 1 | 22 | 139 | 1 | 18 | 217 | 1 | 34 | 10 | E | 9 | 5 | E | 9 | 4.4 | E | 9 | -11.7 | E | 9 | 27 | A | 7 | 832 | E | 9 | 80 | E | 9 | 4.1 | E | 9 | 45390 | C | 8 | 6096 | E | 9 | 0.6 | E | 8 | 0.044 | F | 8 | 0.22 | F | 8 | 0 | 1 | D | 9 | 0 | C | 8
1995-01-31 | 17:00 | 179 | 1409 | 91 | 1 | 18 | 151 | 1 | 22 | 72 | 1 | 18 | 93 | 1 | 18 | 85 | 1 | 22 | 82 | 1 | 18 | 150 | 1 | 34 | 10 | E | 9 | 5 | E | 9 | 1.7 | E | 9 | -11.1 | E | 9 | 34 | A | 7 | 832 | E | 9 | 90 | E | 9 | 3.1 | E | 9 | 45680 | C | 8 | 6401 | E | 9 | 0.7 | E | 8 | 0.044 | F | 8 | 0.22 | F | 8 | 0 | 1 | D | 9 | 0 | C | 8
1995-01-31 | 18:00 | 7 | 364 | 2 | 1 | 18 | 23 | 1 | 22 | 1 | 1 | 18 | 0 | 1 | 18 | 0 | 1 | 22 | 0 | 1 | 18 | 0 | 1 | 34 | 9 | E | 9 | 5 | E | 9 | -0.6 | E | 9 | -12.2 | E | 9 | 37 | A | 7 | 830 | E | 9 | 110 | E | 9 | 3.6 | E | 9 | 45970 | C | 8 | 6706 | E | 9 | 0.7 | E | 8 | 0.044 | F | 8 | 0.22 | F | 8 | 0 | 1 | D | 9 | 0 | C | 8
1995-01-31 | 19:00 | 0 | 0 | 0 | 1 | 0 | 0 | 1 | 0 | 0 | 1 | 0 | 0 | 1 | 0 | 0 | 1 | 0 | 0 | 1 | 0 | 0 | 1 | 0 | 8 | E | 9 | 5 | E | 9 | -4.4 | E | 9 | -10 | E | 9 | 61 | A | 7 | 830 | E | 9 | 100 | E | 9 | 2.6 | E | 9 | 46260 | C | 8 | 6706 | E | 9 | 0.7 | E | 8 | 0.044 | F | 8 | 0.22 | F | 8 | 0 | 1 | D | 9 | 0 | C | 8
1995-01-31 | 20:00 | 0 | 0 | 0 | 1 | 0 | 0 | 1 | 0 | 0 | 1 | 0 | 0 | 1 | 0 | 0 | 1 | 0 | 0 | 1 | 0 | 0 | 1 | 0 | 7 | E | 9 | 6 | E | 9 | -7.8 | E | 9 | -11.1 | E | 9 | 75 | A | 7 | 831 | E | 9 | 350 | E | 9 | 1.5 | E | 9 | 46550 | C | 8 | 6706 | E | 9 | 0.7 | E | 8 | 0.044 | F | 8 | 0.22 | F | 8 | 0 | 1 | D | 9 | 0 | C | 8
1995-01-31 | 21:00 | 0 | 0 | 0 | 1 | 0 | 0 | 1 | 0 | 0 | 1 | 0 | 0 | 1 | 0 | 0 | 1 | 0 | 0 | 1 | 0 | 0 | 1 | 0 | 9 | E | 9 | 6 | E | 9 | -5 | E | 9 | -13.3 | E | 9 | 48 | A | 7 | 831 | E | 9 | 0 | E | 9 | 0 | E | 9 | 46840 | C | 8 | 6706 | E | 9 | 0.7 | E | 8 | 0.044 | F | 8 | 0.22 | F | 8 | 0 | 1 | D | 9 | 0 | C | 8
1995-01-31 | 22:00 | 0 | 0 | 0 | 1 | 0 | 0 | 1 | 0 | 0 | 1 | 0 | 0 | 1 | 0 | 0 | 1 | 0 | 0 | 1 | 0 | 0 | 1 | 0 | 10 | E | 9 | 7 | E | 9 | -5.3 | E | 9 | -14.2 | E | 9 | 44 | A | 7 | 830 | E | 9 | 170 | E | 9 | 0.8 | E | 9 | 47130 | C | 8 | 6706 | E | 9 | 0.7 | E | 8 | 0.044 | F | 8 | 0.22 | F | 8 | 0 | 1 | D | 9 | 0 | C | 8
1995-01-31 | 23:00 | 0 | 0 | 0 | 1 | 0 | 0 | 1 | 0 | 0 | 1 | 0 | 0 | 1 | 0 | 0 | 1 | 0 | 0 | 1 | 0 | 0 | 1 | 0 | 9 | E | 9 | 6 | E | 9 | -5.7 | E | 9 | -15.1 | E | 9 | 50 | A | 7 | 833 | E | 9 | 170 | E | 9 | 1.6 | E | 9 | 47420 | C | 8 | 6706 | E | 9 | 0.7 | E | 8 | 0.044 | F | 8 | 0.22 | F | 8 | 0 | 1 | D | 9 | 0 | C | 8
1995-01-31 | 24:00 | 0 | 0 | 0 | 1 | 0 | 0 | 1 | 0 | 0 | 1 | 0 | 0 | 1 | 0 | 0 | 1 | 0 | 0 | 1 | 0 | 0 | 1 | 0 | 9 | E | 9 | 6 | E | 9 | -6.1 | E | 9 | -16.1 | E | 9 | 53 | A | 7 | 829 | E | 9 | 180 | E | 9 | 2.4 | E | 9 | 47710 | C | 8 | 6706 | E | 9 | 0.7 | E | 8 | 0.044 | F | 8 | 0.22 | F | 8 | 0 | 1 | D | 9 | 0 | C | 8
1994-02-01 | 1:00 | 0 | 0 | 0 | 1 | 0 | 0 | 1 | 0 | 0 | 1 | 0 | 0 | 1 | 0 | 0 | 1 | 0 | 0 | 1 | 0 | 0 | 1 | 0 | 2 | A | 7 | 2 | A | 7 | -6.5 | A | 7 | -17 | A | 7 | 47 | A | 7 | 840 | A | 7 | 260 | A | 7 | 3.3 | A | 7 | 48000 | B | 7 | 77777 | A | 7 | 0.2 | E | 8 | 0.053 | F | 8 | 0.22 | F | 8 | 0 | 1 | D | 9 | 0 | C | 8
1994-02-01 | 2:00 | 0 | 0 | 0 | 1 | 0 | 0 | 1 | 0 | 0 | 1 | 0 | 0 | 1 | 0 | 0 | 1 | 0 | 0 | 1 | 0 | 0 | 1 | 0 | 5 | A | 7 | 3 | A | 7 | -6.9 | A | 7 | -18 | A | 7 | 38 | A | 7 | 840 | A | 7 | 270 | A | 7 | 4.1 | A | 7 | 48000 | B | 7 | 77777 | A | 7 | 0.2 | E | 8 | 0.053 | F | 8 | 0.22 | F | 8 | 0 | 1 | D | 9 | 0 | C | 8
1994-02-01 | 3:00 | 0 | 0 | 0 | 1 | 0 | 0 | 1 | 0 | 0 | 1 | 0 | 0 | 1 | 0 | 0 | 1 | 0 | 0 | 1 | 0 | 0 | 1 | 0 | 2 | A | 7 | 1 | A | 7 | -7.3 | A | 7 | -18.9 | A | 7 | 34 | A | 7 | 840 | A | 7 | 270 | A | 7 | 4.9 | A | 7 | 48000 | B | 7 | 77777 | A | 7 | 0.2 | E | 8 | 0.053 | F | 8 | 0.22 | F | 8 | 0 | 1 | D | 9 | 0 | C | 8
1994-02-01 | 4:00 | 0 | 0 | 0 | 1 | 0 | 0 | 1 | 0 | 0 | 1 | 0 | 0 | 1 | 0 | 0 | 1 | 0 | 0 | 1 | 0 | 0 | 1 | 0 | 1 | A | 7 | 0 | A | 7 | -7.8 | A | 7 | -20 | A | 7 | 33 | A | 7 | 840 | A | 7 | 270 | A | 7 | 5.7 | A | 7 | 48000 | B | 7 | 77777 | A | 7 | 0.2 | E | 8 | 0.053 | F | 8 | 0.22 | F | 8 | 0 | 1 | D | 9 | 0 | C | 8
1994-02-01 | 5:00 | 0 | 0 | 0 | 1 | 0 | 0 | 1 | 0 | 0 | 1 | 0 | 0 | 1 | 0 | 0 | 1 | 0 | 0 | 1 | 0 | 0 | 1 | 0 | 1 | A | 7 | 1 | A | 7 | -7.2 | A | 7 | -20 | A | 7 | 31 | A | 7 | 840 | A | 7 | 260 | A | 7 | 6.2 | A | 7 | 48000 | B | 7 | 77777 | A | 7 | 0.2 | E | 8 | 0.053 | F | 8 | 0.22 | F | 8 | 0 | 1 | D | 9 | 0 | C | 8
1994-02-01 | 6:00 | 0 | 0 | 0 | 1 | 0 | 0 | 1 | 0 | 0 | 1 | 0 | 0 | 1 | 0 | 0 | 1 | 0 | 0 | 1 | 0 | 0 | 1 | 0 | 1 | A | 7 | 1 | A | 7 | -7.8 | A | 7 | -20.6 | A | 7 | 31 | A | 7 | 839 | A | 7 | 250 | A | 7 | 4.6 | A | 7 | 48000 | B | 7 | 77777 | A | 7 | 0.2 | E | 8 | 0.053 | F | 8 | 0.22 | F | 8 | 0 | 1 | D | 9 | 0 | C | 8
1994-02-01 | 7:00 | 0 | 0 | 0 | 1 | 0 | 0 | 1 | 0 | 0 | 1 | 0 | 0 | 1 | 0 | 0 | 1 | 0 | 0 | 1 | 0 | 0 | 1 | 0 | 0 | A | 7 | 0 | A | 7 | -7.2 | A | 7 | -20.6 | A | 7 | 29 | A | 7 | 839 | A | 7 | 240 | A | 7 | 4.1 | A | 7 | 80000 | B | 7 | 77777 | A | 7 | 0.2 | E | 8 | 0.053 | F | 8 | 0.22 | F | 8 | 0 | 1 | D | 9 | 0 | C | 8
1994-02-01 | 8:00 | 88 | 1209 | 38 | 1 | 10 | 360 | 1 | 16 | 12 | 1 | 10 | 42 | 1 | 10 | 223 | 1 | 16 | 25 | 1 | 10 | 32 | 1 | 21 | 1 | A | 7 | 1 | A | 7 | -6.7 | A | 7 | -20 | A | 7 | 30 | A | 7 | 840 | A | 7 | 270 | A | 7 | 5.2 | A | 7 | 112000 | B | 7 | 77777 | A | 7 | 0.2 | E | 8 | 0.053 | F | 8 | 0.22 | F | 8 | 0 | 1 | D | 9 | 0 | C | 8
1994-02-01 | 9:00 | 321 | 1409 | 209 | 1 | 10 | 798 | 1 | 16 | 28 | 1 | 10 | 224 | 1 | 10 | 674 | 1 | 16 | 69 | 1 | 10 | 74 | 1 | 21 | 0 | A | 7 | 0 | A | 7 | -5 | A | 7 | -18.9 | A | 7 | 29 | A | 7 | 840 | A | 7 | 280 | A | 7 | 4.6 | A | 7 | 112000 | B | 7 | 77777 | A | 7 | 0.2 | E | 8 | 0.053 | F | 8 | 0.22 | F | 8 | 0 | 1 | D | 9 | 0 | C | 8
1994-02-01 | 10:00 | 520 | 1409 | 383 | 1 | 10 | 931 | 1 | 16 | 39 | 1 | 10 | 408 | 1 | 10 | 873 | 1 | 16 | 84 | 1 | 10 | 104 | 1 | 21 | 0 | A | 7 | 0 | A | 7 | -3.9 | A | 7 | -18.9 | A | 7 | 26 | A | 7 | 840 | A | 7 | 290 | A | 7 | 5.7 | A | 7 | 112000 | B | 7 | 77777 | A | 7 | 0.2 | E | 8 | 0.053 | F | 8 | 0.22 | F | 8 | 0 | 1 | D | 9 | 0 | C | 8
1994-02-01 | 11:00 | 667 | 1409 | 516 | 1 | 10 | 990 | 1 | 16 | 47 | 1 | 10 | 548 | 1 | 10 | 961 | 1 | 16 | 91 | 1 | 10 | 127 | 1 | 21 | 0 | A | 7 | 0 | A | 7 | -2.2 | A | 7 | -18.3 | A | 7 | 24 | A | 7 | 840 | A | 7 | 270 | A | 7 | 6.2 | A | 7 | 112000 | B | 7 | 77777 | A | 7 | 0.2 | E | 8 | 0.053 | F | 8 | 0.22 | F | 8 | 0 | 1 | D | 9 | 0 | C | 8
1994-02-01 | 12:00 | 751 | 1409 | 592 | 1 | 10 | 1015 | 1 | 16 | 51 | 1 | 10 | 628 | 1 | 10 | 997 | 1 | 16 | 94 | 1 | 10 | 140 | 1 | 21 | 0 | A | 7 | 0 | A | 7 | -0.6 | A | 7 | -20 | A | 7 | 18 | A | 7 | 840 | A | 7 | 280 | A | 7 | 4.1 | A | 7 | 112000 | B | 7 | 77777 | A | 7 | 0.2 | E | 8 | 0.053 | F | 8 | 0.22 | F | 8 | 0 | 1 | D | 9 | 0 | C | 8
1994-02-01 | 13:00 | 765 | 1409 | 606 | 1 | 10 | 1019 | 1 | 16 | 52 | 1 | 10 | 642 | 1 | 10 | 1003 | 1 | 16 | 95 | 1 | 10 | 143 | 1 | 21 | 0 | A | 7 | 0 | A | 7 | 1.1 | A | 7 | -18.3 | A | 7 | 18 | A | 7 | 839 | A | 7 | 340 | A | 7 | 2.6 | A | 7 | 112000 | B | 7 | 77777 | A | 7 | 0.2 | E | 8 | 0.053 | F | 8 | 0.22 | F | 8 | 0 | 1 | D | 9 | 0 | C | 8
1994-02-01 | 14:00 | 710 | 1409 | 554 | 1 | 10 | 1002 | 1 | 16 | 49 | 1 | 10 | 588 | 1 | 10 | 979 | 1 | 16 | 92 | 1 | 10 | 133 | 1 | 21 | 0 | A | 7 | 0 | A | 7 | -3.3 | A | 7 | -11.7 | A | 7 | 48 | A | 7 | 838 | A | 7 | 90 | A | 7 | 5.7 | A | 7 | 112000 | B | 7 | 77777 | A | 7 | 0.2 | E | 8 | 0.053 | F | 8 | 0.22 | F | 8 | 0 | 1 | D | 9 | 0 | C | 8
1994-02-01 | 15:00 | 588 | 1409 | 443 | 1 | 10 | 959 | 1 | 16 | 42 | 1 | 10 | 471 | 1 | 10 | 916 | 1 | 16 | 87 | 1 | 10 | 114 | 1 | 21 | 0 | A | 7 | 0 | A | 7 | -3.3 | A | 7 | -12.2 | A | 7 | 46 | A | 7 | 838 | A | 7 | 110 | A | 7 | 6.2 | A | 7 | 112000 | B | 7 | 77777 | A | 7 | 0.2 | E | 8 | 0.053 | F | 8 | 0.22 | F | 8 | 0 | 1 | D | 9 | 0 | C | 8
1994-02-01 | 16:00 | 409 | 1409 | 284 | 1 | 10 | 865 | 1 | 16 | 32 | 1 | 10 | 302 | 1 | 10 | 775 | 1 | 16 | 76 | 1 | 10 | 87 | 1 | 21 | 0 | A | 7 | 0 | A | 7 | -3.9 | A | 7 | -12.2 | A | 7 | 48 | A | 7 | 838 | A | 7 | 110 | A | 7 | 6.2 | A | 7 | 112000 | B | 7 | 77777 | A | 7 | 0.2 | E | 8 | 0.053 | F | 8 | 0.22 | F | 8 | 0 | 1 | D | 9 | 0 | C | 8
1994-02-01 | 17:00 | 185 | 1409 | 103 | 1 | 10 | 628 | 1 | 16 | 20 | 1 | 10 | 109 | 1 | 10 | 454 | 1 | 16 | 49 | 1 | 10 | 50 | 1 | 21 | 0 | A | 7 | 0 | A | 7 | -4.4 | A | 7 | -13.3 | A | 7 | 46 | A | 7 | 838 | A | 7 | 150 | A | 7 | 3.6 | A | 7 | 112000 | B | 7 | 77777 | A | 7 | 0.2 | E | 8 | 0.053 | F | 8 | 0.22 | F | 8 | 0 | 1 | D | 9 | 0 | C | 8
1994-02-01 | 18:00 | 9 | 387 | 3 | 1 | 10 | 83 | 1 | 16 | 1 | 1 | 10 | 0 | 1 | 10 | 0 | 1 | 16 | 0 | 1 | 10 | 0 | 1 | 21 | 0 | A | 7 | 0 | A | 7 | -6.7 | A | 7 | -15 | A | 7 | 48 | A | 7 | 837 | A | 7 | 130 | A | 7 | 2.1 | A | 7 | 80000 | B | 7 | 77777 | A | 7 | 0.2 | E | 8 | 0.053 | F | 8 | 0.22 | F | 8 | 0 | 1 | D | 9 | 0 | C | 8
1994-02-01 | 19:00 | 0 | 0 | 0 | 1 | 0 | 0 | 1 | 0 | 0 | 1 | 0 | 0 | 1 | 0 | 0 | 1 | 0 | 0 | 1 | 0 | 0 | 1 | 0 | 0 | A | 7 | 0 | A | 7 | -7.2 | A | 7 | -15 | A | 7 | 50 | A | 7 | 837 | A | 7 | 160 | A | 7 | 2.6 | A | 7 | 48000 | B | 7 | 77777 | A | 7 | 0.2 | E | 8 | 0.053 | F | 8 | 0.22 | F | 8 | 0 | 1 | D | 9 | 0 | C | 8
1994-02-01 | 20:00 | 0 | 0 | 0 | 1 | 0 | 0 | 1 | 0 | 0 | 1 | 0 | 0 | 1 | 0 | 0 | 1 | 0 | 0 | 1 | 0 | 0 | 1 | 0 | 0 | A | 7 | 0 | A | 7 | -7.8 | A | 7 | -15.6 | A | 7 | 50 | A | 7 | 836 | A | 7 | 180 | A | 7 | 3.6 | A | 7 | 32000 | B | 7 | 77777 | A | 7 | 0.2 | E | 8 | 0.053 | F | 8 | 0.22 | F | 8 | 0 | 1 | D | 9 | 0 | C | 8
1994-02-01 | 21:00 | 0 | 0 | 0 | 1 | 0 | 0 | 1 | 0 | 0 | 1 | 0 | 0 | 1 | 0 | 0 | 1 | 0 | 0 | 1 | 0 | 0 | 1 | 0 | 0 | A | 7 | 0 | A | 7 | -8.9 | A | 7 | -16.7 | A | 7 | 49 | A | 7 | 836 | A | 7 | 210 | A | 7 | 1 | A | 7 | 32000 | B | 7 | 77777 | A | 7 | 0.2 | E | 8 | 0.053 | F | 8 | 0.22 | F | 8 | 0 | 1 | D | 9 | 0 | C | 8
1994-02-01 | 22:00 | 0 | 0 | 0 | 1 | 0 | 0 | 1 | 0 | 0 | 1 | 0 | 0 | 1 | 0 | 0 | 1 | 0 | 0 | 1 | 0 | 0 | 1 | 0 | 0 | A | 7 | 0 | A | 7 | -10 | A | 7 | -17.2 | A | 7 | 52 | A | 7 | 836 | A | 7 | 140 | A | 7 | 2.1 | A | 7 | 32000 | B | 7 | 77777 | A | 7 | 0.2 | E | 8 | 0.053 | F | 8 | 0.22 | F | 8 | 0 | 1 | D | 9 | 0 | C | 8
1994-02-01 | 23:00 | 0 | 0 | 0 | 1 | 0 | 0 | 1 | 0 | 0 | 1 | 0 | 0 | 1 | 0 | 0 | 1 | 0 | 0 | 1 | 0 | 0 | 1 | 0 | 0 | A | 7 | 0 | A | 7 | -10 | A | 7 | -17.8 | A | 7 | 49 | A | 7 | 836 | A | 7 | 180 | A | 7 | 2.6 | A | 7 | 32000 | B | 7 | 77777 | A | 7 | 0.2 | E | 8 | 0.053 | F | 8 | 0.22 | F | 8 | 0 | 1 | D | 9 | 0 | C | 8
1994-02-01 | 24:00 | 0 | 0 | 0 | 1 | 0 | 0 | 1 | 0 | 0 | 1 | 0 | 0 | 1 | 0 | 0 | 1 | 0 | 0 | 1 | 0 | 0 | 1 | 0 | 0 | A | 7 | 0 | A | 7 | -9.4 | A | 7 | -18.3 | A | 7 | 44 | A | 7 | 836 | A | 7 | 200 | A | 7 | 3.1 | A | 7 | 32000 | B | 7 | 77777 | A | 7 | 0.2 | E | 8 | 0.053 | F | 8 | 0.22 | F | 8 | 0 | 1 | D | 9 | 0 | C | 8
1994-02-02 | 1:00 | 0 | 0 | 0 | 1 | 0 | 0 | 1 | 0 | 0 | 1 | 0 | 0 | 1 | 0 | 0 | 1 | 0 | 0 | 1 | 0 | 0 | 1 | 0 | 0 | A | 7 | 0 | A | 7 | -10 | A | 7 | -18.9 | A | 7 | 44 | A | 7 | 836 | A | 7 | 190 | A | 7 | 2.1 | A | 7 | 32000 | B | 7 | 77777 | A | 7 | 0.2 | E | 8 | 0.053 | F | 8 | 0.22 | F | 8 | 0 | 1 | D | 9 | 0 | C | 8
1994-02-02 | 2:00 | 0 | 0 | 0 | 1 | 0 | 0 | 1 | 0 | 0 | 1 | 0 | 0 | 1 | 0 | 0 | 1 | 0 | 0 | 1 | 0 | 0 | 1 | 0 | 0 | A | 7 | 0 | A | 7 | -9.4 | A | 7 | -18.9 | A | 7 | 42 | A | 7 | 836 | A | 7 | 120 | A | 7 | 3.1 | A | 7 | 32000 | B | 7 | 77777 | A | 7 | 0.2 | E | 8 | 0.053 | F | 8 | 0.22 | F | 8 | 0 | 1 | D | 9 | 0 | C | 8
1994-02-02 | 3:00 | 0 | 0 | 0 | 1 | 0 | 0 | 1 | 0 | 0 | 1 | 0 | 0 | 1 | 0 | 0 | 1 | 0 | 0 | 1 | 0 | 0 | 1 | 0 | 3 | A | 7 | 1 | A | 7 | -11.7 | A | 7 | -18.9 | A | 7 | 51 | A | 7 | 835 | A | 7 | 180 | A | 7 | 2.1 | A | 7 | 48000 | B | 7 | 77777 | A | 7 | 0.2 | E | 8 | 0.053 | F | 8 | 0.22 | F | 8 | 0 | 1 | D | 9 | 0 | C | 8
1994-02-02 | 4:00 | 0 | 0 | 0 | 1 | 0 | 0 | 1 | 0 | 0 | 1 | 0 | 0 | 1 | 0 | 0 | 1 | 0 | 0 | 1 | 0 | 0 | 1 | 0 | 1 | A | 7 | 1 | A | 7 | -11.7 | A | 7 | -18.3 | A | 7 | 54 | A | 7 | 835 | A | 7 | 210 | A | 7 | 2.1 | A | 7 | 48000 | B | 7 | 77777 | A | 7 | 0.2 | E | 8 | 0.053 | F | 8 | 0.22 | F | 8 | 0 | 1 | D | 9 | 0 | C | 8
1994-02-02 | 5:00 | 0 | 0 | 0 | 1 | 0 | 0 | 1 | 0 | 0 | 1 | 0 | 0 | 1 | 0 | 0 | 1 | 0 | 0 | 1 | 0 | 0 | 1 | 0 | 1 | A | 7 | 1 | A | 7 | -13.3 | A | 7 | -20 | A | 7 | 53 | A | 7 | 835 | A | 7 | 0 | A | 7 | 0 | A | 7 | 48000 | B | 7 | 77777 | A | 7 | 0.2 | E | 8 | 0.053 | F | 8 | 0.22 | F | 8 | 0 | 1 | D | 9 | 0 | C | 8
1994-02-02 | 6:00 | 0 | 0 | 0 | 1 | 0 | 0 | 1 | 0 | 0 | 1 | 0 | 0 | 1 | 0 | 0 | 1 | 0 | 0 | 1 | 0 | 0 | 1 | 0 | 0 | A | 7 | 0 | A | 7 | -12.2 | A | 7 | -19.4 | A | 7 | 51 | A | 7 | 835 | A | 7 | 170 | A | 7 | 2.1 | A | 7 | 48000 | B | 7 | 77777 | A | 7 | 0.2 | E | 8 | 0.053 | F | 8 | 0.22 | F | 8 | 0 | 1 | D | 9 | 0 | C | 8
1994-02-02 | 7:00 | 0 | 0 | 0 | 1 | 0 | 0 | 1 | 0 | 0 | 1 | 0 | 0 | 1 | 0 | 0 | 1 | 0 | 0 | 1 | 0 | 0 | 1 | 0 | 0 | A | 7 | 0 | A | 7 | -13.3 | A | 7 | -20 | A | 7 | 53 | A | 7 | 835 | A | 7 | 190 | A | 7 | 2.6 | A | 7 | 112000 | B | 7 | 77777 | A | 7 | 0.2 | E | 8 | 0.053 | F | 8 | 0.22 | F | 8 | 0 | 1 | D | 9 | 0 | C | 8
1994-02-02 | 8:00 | 92 | 1232 | 40 | 1 | 10 | 342 | 1 | 16 | 14 | 1 | 10 | 43 | 1 | 10 | 212 | 1 | 16 | 27 | 1 | 10 | 34 | 1 | 21 | 0 | A | 7 | 0 | A | 7 | -10.6 | A | 7 | -20 | A | 7 | 42 | A | 7 | 835 | A | 7 | 160 | A | 7 | 4.1 | A | 7 | 112000 | B | 7 | 77777 | A | 7 | 0.2 | E | 8 | 0.053 | F | 8 | 0.22 | F | 8 | 0 | 1 | D | 9 | 0 | C | 8
1994-02-02 | 9:00 | 325 | 1408 | 206 | 1 | 10 | 747 | 1 | 16 | 33 | 1 | 10 | 218 | 1 | 10 | 633 | 1 | 16 | 71 | 1 | 10 | 79 | 1 | 21 | 0 | A | 7 | 0 | A | 7 | -5.6 | A | 7 | -18.3 | A | 7 | 32 | A | 7 | 835 | A | 7 | 150 | A | 7 | 3.1 | A | 7 | 112000 | B | 7 | 77777 | A | 7 | 0.3 | E | 8 | 0.053 | F | 8 | 0.22 | F | 8 | 0 | 1 | D | 9 | 0 | C | 8
1994-02-02 | 10:00 | 525 | 1408 | 378 | 1 | 10 | 891 | 1 | 16 | 46 | 1 | 10 | 401 | 1 | 10 | 836 | 1 | 16 | 88 | 1 | 10 | 113 | 1 | 21 | 0 | A | 7 | 0 | A | 7 | -1.7 | A | 7 | -16.1 | A | 7 | 28 | A | 7 | 835 | A | 7 | 180 | A | 7 | 4.6 | A | 7 | 112000 | B | 7 | 77777 | A | 7 | 0.3 | E | 8 | 0.053 | F | 8 | 0.22 | F | 8 | 0 | 1 | D | 9 | 0 | C | 8
1994-02-02 | 11:00 | 672 | 1408 | 511 | 1 | 10 | 955 | 1 | 16 | 55 | 1 | 10 | 540 | 1 | 10 | 927 | 1 | 16 | 96 | 1 | 10 | 138 | 1 | 21 | 0 | A | 7 | 0 | A | 7 | 1.1 | A | 7 | -13.3 | A | 7 | 29 | A | 7 | 834 | A | 7 | 200 | A | 7 | 4.6 | A | 7 | 112000 | B | 7 | 77777 | A | 7 | 0.3 | E | 8 | 0.053 | F | 8 | 0.22 | F | 8 | 0 | 1 | D | 9 | 0 | C | 8
1994-02-02 | 12:00 | 756 | 1408 | 588 | 1 | 10 | 983 | 1 | 16 | 60 | 1 | 10 | 620 | 1 | 10 | 965 | 1 | 16 | 100 | 1 | 10 | 153 | 1 | 21 | 0 | A | 7 | 0 | A | 7 | 5 | A | 7 | -13.3 | A | 7 | 22 | A | 7 | 833 | A | 7 | 190 | A | 7 | 2.6 | A | 7 | 112000 | B | 7 | 77777 | A | 7 | 0.3 | E | 8 | 0.053 | F | 8 | 0.22 | F | 8 | 0 | 1 | D | 9 | 0 | C | 8
1994-02-02 | 13:00 | 771 | 1408 | 602 | 1 | 10 | 987 | 1 | 16 | 61 | 1 | 10 | 634 | 1 | 10 | 971 | 1 | 16 | 101 | 1 | 10 | 156 | 1 | 21 | 0 | A | 7 | 0 | A | 7 | 7.8 | A | 7 | -18.9 | A | 7 | 11 | A | 7 | 833 | A | 7 | 110 | A | 7 | 1.5 | A | 7 | 112000 | B | 7 | 77777 | A | 7 | 0.3 | E | 8 | 0.053 | F | 8 | 0.22 | F | 8 | 0 | 1 | D | 9 | 0 | C | 8
1994-02-02 | 14:00 | 716 | 1408 | 551 | 1 | 10 | 970 | 1 | 16 | 58 | 1 | 10 | 582 | 1 | 10 | 948 | 1 | 16 | 98 | 1 | 10 | 146 | 1 | 21 | 0 | A | 7 | 0 | A | 7 | 5.6 | A | 7 | -11.1 | A | 7 | 26 | A | 7 | 832 | A | 7 | 350 | A | 7 | 3.1 | A | 7 | 96000 | B | 7 | 77777 | A | 7 | 0.3 | E | 8 | 0.053 | F | 8 | 0.22 | F | 8 | 0 | 1 | D | 9 | 0 | C | 8
1994-02-02 | 15:00 | 594 | 1408 | 440 | 1 | 10 | 923 | 1 | 16 | 50 | 1 | 10 | 465 | 1 | 10 | 882 | 1 | 16 | 91 | 1 | 10 | 124 | 1 | 21 | 0 | A | 7 | 0 | A | 7 | 2.8 | A | 7 | -5.6 | A | 7 | 51 | A | 7 | 832 | A | 7 | 350 | A | 7 | 5.2 | A | 7 | 64000 | B | 7 | 77777 | A | 7 | 0.3 | E | 8 | 0.053 | F | 8 | 0.22 | F | 8 | 0 | 1 | D | 9 | 0 | C | 8
1994-02-02 | 16:00 | 415 | 1408 | 281 | 1 | 10 | 822 | 1 | 16 | 39 | 1 | 10 | 298 | 1 | 10 | 737 | 1 | 16 | 80 | 1 | 10 | 95 | 1 | 21 | 0 | A | 7 | 0 | A | 7 | 0.6 | A | 7 | -6.7 | A | 7 | 54 | A | 7 | 833 | A | 7 | 360 | A | 7 | 4.1 | A | 7 | 64000 | B | 7 | 77777 | A | 7 | 0.3 | E | 8 | 0.053 | F | 8 | 0.22 | F | 8 | 0 | 1 | D | 9 | 0 | C | 8
1994-02-02 | 17:00 | 191 | 1408 | 102 | 1 | 10 | 570 | 1 | 16 | 25 | 1 | 10 | 108 | 1 | 10 | 415 | 1 | 16 | 52 | 1 | 10 | 53 | 1 | 21 | 0 | A | 7 | 0 | A | 7 | -2.8 | A | 7 | -8.3 | A | 7 | 62 | A | 7 | 833 | A | 7 | 350 | A | 7 | 3.1 | A | 7 | 64000 | B | 7 | 77777 | A | 7 | 0.3 | E | 8 | 0.053 | F | 8 | 0.22 | F | 8 | 0 | 1 | D | 9 | 0 | C | 8
1994-02-02 | 18:00 | 10 | 411 | 3 | 1 | 10 | 63 | 1 | 16 | 1 | 1 | 10 | 0 | 1 | 10 | 0 | 1 | 16 | 0 | 1 | 10 | 0 | 1 | 21 | 0 | A | 7 | 0 | A | 7 | -6.1 | A | 7 | -9.4 | A | 7 | 75 | A | 7 | 834 | A | 7 | 240 | A | 7 | 1.5 | A | 7 | 64000 | B | 7 | 77777 | A | 7 | 0.3 | E | 8 | 0.053 | F | 8 | 0.22 | F | 8 | 0 | 1 | D | 9 | 0 | C | 8
1994-02-02 | 19:00 | 0 | 0 | 0 | 1 | 0 | 0 | 1 | 0 | 0 | 1 | 0 | 0 | 1 | 0 | 0 | 1 | 0 | 0 | 1 | 0 | 0 | 1 | 0 | 0 | A | 7 | 0 | A | 7 | -8.3 | A | 7 | -11.7 | A | 7 | 74 | A | 7 | 834 | A | 7 | 350 | A | 7 | 2.1 | A | 7 | 32000 | B | 7 | 77777 | A | 7 | 0.3 | E | 8 | 0.053 | F | 8 | 0.22 | F | 8 | 0 | 1 | D | 9 | 0 | C | 8
1994-02-02 | 20:00 | 0 | 0 | 0 | 1 | 0 | 0 | 1 | 0 | 0 | 1 | 0 | 0 | 1 | 0 | 0 | 1 | 0 | 0 | 1 | 0 | 0 | 1 | 0 | 0 | A | 7 | 0 | A | 7 | -7.2 | A | 7 | -10.6 | A | 7 | 74 | A | 7 | 835 | A | 7 | 30 | A | 7 | 1.5 | A | 7 | 24000 | B | 7 | 77777 | A | 7 | 0.3 | E | 8 | 0.053 | F | 8 | 0.22 | F | 8 | 0 | 1 | D | 9 | 0 | C | 8
1994-02-02 | 21:00 | 0 | 0 | 0 | 1 | 0 | 0 | 1 | 0 | 0 | 1 | 0 | 0 | 1 | 0 | 0 | 1 | 0 | 0 | 1 | 0 | 0 | 1 | 0 | 0 | A | 7 | 0 | A | 7 | -8.9 | A | 7 | -11.7 | A | 7 | 78 | A | 7 | 835 | A | 7 | 120 | A | 7 | 2.1 | A | 7 | 24000 | B | 7 | 77777 | A | 7 | 0.3 | E | 8 | 0.053 | F | 8 | 0.22 | F | 8 | 0 | 1 | D | 9 | 0 | C | 8
1994-02-02 | 22:00 | 0 | 0 | 0 | 1 | 0 | 0 | 1 | 0 | 0 | 1 | 0 | 0 | 1 | 0 | 0 | 1 | 0 | 0 | 1 | 0 | 0 | 1 | 0 | 0 | A | 7 | 0 | A | 7 | -8.9 | A | 7 | -11.7 | A | 7 | 78 | A | 7 | 835 | A | 7 | 180 | A | 7 | 2.1 | A | 7 | 24000 | B | 7 | 77777 | A | 7 | 0.3 | E | 8 | 0.053 | F | 8 | 0.22 | F | 8 | 0 | 1 | D | 9 | 0 | C | 8
1994-02-02 | 23:00 | 0 | 0 | 0 | 1 | 0 | 0 | 1 | 0 | 0 | 1 | 0 | 0 | 1 | 0 | 0 | 1 | 0 | 0 | 1 | 0 | 0 | 1 | 0 | 0 | A | 7 | 0 | A | 7 | -9.4 | A | 7 | -11.7 | A | 7 | 81 | A | 7 | 835 | A | 7 | 160 | A | 7 | 2.6 | A | 7 | 24000 | B | 7 | 77777 | A | 7 | 0.3 | E | 8 | 0.053 | F | 8 | 0.22 | F | 8 | 0 | 1 | D | 9 | 0 | C | 8
1994-02-02 | 24:00 | 0 | 0 | 0 | 1 | 0 | 0 | 1 | 0 | 0 | 1 | 0 | 0 | 1 | 0 | 0 | 1 | 0 | 0 | 1 | 0 | 0 | 1 | 0 | 2 | A | 7 | 2 | A | 7 | -10 | A | 7 | -13.9 | A | 7 | 70 | A | 7 | 835 | A | 7 | 150 | A | 7 | 3.1 | A | 7 | 24000 | B | 7 | 77777 | A | 7 | 0.3 | E | 8 | 0.053 | F | 8 | 0.22 | F | 8 | 0 | 1 | D | 9 | 0 | C | 8
1994-02-03 | 1:00 | 0 | 0 | 0 | 1 | 0 | 0 | 1 | 0 | 0 | 1 | 0 | 0 | 1 | 0 | 0 | 1 | 0 | 0 | 1 | 0 | 0 | 1 | 0 | 7 | A | 7 | 7 | A | 7 | -10.6 | A | 7 | -12.8 | A | 7 | 82 | A | 7 | 834 | A | 7 | 160 | A | 7 | 2.1 | A | 7 | 19200 | B | 7 | 3962 | A | 7 | 0.3 | E | 8 | 0.053 | F | 8 | 0.22 | F | 8 | 0 | 1 | D | 9 | 0 | C | 8
1994-02-03 | 2:00 | 0 | 0 | 0 | 1 | 0 | 0 | 1 | 0 | 0 | 1 | 0 | 0 | 1 | 0 | 0 | 1 | 0 | 0 | 1 | 0 | 0 | 1 | 0 | 10 | A | 7 | 8 | A | 7 | -10 | A | 7 | -12.2 | A | 7 | 82 | A | 7 | 834 | A | 7 | 170 | A | 7 | 1.5 | A | 7 | 19200 | B | 7 | 4572 | A | 7 | 0.3 | E | 8 | 0.053 | F | 8 | 0.22 | F | 8 | 0 | 1 | D | 9 | 0 | C | 8
1994-02-03 | 3:00 | 0 | 0 | 0 | 1 | 0 | 0 | 1 | 0 | 0 | 1 | 0 | 0 | 1 | 0 | 0 | 1 | 0 | 0 | 1 | 0 | 0 | 1 | 0 | 7 | A | 7 | 7 | A | 7 | -10 | A | 7 | -14.4 | A | 7 | 67 | A | 7 | 834 | A | 7 | 190 | A | 7 | 2.1 | A | 7 | 19200 | B | 7 | 7010 | A | 7 | 0.3 | E | 8 | 0.053 | F | 8 | 0.22 | F | 8 | 0 | 1 | D | 9 | 0 | C | 8
1994-02-03 | 4:00 | 0 | 0 | 0 | 1 | 0 | 0 | 1 | 0 | 0 | 1 | 0 | 0 | 1 | 0 | 0 | 1 | 0 | 0 | 1 | 0 | 0 | 1 | 0 | 8 | A | 7 | 5 | A | 7 | -10.6 | A | 7 | -14.4 | A | 7 | 71 | A | 7 | 833 | A | 7 | 190 | A | 7 | 2.6 | A | 7 | 19200 | B | 7 | 7620 | A | 7 | 0.3 | E | 8 | 0.053 | F | 8 | 0.22 | F | 8 | 0 | 1 | D | 9 | 0 | C | 8
1994-02-03 | 5:00 | 0 | 0 | 0 | 1 | 0 | 0 | 1 | 0 | 0 | 1 | 0 | 0 | 1 | 0 | 0 | 1 | 0 | 0 | 1 | 0 | 0 | 1 | 0 | 6 | A | 7 | 5 | A | 7 | -11.1 | A | 7 | -14.4 | A | 7 | 74 | A | 7 | 833 | A | 7 | 180 | A | 7 | 2.1 | A | 7 | 32000 | B | 7 | 7010 | A | 7 | 0.3 | E | 8 | 0.053 | F | 8 | 0.22 | F | 8 | 0 | 1 | D | 9 | 0 | C | 8
1994-02-03 | 6:00 | 0 | 0 | 0 | 1 | 0 | 0 | 1 | 0 | 0 | 1 | 0 | 0 | 1 | 0 | 0 | 1 | 0 | 0 | 1 | 0 | 0 | 1 | 0 | 4 | A | 7 | 4 | A | 7 | -12.2 | A | 7 | -15.6 | A | 7 | 73 | A | 7 | 832 | A | 7 | 220 | A | 7 | 2.6 | A | 7 | 32000 | B | 7 | 77777 | A | 7 | 0.3 | E | 8 | 0.053 | F | 8 | 0.22 | F | 8 | 0 | 1 | D | 9 | 0 | C | 8
1994-02-03 | 7:00 | 0 | 0 | 0 | 1 | 0 | 0 | 1 | 0 | 0 | 1 | 0 | 0 | 1 | 0 | 0 | 1 | 0 | 0 | 1 | 0 | 0 | 1 | 0 | 4 | A | 7 | 4 | A | 7 | -12.2 | A | 7 | -16.1 | A | 7 | 70 | A | 7 | 832 | A | 7 | 180 | A | 7 | 1.5 | A | 7 | 64000 | B | 7 | 77777 | A | 7 | 0.3 | E | 8 | 0.053 | F | 8 | 0.22 | F | 8 | 0 | 1 | D | 9 | 0 | C | 8
1994-02-03 | 8:00 | 95 | 1255 | 34 | 1 | 10 | 199 | 1 | 16 | 19 | 1 | 10 | 36 | 1 | 10 | 102 | 1 | 16 | 28 | 1 | 10 | 35 | 1 | 21 | 4 | A | 7 | 4 | A | 7 | -11.7 | A | 7 | -15.6 | A | 7 | 70 | A | 7 | 832 | A | 7 | 120 | A | 7 | 1.5 | A | 7 | 80000 | B | 7 | 77777 | A | 7 | 0.3 | E | 8 | 0.053 | F | 8 | 0.22 | F | 8 | 0 | 1 | D | 9 | 0 | C | 8
1994-02-03 | 9:00 | 330 | 1408 | 201 | 1 | 10 | 689 | 1 | 16 | 39 | 1 | 10 | 209 | 1 | 10 | 579 | 1 | 16 | 73 | 1 | 10 | 80 | 1 | 21 | 2 | A | 7 | 2 | A | 7 | -7.2 | A | 7 | -14.4 | A | 7 | 53 | A | 7 | 831 | A | 7 | 200 | A | 7 | 4.1 | A | 7 | 80000 | B | 7 | 77777 | A | 7 | 0.3 | E | 8 | 0.053 | F | 8 | 0.22 | F | 8 | 0 | 1 | D | 9 | 0 | C | 8
1994-02-03 | 10:00 | 530 | 1408 | 357 | 1 | 10 | 725 | 1 | 16 | 83 | 1 | 10 | 374 | 1 | 10 | 682 | 1 | 16 | 116 | 1 | 10 | 163 | 1 | 21 | 3 | A | 7 | 3 | A | 7 | -3.3 | A | 7 | -15 | A | 7 | 36 | A | 7 | 831 | A | 7 | 180 | A | 7 | 2.1 | A | 7 | 80000 | B | 7 | 77777 | A | 7 | 0.3 | E | 8 | 0.053 | F | 8 | 0.22 | F | 8 | 0 | 1 | D | 9 | 0 | C | 8
1994-02-03 | 11:00 | 678 | 1408 | 445 | 1 | 10 | 687 | 1 | 16 | 114 | 1 | 10 | 467 | 1 | 10 | 673 | 1 | 16 | 141 | 1 | 10 | 238 | 1 | 21 | 4 | A | 7 | 2 | A | 7 | 2.2 | A | 7 | -13.9 | A | 7 | 26 | A | 7 | 830 | A | 7 | 280 | A | 7 | 1.5 | A | 7 | 80000 | B | 7 | 77777 | A | 7 | 0.3 | E | 8 | 0.053 | F | 8 | 0.22 | F | 8 | 0 | 1 | D | 9 | 0 | C | 8
1994-02-03 | 12:00 | 762 | 1408 | 462 | 1 | 10 | 471 | 1 | 16 | 207 | 1 | 10 | 484 | 1 | 10 | 476 | 1 | 16 | 225 | 1 | 10 | 462 | 1 | 21 | 8 | A | 7 | 4 | A | 7 | 3.9 | A | 7 | -10.6 | A | 7 | 31 | A | 7 | 830 | A | 7 | 340 | A | 7 | 2.1 | A | 7 | 64000 | B | 7 | 77777 | A | 7 | 0.3 | E | 8 | 0.053 | F | 8 | 0.22 | F | 8 | 0 | 1 | D | 9 | 0 | C | 8
1994-02-03 | 13:00 | 777 | 1408 | 563 | 1 | 10 | 751 | 1 | 16 | 148 | 1 | 10 | 587 | 1 | 10 | 744 | 1 | 16 | 175 | 1 | 10 | 325 | 1 | 21 | 7 | A | 7 | 2 | A | 7 | 5 | A | 7 | -7.8 | A | 7 | 36 | A | 7 | 829 | A | 7 | 350 | A | 7 | 3.1 | A | 7 | 48000 | B | 7 | 77777 | A | 7 | 0.3 | E | 8 | 0.053 | F | 8 | 0.22 | F | 8 | 0 | 1 | D | 9 | 0 | C | 8
1994-02-03 | 14:00 | 722 | 1408 | 407 | 1 | 10 | 500 | 1 | 16 | 150 | 1 | 10 | 437 | 1 | 10 | 504 | 1 | 16 | 178 | 1 | 10 | 316 | 1 | 21 | 8 | A | 7 | 4 | A | 7 | 3.9 | A | 7 | -7.8 | A | 7 | 39 | A | 7 | 828 | A | 7 | 20 | A | 7 | 3.1 | A | 7 | 16000 | B | 7 | 77777 | A | 7 | 0.3 | E | 8 | 0.053 | F | 8 | 0.22 | F | 8 | 0 | 1 | D | 9 | 0 | C | 8
1994-02-03 | 15:00 | 600 | 1408 | 396 | 1 | 10 | 707 | 1 | 16 | 95 | 1 | 10 | 417 | 1 | 10 | 681 | 1 | 16 | 125 | 1 | 10 | 192 | 1 | 21 | 7 | A | 7 | 2 | A | 7 | 2.2 | A | 7 | -7.8 | A | 7 | 44 | A | 7 | 829 | A | 7 | 90 | A | 7 | 4.6 | A | 7 | 12800 | B | 7 | 77777 | A | 7 | 0.3 | E | 8 | 0.053 | F | 8 | 0.22 | F | 8 | 0 | 1 | D | 9 | 0 | C | 8
1994-02-03 | 16:00 | 420 | 1408 | 195 | 1 | 10 | 483 | 1 | 16 | 51 | 1 | 10 | 208 | 1 | 10 | 432 | 1 | 16 | 78 | 1 | 10 | 100 | 1 | 21 | 8 | A | 7 | 3 | A | 7 | 1.1 | A | 7 | -6.1 | A | 7 | 55 | A | 7 | 830 | A | 7 | 50 | A | 7 | 2.6 | A | 7 | 16000 | B | 7 | 77777 | A | 7 | 0.3 | E | 8 | 0.053 | F | 8 | 0.22 | F | 8 | 0 | 1 | D | 9 | 0 | C | 8
1994-02-03 | 17:00 | 196 | 1408 | 83 | 1 | 10 | 143 | 1 | 16 | 63 | 1 | 10 | 86 | 1 | 10 | 86 | 1 | 16 | 74 | 1 | 10 | 124 | 1 | 21 | 5 | A | 7 | 5 | A | 7 | 0 | A | 7 | -6.1 | A | 7 | 60 | A | 7 | 830 | A | 7 | 60 | A | 7 | 4.6 | A | 7 | 16000 | B | 7 | 77777 | A | 7 | 0.3 | E | 8 | 0.053 | F | 8 | 0.22 | F | 8 | 0 | 1 | D | 9 | 0 | C | 8
1994-02-03 | 18:00 | 12 | 434 | 2 | 1 | 10 | 33 | 1 | 16 | 1 | 1 | 10 | 0 | 1 | 10 | 0 | 1 | 16 | 0 | 1 | 10 | 0 | 1 | 21 | 4 | A | 7 | 4 | A | 7 | -0.6 | A | 7 | -10 | A | 7 | 45 | A | 7 | 831 | A | 7 | 120 | A | 7 | 4.1 | A | 7 | 16000 | B | 7 | 77777 | A | 7 | 0.3 | E | 8 | 0.053 | F | 8 | 0.22 | F | 8 | 0 | 1 | D | 9 | 0 | C | 8
1994-02-03 | 19:00 | 0 | 0 | 0 | 1 | 0 | 0 | 1 | 0 | 0 | 1 | 0 | 0 | 1 | 0 | 0 | 1 | 0 | 0 | 1 | 0 | 0 | 1 | 0 | 2 | A | 7 | 2 | A | 7 | -3.9 | A | 7 | -12.2 | A | 7 | 48 | A | 7 | 832 | A | 7 | 200 | A | 7 | 1.5 | A | 7 | 16000 | B | 7 | 77777 | A | 7 | 0.3 | E | 8 | 0.053 | F | 8 | 0.22 | F | 8 | 0 | 1 | D | 9 | 0 | C | 8
1994-02-03 | 20:00 | 0 | 0 | 0 | 1 | 0 | 0 | 1 | 0 | 0 | 1 | 0 | 0 | 1 | 0 | 0 | 1 | 0 | 0 | 1 | 0 | 0 | 1 | 0 | 1 | A | 7 | 1 | A | 7 | -3.9 | A | 7 | -12.8 | A | 7 | 46 | A | 7 | 833 | A | 7 | 0 | A | 7 | 0 | A | 7 | 24000 | B | 7 | 77777 | A | 7 | 0.3 | E | 8 | 0.053 | F | 8 | 0.22 | F | 8 | 0 | 1 | D | 9 | 0 | C | 8
1994-02-03 | 21:00 | 0 | 0 | 0 | 1 | 0 | 0 | 1 | 0 | 0 | 1 | 0 | 0 | 1 | 0 | 0 | 1 | 0 | 0 | 1 | 0 | 0 | 1 | 0 | 1 | A | 7 | 0 | A | 7 | -3.3 | A | 7 | -13.9 | A | 7 | 39 | A | 7 | 834 | A | 7 | 120 | A | 7 | 2.6 | A | 7 | 24000 | B | 7 | 77777 | A | 7 | 0.3 | E | 8 | 0.053 | F | 8 | 0.22 | F | 8 | 0 | 1 | D | 9 | 0 | C | 8
1994-02-03 | 22:00 | 0 | 0 | 0 | 1 | 0 | 0 | 1 | 0 | 0 | 1 | 0 | 0 | 1 | 0 | 0 | 1 | 0 | 0 | 1 | 0 | 0 | 1 | 0 | 0 | A | 7 | 0 | A | 7 | -5 | A | 7 | -12.8 | A | 7 | 50 | A | 7 | 835 | A | 7 | 200 | A | 7 | 1.5 | A | 7 | 24000 | B | 7 | 77777 | A | 7 | 0.3 | E | 8 | 0.053 | F | 8 | 0.22 | F | 8 | 0 | 1 | D | 9 | 0 | C | 8
1994-02-03 | 23:00 | 0 | 0 | 0 | 1 | 0 | 0 | 1 | 0 | 0 | 1 | 0 | 0 | 1 | 0 | 0 | 1 | 0 | 0 | 1 | 0 | 0 | 1 | 0 | 0 | A | 7 | 0 | A | 7 | -6.1 | A | 7 | -12.8 | A | 7 | 55 | A | 7 | 836 | A | 7 | 180 | A | 7 | 2.6 | A | 7 | 24000 | B | 7 | 77777 | A | 7 | 0.3 | E | 8 | 0.053 | F | 8 | 0.22 | F | 8 | 0 | 1 | D | 9 | 0 | C | 8
1994-02-03 | 24:00 | 0 | 0 | 0 | 1 | 0 | 0 | 1 | 0 | 0 | 1 | 0 | 0 | 1 | 0 | 0 | 1 | 0 | 0 | 1 | 0 | 0 | 1 | 0 | 0 | A | 7 | 0 | A | 7 | -7.2 | A | 7 | -12.8 | A | 7 | 61 | A | 7 | 836 | A | 7 | 180 | A | 7 | 2.1 | A | 7 | 24000 | B | 7 | 77777 | A | 7 | 0.3 | E | 8 | 0.053 | F | 8 | 0.22 | F | 8 | 0 | 1 | D | 9 | 0 | C | 8
1994-02-04 | 1:00 | 0 | 0 | 0 | 1 | 0 | 0 | 1 | 0 | 0 | 1 | 0 | 0 | 1 | 0 | 0 | 1 | 0 | 0 | 1 | 0 | 0 | 1 | 0 | 0 | A | 7 | 0 | A | 7 | -8.3 | A | 7 | -13.9 | A | 7 | 61 | A | 7 | 835 | A | 7 | 150 | A | 7 | 2.1 | A | 7 | 32000 | B | 7 | 77777 | A | 7 | 0.3 | E | 8 | 0.054 | F | 8 | 0.22 | F | 8 | 0 | 1 | D | 9 | 0 | C | 8
1994-02-04 | 2:00 | 0 | 0 | 0 | 1 | 0 | 0 | 1 | 0 | 0 | 1 | 0 | 0 | 1 | 0 | 0 | 1 | 0 | 0 | 1 | 0 | 0 | 1 | 0 | 0 | A | 7 | 0 | A | 7 | -8.9 | A | 7 | -15 | A | 7 | 58 | A | 7 | 835 | A | 7 | 240 | A | 7 | 2.1 | A | 7 | 32000 | B | 7 | 77777 | A | 7 | 0.3 | E | 8 | 0.054 | F | 8 | 0.22 | F | 8 | 0 | 1 | D | 9 | 0 | C | 8
1994-02-04 | 3:00 | 0 | 0 | 0 | 1 | 0 | 0 | 1 | 0 | 0 | 1 | 0 | 0 | 1 | 0 | 0 | 1 | 0 | 0 | 1 | 0 | 0 | 1 | 0 | 0 | A | 7 | 0 | A | 7 | -10.6 | A | 7 | -16.1 | A | 7 | 61 | A | 7 | 835 | A | 7 | 270 | A | 7 | 2.1 | A | 7 | 32000 | B | 7 | 77777 | A | 7 | 0.3 | E | 8 | 0.054 | F | 8 | 0.22 | F | 8 | 0 | 1 | D | 9 | 0 | C | 8
1994-02-04 | 4:00 | 0 | 0 | 0 | 1 | 0 | 0 | 1 | 0 | 0 | 1 | 0 | 0 | 1 | 0 | 0 | 1 | 0 | 0 | 1 | 0 | 0 | 1 | 0 | 0 | A | 7 | 0 | A | 7 | -10.6 | A | 7 | -15.6 | A | 7 | 63 | A | 7 | 834 | A | 7 | 190 | A | 7 | 1.5 | A | 7 | 32000 | B | 7 | 77777 | A | 7 | 0.3 | E | 8 | 0.054 | F | 8 | 0.22 | F | 8 | 0 | 1 | D | 9 | 0 | C | 8
1994-02-04 | 5:00 | 0 | 0 | 0 | 1 | 0 | 0 | 1 | 0 | 0 | 1 | 0 | 0 | 1 | 0 | 0 | 1 | 0 | 0 | 1 | 0 | 0 | 1 | 0 | 0 | A | 7 | 0 | A | 7 | -12.8 | A | 7 | -16.1 | A | 7 | 74 | A | 7 | 834 | A | 7 | 320 | A | 7 | 1 | A | 7 | 32000 | B | 7 | 77777 | A | 7 | 0.3 | E | 8 | 0.054 | F | 8 | 0.22 | F | 8 | 0 | 1 | D | 9 | 0 | C | 8
1994-02-04 | 6:00 | 0 | 0 | 0 | 1 | 0 | 0 | 1 | 0 | 0 | 1 | 0 | 0 | 1 | 0 | 0 | 1 | 0 | 0 | 1 | 0 | 0 | 1 | 0 | 0 | A | 7 | 0 | A | 7 | -11.7 | A | 7 | -16.7 | A | 7 | 63 | A | 7 | 834 | A | 7 | 180 | A | 7 | 2.1 | A | 7 | 32000 | B | 7 | 77777 | A | 7 | 0.3 | E | 8 | 0.054 | F | 8 | 0.22 | F | 8 | 0 | 1 | D | 9 | 0 | C | 8
1994-02-04 | 7:00 | 0 | 0 | 0 | 1 | 0 | 0 | 1 | 0 | 0 | 1 | 0 | 0 | 1 | 0 | 0 | 1 | 0 | 0 | 1 | 0 | 0 | 1 | 0 | 0 | A | 7 | 0 | A | 7 | -13.9 | A | 7 | -16.7 | A | 7 | 77 | A | 7 | 834 | A | 7 | 190 | A | 7 | 2.1 | A | 7 | 96000 | B | 7 | 77777 | A | 7 | 0.3 | E | 8 | 0.054 | F | 8 | 0.22 | F | 8 | 0 | 1 | D | 9 | 0 | C | 8
1994-02-04 | 8:00 | 99 | 1279 | 41 | 1 | 10 | 329 | 1 | 16 | 16 | 1 | 10 | 44 | 1 | 10 | 192 | 1 | 16 | 28 | 1 | 10 | 33 | 1 | 21 | 2 | A | 7 | 1 | A | 7 | -10 | A | 7 | -15 | A | 7 | 64 | A | 7 | 833 | A | 7 | 200 | A | 7 | 1.5 | A | 7 | 80000 | B | 7 | 77777 | A | 7 | 0.3 | E | 8 | 0.054 | F | 8 | 0.22 | F | 8 | 0 | 1 | D | 9 | 0 | C | 8
1994-02-04 | 9:00 | 335 | 1408 | 155 | 1 | 10 | 390 | 1 | 16 | 62 | 1 | 10 | 159 | 1 | 10 | 318 | 1 | 16 | 83 | 1 | 10 | 112 | 1 | 21 | 3 | A | 7 | 3 | A | 7 | -5.6 | A | 7 | -13.3 | A | 7 | 51 | A | 7 | 833 | A | 7 | 0 | A | 7 | 0 | A | 7 | 80000 | B | 7 | 77777 | A | 7 | 0.3 | E | 8 | 0.054 | F | 8 | 0.22 | F | 8 | 0 | 1 | D | 9 | 0 | C | 8
1994-02-04 | 10:00 | 536 | 1408 | 370 | 1 | 10 | 721 | 1 | 16 | 95 | 1 | 10 | 384 | 1 | 10 | 675 | 1 | 16 | 126 | 1 | 10 | 184 | 1 | 21 | 2 | A | 7 | 2 | A | 7 | -2.8 | A | 7 | -11.1 | A | 7 | 49 | A | 7 | 833 | A | 7 | 330 | A | 7 | 2.6 | A | 7 | 64000 | B | 7 | 77777 | A | 7 | 0.3 | E | 8 | 0.054 | F | 8 | 0.22 | F | 8 | 0 | 1 | D | 9 | 0 | C | 8
1994-02-04 | 11:00 | 683 | 1408 | 490 | 1 | 10 | 838 | 1 | 16 | 83 | 1 | 10 | 515 | 1 | 10 | 819 | 1 | 16 | 116 | 1 | 10 | 177 | 1 | 21 | 3 | A | 7 | 1 | A | 7 | 0 | A | 7 | -9.4 | A | 7 | 45 | A | 7 | 832 | A | 7 | 350 | A | 7 | 2.1 | A | 7 | 64000 | B | 7 | 77777 | A | 7 | 0.4 | E | 8 | 0.054 | F | 8 | 0.22 | F | 8 | 0 | 1 | D | 9 | 0 | C | 8
1994-02-04 | 12:00 | 768 | 1408 | 536 | 1 | 10 | 779 | 1 | 16 | 111 | 1 | 10 | 571 | 1 | 10 | 781 | 1 | 16 | 143 | 1 | 10 | 252 | 1 | 21 | 2 | A | 7 | 2 | A | 7 | 1.7 | A | 7 | -6.7 | A | 7 | 50 | A | 7 | 831 | A | 7 | 360 | A | 7 | 2.6 | A | 7 | 64000 | B | 7 | 77777 | A | 7 | 0.4 | E | 8 | 0.054 | F | 8 | 0.22 | F | 8 | 0 | 1 | D | 9 | 0 | C | 8
1994-02-04 | 13:00 | 783 | 1408 | 509 | 1 | 10 | 688 | 1 | 16 | 127 | 1 | 10 | 539 | 1 | 10 | 688 | 1 | 16 | 155 | 1 | 10 | 287 | 1 | 21 | 3 | A | 7 | 3 | A | 7 | 2.8 | A | 7 | -7.2 | A | 7 | 44 | A | 7 | 831 | A | 7 | 340 | A | 7 | 4.1 | A | 7 | 64000 | B | 7 | 77777 | A | 7 | 0.4 | E | 8 | 0.054 | F | 8 | 0.22 | F | 8 | 0 | 1 | D | 9 | 0 | C | 8
1994-02-04 | 14:00 | 727 | 1408 | 515 | 1 | 10 | 822 | 1 | 16 | 89 | 1 | 10 | 540 | 1 | 10 | 809 | 1 | 16 | 121 | 1 | 10 | 193 | 1 | 21 | 2 | A | 7 | 2 | A | 7 | 4.4 | A | 7 | -8.3 | A | 7 | 36 | A | 7 | 830 | A | 7 | 120 | A | 7 | 2.1 | A | 7 | 64000 | B | 7 | 77777 | A | 7 | 0.4 | E | 8 | 0.054 | F | 8 | 0.22 | F | 8 | 0 | 1 | D | 9 | 0 | C | 8
1994-02-04 | 15:00 | 606 | 1408 | 403 | 1 | 10 | 814 | 1 | 16 | 52 | 1 | 10 | 425 | 1 | 10 | 780 | 1 | 16 | 88 | 1 | 10 | 128 | 1 | 21 | 4 | A | 7 | 3 | A | 7 | 4.4 | A | 7 | -5.6 | A | 7 | 46 | A | 7 | 830 | A | 7 | 340 | A | 7 | 3.1 | A | 7 | 48000 | B | 7 | 77777 | A | 7 | 0.4 | E | 8 | 0.054 | F | 8 | 0.22 | F | 8 | 0 | 1 | D | 9 | 0 | C | 8
1994-02-04 | 16:00 | 426 | 1408 | 201 | 1 | 10 | 270 | 1 | 16 | 119 | 1 | 10 | 213 | 1 | 10 | 245 | 1 | 16 | 138 | 1 | 10 | 239 | 1 | 21 | 9 | A | 7 | 7 | A | 7 | 5 | A | 7 | -6.7 | A | 7 | 40 | A | 7 | 831 | A | 7 | 60 | A | 7 | 2.6 | A | 7 | 48000 | B | 7 | 7010 | A | 7 | 0.4 | E | 8 | 0.054 | F | 8 | 0.22 | F | 8 | 0 | 1 | D | 9 | 0 | C | 8
1994-02-04 | 17:00 | 202 | 1408 | 44 | 1 | 10 | 0 | 1 | 16 | 44 | 1 | 10 | 49 | 1 | 10 | 0 | 1 | 16 | 49 | 1 | 10 | 152 | 1 | 21 | 10 | A | 7 | 10 | A | 7 | 3.9 | A | 7 | -6.7 | A | 7 | 43 | A | 7 | 831 | A | 7 | 80 | A | 7 | 3.1 | A | 7 | 64000 | B | 7 | 3962 | A | 7 | 0.4 | E | 8 | 0.054 | F | 8 | 0.22 | F | 8 | 0 | 1 | D | 9 | 0 | C | 8
1994-02-04 | 18:00 | 13 | 481 | 2 | 1 | 10 | 1 | 1 | 16 | 2 | 1 | 10 | 0 | 1 | 10 | 0 | 1 | 16 | 0 | 1 | 10 | 0 | 1 | 21 | 10 | A | 7 | 9 | A | 7 | 2.2 | A | 7 | -6.1 | A | 7 | 51 | A | 7 | 832 | A | 7 | 70 | A | 7 | 2.6 | A | 7 | 48000 | B | 7 | 3962 | A | 7 | 0.4 | E | 8 | 0.054 | F | 8 | 0.22 | F | 8 | 0 | 1 | D | 9 | 0 | C | 8
1994-02-04 | 19:00 | 0 | 0 | 0 | 1 | 0 | 0 | 1 | 0 | 0 | 1 | 0 | 0 | 1 | 0 | 0 | 1 | 0 | 0 | 1 | 0 | 0 | 1 | 0 | 10 | A | 7 | 9 | A | 7 | -1.7 | A | 7 | -5 | A | 7 | 76 | A | 7 | 834 | A | 7 | 350 | A | 7 | 3.6 | A | 7 | 32000 | B | 7 | 3962 | A | 7 | 0.4 | E | 8 | 0.054 | F | 8 | 0.22 | F | 8 | 0 | 1 | D | 9 | 0 | C | 8
1994-02-04 | 20:00 | 0 | 0 | 0 | 1 | 0 | 0 | 1 | 0 | 0 | 1 | 0 | 0 | 1 | 0 | 0 | 1 | 0 | 0 | 1 | 0 | 0 | 1 | 0 | 7 | A | 7 | 7 | A | 7 | -3.3 | A | 7 | -6.1 | A | 7 | 79 | A | 7 | 834 | A | 7 | 10 | A | 7 | 2.6 | A | 7 | 24000 | B | 7 | 3962 | A | 7 | 0.4 | E | 8 | 0.054 | F | 8 | 0.22 | F | 8 | 0 | 1 | D | 9 | 0 | C | 8
1994-02-04 | 21:00 | 0 | 0 | 0 | 1 | 0 | 0 | 1 | 0 | 0 | 1 | 0 | 0 | 1 | 0 | 0 | 1 | 0 | 0 | 1 | 0 | 0 | 1 | 0 | 5 | A | 7 | 3 | A | 7 | -4.4 | A | 7 | -6.7 | A | 7 | 82 | A | 7 | 835 | A | 7 | 300 | A | 7 | 1.5 | A | 7 | 24000 | B | 7 | 77777 | A | 7 | 0.4 | E | 8 | 0.054 | F | 8 | 0.22 | F | 8 | 0 | 1 | D | 9 | 0 | C | 8
1994-02-04 | 22:00 | 0 | 0 | 0 | 1 | 0 | 0 | 1 | 0 | 0 | 1 | 0 | 0 | 1 | 0 | 0 | 1 | 0 | 0 | 1 | 0 | 0 | 1 | 0 | 6 | A | 7 | 6 | A | 7 | -3.9 | A | 7 | -9.4 | A | 7 | 62 | A | 7 | 836 | A | 7 | 10 | A | 7 | 1.5 | A | 7 | 24000 | B | 7 | 3962 | A | 7 | 0.4 | E | 8 | 0.054 | F | 8 | 0.22 | F | 8 | 0 | 1 | D | 9 | 0 | C | 8
1994-02-04 | 23:00 | 0 | 0 | 0 | 1 | 0 | 0 | 1 | 0 | 0 | 1 | 0 | 0 | 1 | 0 | 0 | 1 | 0 | 0 | 1 | 0 | 0 | 1 | 0 | 3 | A | 7 | 3 | A | 7 | -5.6 | A | 7 | -10.6 | A | 7 | 65 | A | 7 | 836 | A | 7 | 60 | A | 7 | 2.6 | A | 7 | 32000 | B | 7 | 77777 | A | 7 | 0.4 | E | 8 | 0.054 | F | 8 | 0.22 | F | 8 | 0 | 1 | D | 9 | 0 | C | 8
1994-02-04 | 24:00 | 0 | 0 | 0 | 1 | 0 | 0 | 1 | 0 | 0 | 1 | 0 | 0 | 1 | 0 | 0 | 1 | 0 | 0 | 1 | 0 | 0 | 1 | 0 | 0 | A | 7 | 0 | A | 7 | -6.7 | A | 7 | -11.1 | A | 7 | 68 | A | 7 | 837 | A | 7 | 0 | A | 7 | 0 | A | 7 | 32000 | B | 7 | 77777 | A | 7 | 0.4 | E | 8 | 0.054 | F | 8 | 0.22 | F | 8 | 0 | 1 | D | 9 | 0 | C | 8
1994-02-05 | 1:00 | 0 | 0 | 0 | 1 | 0 | 0 | 1 | 0 | 0 | 1 | 0 | 0 | 1 | 0 | 0 | 1 | 0 | 0 | 1 | 0 | 0 | 1 | 0 | 0 | A | 7 | 0 | A | 7 | -7.8 | A | 7 | -10 | A | 7 | 82 | A | 7 | 836 | A | 7 | 0 | A | 7 | 0 | A | 7 | 32000 | B | 7 | 77777 | A | 7 | 0.4 | E | 8 | 0.054 | F | 8 | 0.22 | F | 8 | 0 | 1 | D | 9 | 0 | C | 8
1994-02-05 | 2:00 | 0 | 0 | 0 | 1 | 0 | 0 | 1 | 0 | 0 | 1 | 0 | 0 | 1 | 0 | 0 | 1 | 0 | 0 | 1 | 0 | 0 | 1 | 0 | 1 | A | 7 | 1 | A | 7 | -7.2 | A | 7 | -10 | A | 7 | 78 | A | 7 | 835 | A | 7 | 70 | A | 7 | 2.6 | A | 7 | 32000 | B | 7 | 77777 | A | 7 | 0.4 | E | 8 | 0.054 | F | 8 | 0.22 | F | 8 | 0 | 1 | D | 9 | 0 | C | 8
1994-02-05 | 3:00 | 0 | 0 | 0 | 1 | 0 | 0 | 1 | 0 | 0 | 1 | 0 | 0 | 1 | 0 | 0 | 1 | 0 | 0 | 1 | 0 | 0 | 1 | 0 | 2 | A | 7 | 1 | A | 7 | -6.7 | A | 7 | -11.1 | A | 7 | 68 | A | 7 | 835 | A | 7 | 150 | A | 7 | 4.6 | A | 7 | 32000 | B | 7 | 77777 | A | 7 | 0.4 | E | 8 | 0.054 | F | 8 | 0.22 | F | 8 | 0 | 1 | D | 9 | 0 | C | 8
1994-02-05 | 4:00 | 0 | 0 | 0 | 1 | 0 | 0 | 1 | 0 | 0 | 1 | 0 | 0 | 1 | 0 | 0 | 1 | 0 | 0 | 1 | 0 | 0 | 1 | 0 | 4 | A | 7 | 3 | A | 7 | -7.2 | A | 7 | -11.1 | A | 7 | 71 | A | 7 | 835 | A | 7 | 160 | A | 7 | 2.6 | A | 7 | 32000 | B | 7 | 77777 | A | 7 | 0.4 | E | 8 | 0.054 | F | 8 | 0.22 | F | 8 | 0 | 1 | D | 9 | 0 | C | 8
1994-02-05 | 5:00 | 0 | 0 | 0 | 1 | 0 | 0 | 1 | 0 | 0 | 1 | 0 | 0 | 1 | 0 | 0 | 1 | 0 | 0 | 1 | 0 | 0 | 1 | 0 | 5 | A | 7 | 2 | A | 7 | -8.3 | A | 7 | -11.1 | A | 7 | 78 | A | 7 | 835 | A | 7 | 190 | A | 7 | 2.1 | A | 7 | 32000 | B | 7 | 77777 | A | 7 | 0.4 | E | 8 | 0.054 | F | 8 | 0.22 | F | 8 | 0 | 1 | D | 9 | 0 | C | 8
1994-02-05 | 6:00 | 0 | 0 | 0 | 1 | 0 | 0 | 1 | 0 | 0 | 1 | 0 | 0 | 1 | 0 | 0 | 1 | 0 | 0 | 1 | 0 | 0 | 1 | 0 | 3 | A | 7 | 3 | A | 7 | -8.9 | A | 7 | -11.7 | A | 7 | 78 | A | 7 | 835 | A | 7 | 130 | A | 7 | 2.1 | A | 7 | 32000 | B | 7 | 77777 | A | 7 | 0.4 | E | 8 | 0.054 | F | 8 | 0.22 | F | 8 | 0 | 1 | D | 9 | 0 | C | 8
1994-02-05 | 7:00 | 0 | 0 | 0 | 1 | 0 | 0 | 1 | 0 | 0 | 1 | 0 | 0 | 1 | 0 | 0 | 1 | 0 | 0 | 1 | 0 | 0 | 1 | 0 | 2 | A | 7 | 2 | A | 7 | -7.8 | A | 7 | -11.1 | A | 7 | 75 | A | 7 | 834 | A | 7 | 150 | A | 7 | 3.1 | A | 7 | 80000 | B | 7 | 77777 | A | 7 | 0.4 | E | 8 | 0.054 | F | 8 | 0.22 | F | 8 | 0 | 1 | D | 9 | 0 | C | 8
1994-02-05 | 8:00 | 103 | 1302 | 44 | 1 | 10 | 285 | 1 | 16 | 21 | 1 | 10 | 46 | 1 | 10 | 148 | 1 | 16 | 34 | 1 | 10 | 38 | 1 | 21 | 3 | A | 7 | 3 | A | 7 | -5.6 | A | 7 | -10 | A | 7 | 68 | A | 7 | 834 | A | 7 | 200 | A | 7 | 3.1 | A | 7 | 80000 | B | 7 | 77777 | A | 7 | 0.4 | E | 8 | 0.054 | F | 8 | 0.22 | F | 8 | 0 | 1 | D | 9 | 0 | C | 8
1994-02-05 | 9:00 | 340 | 1407 | 191 | 1 | 10 | 602 | 1 | 16 | 45 | 1 | 10 | 196 | 1 | 10 | 507 | 1 | 16 | 73 | 1 | 10 | 88 | 1 | 21 | 1 | A | 7 | 1 | A | 7 | -0.6 | A | 7 | -8.9 | A | 7 | 49 | A | 7 | 834 | A | 7 | 180 | A | 7 | 2.6 | A | 7 | 96000 | B | 7 | 77777 | A | 7 | 0.4 | E | 8 | 0.054 | F | 8 | 0.22 | F | 8 | 0 | 1 | D | 9 | 0 | C | 8
1994-02-05 | 10:00 | 541 | 1407 | 339 | 1 | 10 | 732 | 1 | 16 | 58 | 1 | 10 | 360 | 1 | 10 | 695 | 1 | 16 | 92 | 1 | 10 | 125 | 1 | 21 | 1 | A | 7 | 1 | A | 7 | 1.7 | A | 7 | -9.4 | A | 7 | 40 | A | 7 | 833 | A | 7 | 190 | A | 7 | 3.1 | A | 7 | 96000 | B | 7 | 77777 | A | 7 | 0.4 | E | 8 | 0.054 | F | 8 | 0.22 | F | 8 | 0 | 1 | D | 9 | 0 | C | 8
1994-02-05 | 11:00 | 689 | 1407 | 520 | 1 | 10 | 943 | 1 | 16 | 58 | 1 | 10 | 549 | 1 | 10 | 918 | 1 | 16 | 97 | 1 | 10 | 143 | 1 | 21 | 0 | A | 7 | 0 | A | 7 | 4.4 | A | 7 | -9.4 | A | 7 | 33 | A | 7 | 833 | A | 7 | 200 | A | 7 | 3.6 | A | 7 | 112000 | B | 7 | 77777 | A | 7 | 0.4 | E | 8 | 0.054 | F | 8 | 0.22 | F | 8 | 0 | 1 | D | 9 | 0 | C | 8
1994-02-05 | 12:00 | 773 | 1407 | 597 | 1 | 10 | 972 | 1 | 16 | 63 | 1 | 10 | 629 | 1 | 10 | 956 | 1 | 16 | 102 | 1 | 10 | 159 | 1 | 21 | 0 | A | 7 | 0 | A | 7 | 7.2 | A | 7 | -11.7 | A | 7 | 22 | A | 7 | 832 | A | 7 | 170 | A | 7 | 2.1 | A | 7 | 112000 | B | 7 | 77777 | A | 7 | 0.4 | E | 8 | 0.054 | F | 8 | 0.22 | F | 8 | 0 | 1 | D | 9 | 0 | C | 8
1994-02-05 | 13:00 | 789 | 1407 | 612 | 1 | 10 | 977 | 1 | 16 | 64 | 1 | 10 | 644 | 1 | 10 | 963 | 1 | 16 | 103 | 1 | 10 | 162 | 1 | 21 | 0 | A | 7 | 0 | A | 7 | 8.3 | A | 7 | -13.3 | A | 7 | 18 | A | 7 | 831 | A | 7 | 120 | A | 7 | 2.1 | A | 7 | 112000 | B | 7 | 77777 | A | 7 | 0.4 | E | 8 | 0.054 | F | 8 | 0.22 | F | 8 | 0 | 1 | D | 9 | 0 | C | 8
1994-02-05 | 14:00 | 733 | 1407 | 561 | 1 | 10 | 960 | 1 | 16 | 61 | 1 | 10 | 592 | 1 | 10 | 940 | 1 | 16 | 100 | 1 | 10 | 151 | 1 | 21 | 0 | A | 7 | 0 | A | 7 | 7.2 | A | 7 | -12.2 | A | 7 | 21 | A | 7 | 830 | A | 7 | 310 | A | 7 | 8.8 | A | 7 | 112000 | B | 7 | 77777 | A | 7 | 0.4 | E | 8 | 0.054 | F | 8 | 0.22 | F | 8 | 0 | 1 | D | 9 | 0 | C | 8
1994-02-05 | 15:00 | 612 | 1407 | 451 | 1 | 10 | 916 | 1 | 16 | 53 | 1 | 10 | 477 | 1 | 10 | 879 | 1 | 16 | 93 | 1 | 10 | 129 | 1 | 21 | 0 | A | 7 | 0 | A | 7 | 7.2 | A | 7 | -12.2 | A | 7 | 21 | A | 7 | 830 | A | 7 | 300 | A | 7 | 11.3 | A | 7 | 112000 | B | 7 | 77777 | A | 7 | 0.4 | E | 8 | 0.054 | F | 8 | 0.22 | F | 8 | 0 | 1 | D | 9 | 0 | C | 8
1994-02-05 | 16:00 | 432 | 1407 | 292 | 1 | 10 | 818 | 1 | 16 | 41 | 1 | 10 | 310 | 1 | 10 | 740 | 1 | 16 | 82 | 1 | 10 | 99 | 1 | 21 | 0 | A | 7 | 0 | A | 7 | 6.7 | A | 7 | -11.7 | A | 7 | 23 | A | 7 | 831 | A | 7 | 300 | A | 7 | 6.7 | A | 7 | 112000 | B | 7 | 77777 | A | 7 | 0.4 | E | 8 | 0.054 | F | 8 | 0.22 | F | 8 | 0 | 1 | D | 9 | 0 | C | 8
1994-02-05 | 17:00 | 207 | 1407 | 112 | 1 | 10 | 580 | 1 | 16 | 27 | 1 | 10 | 119 | 1 | 10 | 433 | 1 | 16 | 55 | 1 | 10 | 56 | 1 | 21 | 0 | A | 7 | 0 | A | 7 | 5.6 | A | 7 | -12.2 | A | 7 | 23 | A | 7 | 831 | A | 7 | 290 | A | 7 | 7.7 | A | 7 | 112000 | B | 7 | 77777 | A | 7 | 0.4 | E | 8 | 0.054 | F | 8 | 0.22 | F | 8 | 0 | 1 | D | 9 | 0 | C | 8
1994-02-05 | 18:00 | 15 | 504 | 4 | 1 | 10 | 76 | 1 | 16 | 2 | 1 | 10 | 0 | 1 | 10 | 0 | 1 | 16 | 0 | 1 | 10 | 0 | 1 | 21 | 0 | A | 7 | 0 | A | 7 | 3.3 | A | 7 | -12.2 | A | 7 | 28 | A | 7 | 831 | A | 7 | 290 | A | 7 | 6.7 | A | 7 | 80000 | B | 7 | 77777 | A | 7 | 0.3 | E | 8 | 0.054 | F | 8 | 0.22 | F | 8 | 0 | 1 | D | 9 | 0 | C | 8
1994-02-05 | 19:00 | 0 | 0 | 0 | 1 | 0 | 0 | 1 | 0 | 0 | 1 | 0 | 0 | 1 | 0 | 0 | 1 | 0 | 0 | 1 | 0 | 0 | 1 | 0 | 0 | A | 7 | 0 | A | 7 | 2.8 | A | 7 | -12.2 | A | 7 | 29 | A | 7 | 832 | A | 7 | 260 | A | 7 | 4.1 | A | 7 | 48000 | B | 7 | 77777 | A | 7 | 0.3 | E | 8 | 0.054 | F | 8 | 0.22 | F | 8 | 0 | 1 | D | 9 | 0 | C | 8
1994-02-05 | 20:00 | 0 | 0 | 0 | 1 | 0 | 0 | 1 | 0 | 0 | 1 | 0 | 0 | 1 | 0 | 0 | 1 | 0 | 0 | 1 | 0 | 0 | 1 | 0 | 0 | A | 7 | 0 | A | 7 | 0.6 | A | 7 | -12.2 | A | 7 | 33 | A | 7 | 832 | A | 7 | 250 | A | 7 | 1 | A | 7 | 48000 | B | 7 | 77777 | A | 7 | 0.3 | E | 8 | 0.054 | F | 8 | 0.22 | F | 8 | 0 | 1 | D | 9 | 0 | C | 8
1994-02-05 | 21:00 | 0 | 0 | 0 | 1 | 0 | 0 | 1 | 0 | 0 | 1 | 0 | 0 | 1 | 0 | 0 | 1 | 0 | 0 | 1 | 0 | 0 | 1 | 0 | 0 | A | 7 | 0 | A | 7 | -1.1 | A | 7 | -11.7 | A | 7 | 40 | A | 7 | 832 | A | 7 | 180 | A | 7 | 1.5 | A | 7 | 48000 | B | 7 | 77777 | A | 7 | 0.3 | E | 8 | 0.054 | F | 8 | 0.22 | F | 8 | 0 | 1 | D | 9 | 0 | C | 8
1994-02-05 | 22:00 | 0 | 0 | 0 | 1 | 0 | 0 | 1 | 0 | 0 | 1 | 0 | 0 | 1 | 0 | 0 | 1 | 0 | 0 | 1 | 0 | 0 | 1 | 0 | 0 | A | 7 | 0 | A | 7 | 0 | A | 7 | -13.9 | A | 7 | 30 | A | 7 | 832 | A | 7 | 200 | A | 7 | 4.1 | A | 7 | 48000 | B | 7 | 77777 | A | 7 | 0.3 | E | 8 | 0.054 | F | 8 | 0.22 | F | 8 | 0 | 1 | D | 9 | 0 | C | 8
1994-02-05 | 23:00 | 0 | 0 | 0 | 1 | 0 | 0 | 1 | 0 | 0 | 1 | 0 | 0 | 1 | 0 | 0 | 1 | 0 | 0 | 1 | 0 | 0 | 1 | 0 | 0 | A | 7 | 0 | A | 7 | -0.6 | A | 7 | -14.4 | A | 7 | 30 | A | 7 | 832 | A | 7 | 190 | A | 7 | 4.6 | A | 7 | 48000 | B | 7 | 77777 | A | 7 | 0.3 | E | 8 | 0.054 | F | 8 | 0.22 | F | 8 | 0 | 1 | D | 9 | 0 | C | 8
1994-02-05 | 24:00 | 0 | 0 | 0 | 1 | 0 | 0 | 1 | 0 | 0 | 1 | 0 | 0 | 1 | 0 | 0 | 1 | 0 | 0 | 1 | 0 | 0 | 1 | 0 | 0 | A | 7 | 0 | A | 7 | -1.7 | A | 7 | -15 | A | 7 | 31 | A | 7 | 832 | A | 7 | 190 | A | 7 | 3.6 | A | 7 | 48000 | B | 7 | 77777 | A | 7 | 0.3 | E | 8 | 0.054 | F | 8 | 0.22 | F | 8 | 0 | 1 | D | 9 | 0 | C | 8
1994-02-06 | 1:00 | 0 | 0 | 0 | 1 | 0 | 0 | 1 | 0 | 0 | 1 | 0 | 0 | 1 | 0 | 0 | 1 | 0 | 0 | 1 | 0 | 0 | 1 | 0 | 0 | A | 7 | 0 | A | 7 | -2.8 | A | 7 | -15 | A | 7 | 34 | A | 7 | 832 | A | 7 | 160 | A | 7 | 3.6 | A | 7 | 48000 | B | 7 | 77777 | A | 7 | 0.3 | E | 8 | 0.054 | F | 8 | 0.22 | F | 8 | 0 | 1 | D | 9 | 0 | C | 8
1994-02-06 | 2:00 | 0 | 0 | 0 | 1 | 0 | 0 | 1 | 0 | 0 | 1 | 0 | 0 | 1 | 0 | 0 | 1 | 0 | 0 | 1 | 0 | 0 | 1 | 0 | 0 | A | 7 | 0 | A | 7 | -4.4 | A | 7 | -14.4 | A | 7 | 41 | A | 7 | 832 | A | 7 | 180 | A | 7 | 3.1 | A | 7 | 48000 | B | 7 | 77777 | A | 7 | 0.3 | E | 8 | 0.054 | F | 8 | 0.22 | F | 8 | 0 | 1 | D | 9 | 0 | C | 8
1994-02-06 | 3:00 | 0 | 0 | 0 | 1 | 0 | 0 | 1 | 0 | 0 | 1 | 0 | 0 | 1 | 0 | 0 | 1 | 0 | 0 | 1 | 0 | 0 | 1 | 0 | 0 | A | 7 | 0 | A | 7 | -3.9 | A | 7 | -15.6 | A | 7 | 35 | A | 7 | 832 | A | 7 | 190 | A | 7 | 3.1 | A | 7 | 48000 | B | 7 | 77777 | A | 7 | 0.3 | E | 8 | 0.054 | F | 8 | 0.22 | F | 8 | 0 | 1 | D | 9 | 0 | C | 8
1994-02-06 | 4:00 | 0 | 0 | 0 | 1 | 0 | 0 | 1 | 0 | 0 | 1 | 0 | 0 | 1 | 0 | 0 | 1 | 0 | 0 | 1 | 0 | 0 | 1 | 0 | 0 | A | 7 | 0 | A | 7 | -4.4 | A | 7 | -15.6 | A | 7 | 37 | A | 7 | 832 | A | 7 | 180 | A | 7 | 4.1 | A | 7 | 48000 | B | 7 | 77777 | A | 7 | 0.3 | E | 8 | 0.054 | F | 8 | 0.22 | F | 8 | 0 | 1 | D | 9 | 0 | C | 8
1994-02-06 | 5:00 | 0 | 0 | 0 | 1 | 0 | 0 | 1 | 0 | 0 | 1 | 0 | 0 | 1 | 0 | 0 | 1 | 0 | 0 | 1 | 0 | 0 | 1 | 0 | 1 | A | 7 | 1 | A | 7 | -3.9 | A | 7 | -16.1 | A | 7 | 34 | A | 7 | 832 | A | 7 | 160 | A | 7 | 3.1 | A | 7 | 48000 | B | 7 | 77777 | A | 7 | 0.3 | E | 8 | 0.054 | F | 8 | 0.22 | F | 8 | 0 | 1 | D | 9 | 0 | C | 8
1994-02-06 | 6:00 | 0 | 0 | 0 | 1 | 0 | 0 | 1 | 0 | 0 | 1 | 0 | 0 | 1 | 0 | 0 | 1 | 0 | 0 | 1 | 0 | 0 | 1 | 0 | 4 | A | 7 | 2 | A | 7 | -3.3 | A | 7 | -15 | A | 7 | 36 | A | 7 | 832 | A | 7 | 190 | A | 7 | 5.2 | A | 7 | 48000 | B | 7 | 77777 | A | 7 | 0.3 | E | 8 | 0.054 | F | 8 | 0.22 | F | 8 | 0 | 1 | D | 9 | 0 | C | 8
1994-02-06 | 7:00 | 0 | 0 | 0 | 1 | 0 | 0 | 1 | 0 | 0 | 1 | 0 | 0 | 1 | 0 | 0 | 1 | 0 | 0 | 1 | 0 | 0 | 1 | 0 | 6 | A | 7 | 4 | A | 7 | -3.3 | A | 7 | -15 | A | 7 | 36 | A | 7 | 832 | A | 7 | 150 | A | 7 | 3.1 | A | 7 | 96000 | B | 7 | 6401 | A | 7 | 0.3 | E | 8 | 0.054 | F | 8 | 0.22 | F | 8 | 0 | 1 | D | 9 | 0 | C | 8
1994-02-06 | 8:00 | 108 | 1325 | 42 | 1 | 10 | 49 | 1 | 16 | 38 | 1 | 10 | 45 | 1 | 10 | 25 | 1 | 16 | 43 | 1 | 10 | 79 | 1 | 21 | 7 | A | 7 | 6 | A | 7 | -1.1 | A | 7 | -15.6 | A | 7 | 28 | A | 7 | 832 | A | 7 | 180 | A | 7 | 4.1 | A | 7 | 96000 | B | 7 | 6401 | A | 7 | 0.3 | E | 8 | 0.054 | F | 8 | 0.22 | F | 8 | 0 | 1 | D | 9 | 0 | C | 8
1994-02-06 | 9:00 | 345 | 1407 | 177 | 1 | 10 | 177 | 1 | 16 | 133 | 1 | 10 | 188 | 1 | 10 | 149 | 1 | 16 | 151 | 1 | 10 | 291 | 1 | 21 | 8 | A | 7 | 6 | A | 7 | 0 | A | 7 | -13.3 | A | 7 | 32 | A | 7 | 833 | A | 7 | 200 | A | 7 | 3.1 | A | 7 | 128000 | B | 7 | 6401 | A | 7 | 0.3 | E | 8 | 0.054 | F | 8 | 0.22 | F | 8 | 0 | 1 | D | 9 | 0 | C | 8
1994-02-06 | 10:00 | 546 | 1407 | 73 | 1 | 10 | 52 | 1 | 16 | 53 | 1 | 10 | 85 | 1 | 10 | 52 | 1 | 16 | 65 | 1 | 10 | 123 | 1 | 21 | 7 | A | 7 | 7 | A | 7 | 2.8 | A | 7 | -14.4 | A | 7 | 23 | A | 7 | 832 | A | 7 | 340 | A | 7 | 2.1 | A | 7 | 128000 | B | 7 | 7315 | A | 7 | 0.3 | E | 8 | 0.054 | F | 8 | 0.22 | F | 8 | 0 | 1 | D | 9 | 0 | C | 8
1994-02-06 | 11:00 | 695 | 1407 | 374 | 1 | 10 | 393 | 1 | 16 | 179 | 1 | 10 | 392 | 1 | 10 | 393 | 1 | 16 | 197 | 1 | 10 | 379 | 1 | 21 | 8 | A | 7 | 6 | A | 7 | 3.3 | A | 7 | -11.1 | A | 7 | 30 | A | 7 | 833 | A | 7 | 180 | A | 7 | 2.1 | A | 7 | 128000 | B | 7 | 7315 | A | 7 | 0.3 | E | 8 | 0.054 | F | 8 | 0.22 | F | 8 | 0 | 1 | D | 9 | 0 | C | 8
1994-02-06 | 12:00 | 779 | 1407 | 544 | 1 | 10 | 698 | 1 | 16 | 157 | 1 | 10 | 566 | 1 | 10 | 690 | 1 | 16 | 182 | 1 | 10 | 342 | 1 | 21 | 4 | A | 7 | 4 | A | 7 | 8.9 | A | 7 | -12.2 | A | 7 | 19 | A | 7 | 832 | A | 7 | 80 | A | 7 | 2.1 | A | 7 | 128000 | B | 7 | 77777 | A | 7 | 0.3 | E | 8 | 0.054 | F | 8 | 0.22 | F | 8 | 0 | 1 | D | 9 | 0 | C | 8
1994-02-06 | 13:00 | 795 | 1407 | 383 | 1 | 10 | 359 | 1 | 16 | 179 | 1 | 10 | 409 | 1 | 10 | 366 | 1 | 16 | 201 | 1 | 10 | 402 | 1 | 21 | 4 | A | 7 | 3 | A | 7 | 9.4 | A | 7 | -13.3 | A | 7 | 16 | A | 7 | 831 | A | 7 | 60 | A | 7 | 1.5 | A | 7 | 112000 | B | 7 | 77777 | A | 7 | 0.3 | E | 8 | 0.054 | F | 8 | 0.22 | F | 8 | 0 | 1 | D | 9 | 0 | C | 8
1994-02-06 | 14:00 | 739 | 1407 | 518 | 1 | 10 | 700 | 1 | 16 | 150 | 1 | 10 | 538 | 1 | 10 | 688 | 1 | 16 | 175 | 1 | 10 | 316 | 1 | 21 | 7 | A | 7 | 2 | A | 7 | 8.9 | A | 7 | -11.1 | A | 7 | 21 | A | 7 | 831 | A | 7 | 50 | A | 7 | 3.1 | A | 7 | 112000 | B | 7 | 77777 | A | 7 | 0.3 | E | 8 | 0.054 | F | 8 | 0.22 | F | 8 | 0 | 1 | D | 9 | 0 | C | 8
1994-02-06 | 15:00 | 618 | 1407 | 382 | 1 | 10 | 561 | 1 | 16 | 135 | 1 | 10 | 406 | 1 | 10 | 550 | 1 | 16 | 164 | 1 | 10 | 269 | 1 | 21 | 8 | A | 7 | 3 | A | 7 | 8.3 | A | 7 | -12.2 | A | 7 | 19 | A | 7 | 831 | A | 7 | 80 | A | 7 | 3.1 | A | 7 | 112000 | B | 7 | 77777 | A | 7 | 0.3 | E | 8 | 0.054 | F | 8 | 0.22 | F | 8 | 0 | 1 | D | 9 | 0 | C | 8
1994-02-06 | 16:00 | 438 | 1407 | 244 | 1 | 10 | 506 | 1 | 16 | 86 | 1 | 10 | 250 | 1 | 10 | 448 | 1 | 16 | 110 | 1 | 10 | 158 | 1 | 21 | 9 | A | 7 | 2 | A | 7 | 7.8 | A | 7 | -9.4 | A | 7 | 26 | A | 7 | 831 | A | 7 | 140 | A | 7 | 3.1 | A | 7 | 112000 | B | 7 | 77777 | A | 7 | 0.4 | E | 8 | 0.054 | F | 8 | 0.22 | F | 8 | 0 | 1 | D | 9 | 0 | C | 8
1994-02-06 | 17:00 | 213 | 1407 | 74 | 1 | 10 | 143 | 1 | 16 | 52 | 1 | 10 | 78 | 1 | 10 | 91 | 1 | 16 | 64 | 1 | 10 | 97 | 1 | 21 | 10 | A | 7 | 4 | A | 7 | 5.6 | A | 7 | -8.3 | A | 7 | 33 | A | 7 | 831 | A | 7 | 100 | A | 7 | 3.6 | A | 7 | 112000 | B | 7 | 77777 | A | 7 | 0.4 | E | 8 | 0.054 | F | 8 | 0.22 | F | 8 | 0 | 1 | D | 9 | 0 | C | 8
1994-02-06 | 18:00 | 17 | 528 | 4 | 1 | 10 | 3 | 1 | 16 | 4 | 1 | 10 | 0 | 1 | 10 | 0 | 1 | 16 | 0 | 1 | 10 | 0 | 1 | 21 | 10 | A | 7 | 7 | A | 7 | 2.8 | A | 7 | -7.8 | A | 7 | 42 | A | 7 | 831 | A | 7 | 120 | A | 7 | 4.1 | A | 7 | 80000 | B | 7 | 7315 | A | 7 | 0.4 | E | 8 | 0.054 | F | 8 | 0.22 | F | 8 | 0 | 1 | D | 9 | 0 | C | 8
1994-02-06 | 19:00 | 0 | 0 | 0 | 1 | 0 | 0 | 1 | 0 | 0 | 1 | 0 | 0 | 1 | 0 | 0 | 1 | 0 | 0 | 1 | 0 | 0 | 1 | 0 | 8 | A | 7 | 3 | A | 7 | 2.2 | A | 7 | -7.2 | A | 7 | 46 | A | 7 | 831 | A | 7 | 160 | A | 7 | 4.6 | A | 7 | 40000 | B | 7 | 77777 | A | 7 | 0.4 | E | 8 | 0.054 | F | 8 | 0.22 | F | 8 | 0 | 1 | D | 9 | 0 | C | 8
1994-02-06 | 20:00 | 0 | 0 | 0 | 1 | 0 | 0 | 1 | 0 | 0 | 1 | 0 | 0 | 1 | 0 | 0 | 1 | 0 | 0 | 1 | 0 | 0 | 1 | 0 | 6 | A | 7 | 1 | A | 7 | 1.1 | A | 7 | -7.8 | A | 7 | 48 | A | 7 | 831 | A | 7 | 130 | A | 7 | 2.6 | A | 7 | 40000 | B | 7 | 77777 | A | 7 | 0.4 | E | 8 | 0.054 | F | 8 | 0.22 | F | 8 | 0 | 1 | D | 9 | 0 | C | 8
1994-02-06 | 21:00 | 0 | 0 | 0 | 1 | 0 | 0 | 1 | 0 | 0 | 1 | 0 | 0 | 1 | 0 | 0 | 1 | 0 | 0 | 1 | 0 | 0 | 1 | 0 | 9 | A | 7 | 4 | A | 7 | 0.6 | A | 7 | -7.8 | A | 7 | 49 | A | 7 | 831 | A | 7 | 210 | A | 7 | 2.1 | A | 7 | 40000 | B | 7 | 77777 | A | 7 | 0.4 | E | 8 | 0.054 | F | 8 | 0.22 | F | 8 | 0 | 1 | D | 9 | 0 | C | 8
1994-02-06 | 22:00 | 0 | 0 | 0 | 1 | 0 | 0 | 1 | 0 | 0 | 1 | 0 | 0 | 1 | 0 | 0 | 1 | 0 | 0 | 1 | 0 | 0 | 1 | 0 | 6 | A | 7 | 2 | A | 7 | -1.1 | A | 7 | -7.8 | A | 7 | 57 | A | 7 | 831 | A | 7 | 160 | A | 7 | 3.1 | A | 7 | 40000 | B | 7 | 77777 | A | 7 | 0.4 | E | 8 | 0.054 | F | 8 | 0.22 | F | 8 | 0 | 1 | D | 9 | 0 | C | 8
1994-02-06 | 23:00 | 0 | 0 | 0 | 1 | 0 | 0 | 1 | 0 | 0 | 1 | 0 | 0 | 1 | 0 | 0 | 1 | 0 | 0 | 1 | 0 | 0 | 1 | 0 | 8 | A | 7 | 3 | A | 7 | -2.2 | A | 7 | -6.7 | A | 7 | 68 | A | 7 | 830 | A | 7 | 300 | A | 7 | 2.1 | A | 7 | 40000 | B | 7 | 77777 | A | 7 | 0.4 | E | 8 | 0.054 | F | 8 | 0.22 | F | 8 | 0 | 1 | D | 9 | 0 | C | 8
1994-02-06 | 24:00 | 0 | 0 | 0 | 1 | 0 | 0 | 1 | 0 | 0 | 1 | 0 | 0 | 1 | 0 | 0 | 1 | 0 | 0 | 1 | 0 | 0 | 1 | 0 | 9 | A | 7 | 4 | A | 7 | -2.8 | A | 7 | -7.2 | A | 7 | 69 | A | 7 | 830 | A | 7 | 220 | A | 7 | 1 | A | 7 | 40000 | B | 7 | 77777 | A | 7 | 0.4 | E | 8 | 0.054 | F | 8 | 0.22 | F | 8 | 0 | 1 | D | 9 | 0 | C | 8
1994-02-07 | 1:00 | 0 | 0 | 0 | 1 | 0 | 0 | 1 | 0 | 0 | 1 | 0 | 0 | 1 | 0 | 0 | 1 | 0 | 0 | 1 | 0 | 0 | 1 | 0 | 7 | A | 7 | 6 | A | 7 | -3.3 | A | 7 | -6.7 | A | 7 | 75 | A | 7 | 830 | A | 7 | 20 | A | 7 | 2.1 | A | 7 | 32000 | B | 7 | 7315 | A | 7 | 0.4 | E | 8 | 0.055 | F | 8 | 0.22 | F | 8 | 0 | 1 | D | 9 | 0 | C | 8
1994-02-07 | 2:00 | 0 | 0 | 0 | 1 | 0 | 0 | 1 | 0 | 0 | 1 | 0 | 0 | 1 | 0 | 0 | 1 | 0 | 0 | 1 | 0 | 0 | 1 | 0 | 8 | A | 7 | 3 | A | 7 | -5 | A | 7 | -7.2 | A | 7 | 83 | A | 7 | 830 | A | 7 | 350 | A | 7 | 3.6 | A | 7 | 32000 | B | 7 | 77777 | A | 7 | 0.4 | E | 8 | 0.055 | F | 8 | 0.22 | F | 8 | 0 | 1 | D | 9 | 0 | C | 8
1994-02-07 | 3:00 | 0 | 0 | 0 | 1 | 0 | 0 | 1 | 0 | 0 | 1 | 0 | 0 | 1 | 0 | 0 | 1 | 0 | 0 | 1 | 0 | 0 | 1 | 0 | 6 | A | 7 | 2 | A | 7 | -6.1 | A | 7 | -7.8 | A | 7 | 86 | A | 7 | 830 | A | 7 | 340 | A | 7 | 3.6 | A | 7 | 32000 | B | 7 | 77777 | A | 7 | 0.4 | E | 8 | 0.055 | F | 8 | 0.22 | F | 8 | 0 | 1 | D | 9 | 0 | C | 8
1994-02-07 | 4:00 | 0 | 0 | 0 | 1 | 0 | 0 | 1 | 0 | 0 | 1 | 0 | 0 | 1 | 0 | 0 | 1 | 0 | 0 | 1 | 0 | 0 | 1 | 0 | 10 | A | 7 | 10 | A | 7 | -6.1 | A | 7 | -6.7 | A | 7 | 95 | A | 7 | 830 | A | 7 | 340 | A | 7 | 4.1 | A | 7 | 4000 | B | 7 | 61 | A | 7 | 0.4 | E | 8 | 0.055 | F | 8 | 0.22 | F | 8 | 0 | 1 | D | 9 | 0 | C | 8
1994-02-07 | 5:00 | 0 | 0 | 0 | 1 | 0 | 0 | 1 | 0 | 0 | 1 | 0 | 0 | 1 | 0 | 0 | 1 | 0 | 0 | 1 | 0 | 0 | 1 | 0 | 10 | A | 7 | 10 | A | 7 | -6.1 | A | 7 | -6.7 | A | 7 | 95 | A | 7 | 829 | A | 7 | 340 | A | 7 | 3.1 | A | 7 | 800 | B | 7 | 30 | A | 7 | 0.4 | E | 8 | 0.055 | F | 8 | 0.22 | F | 8 | 0 | 1 | D | 9 | 0 | C | 8
1994-02-07 | 6:00 | 0 | 0 | 0 | 1 | 0 | 0 | 1 | 0 | 0 | 1 | 0 | 0 | 1 | 0 | 0 | 1 | 0 | 0 | 1 | 0 | 0 | 1 | 0 | 10 | A | 7 | 10 | A | 7 | -6.7 | A | 7 | -7.2 | A | 7 | 96 | A | 7 | 830 | A | 7 | 10 | A | 7 | 4.6 | A | 7 | 400 | B | 7 | 30 | A | 7 | 0.4 | E | 8 | 0.055 | F | 8 | 0.22 | F | 8 | 0 | 1 | D | 9 | 0 | C | 8
1994-02-07 | 7:00 | 0 | 0 | 0 | 1 | 0 | 0 | 1 | 0 | 0 | 1 | 0 | 0 | 1 | 0 | 0 | 1 | 0 | 0 | 1 | 0 | 0 | 1 | 0 | 10 | A | 7 | 10 | A | 7 | -6.7 | A | 7 | -7.2 | A | 7 | 96 | A | 7 | 830 | A | 7 | 360 | A | 7 | 3.1 | A | 7 | 600 | B | 7 | 61 | A | 7 | 0.5 | E | 8 | 0.055 | F | 8 | 0.22 | F | 8 | 0 | 1 | D | 9 | 0 | C | 8
1994-02-07 | 8:00 | 112 | 1348 | 11 | 1 | 10 | 0 | 1 | 16 | 11 | 1 | 10 | 13 | 1 | 10 | 0 | 1 | 16 | 13 | 1 | 10 | 43 | 1 | 21 | 10 | A | 7 | 10 | A | 7 | -6.7 | A | 7 | -7.2 | A | 7 | 96 | A | 7 | 830 | A | 7 | 30 | A | 7 | 1 | A | 7 | 800 | B | 7 | 61 | A | 7 | 0.5 | E | 8 | 0.055 | F | 8 | 0.22 | F | 8 | 0 | 1 | D | 9 | 0 | C | 8
1994-02-07 | 9:00 | 350 | 1406 | 55 | 1 | 10 | 0 | 1 | 16 | 55 | 1 | 10 | 64 | 1 | 10 | 0 | 1 | 16 | 64 | 1 | 10 | 219 | 1 | 21 | 10 | A | 7 | 10 | A | 7 | -6.1 | A | 7 | -7.2 | A | 7 | 91 | A | 7 | 829 | A | 7 | 50 | A | 7 | 2.1 | A | 7 | 1200 | B | 7 | 244 | A | 7 | 0.5 | E | 8 | 0.055 | F | 8 | 0.22 | F | 8 | 0 | 1 | D | 9 | 0 | C | 8
1994-02-07 | 10:00 | 552 | 1406 | 80 | 1 | 10 | 0 | 1 | 16 | 80 | 1 | 10 | 95 | 1 | 10 | 0 | 1 | 16 | 95 | 1 | 10 | 350 | 1 | 21 | 10 | A | 7 | 10 | A | 7 | -6.1 | A | 7 | -7.8 | A | 7 | 86 | A | 7 | 829 | A | 7 | 50 | A | 7 | 3.1 | A | 7 | 1200 | B | 7 | 183 | A | 7 | 0.5 | E | 8 | 0.055 | F | 8 | 0.22 | F | 8 | 0 | 1 | D | 9 | 0 | C | 8
1994-02-07 | 11:00 | 700 | 1406 | 107 | 1 | 10 | 0 | 1 | 16 | 107 | 1 | 10 | 128 | 1 | 10 | 0 | 1 | 16 | 128 | 1 | 10 | 490 | 1 | 21 | 10 | A | 7 | 10 | A | 7 | -6.7 | A | 7 | -8.3 | A | 7 | 87 | A | 7 | 828 | A | 7 | 90 | A | 7 | 2.6 | A | 7 | 2400 | B | 7 | 152 | A | 7 | 0.5 | E | 8 | 0.055 | F | 8 | 0.22 | F | 8 | 0 | 1 | D | 9 | 0 | C | 8
1994-02-07 | 12:00 | 785 | 1406 | 121 | 1 | 10 | 0 | 1 | 16 | 121 | 1 | 10 | 145 | 1 | 10 | 0 | 1 | 16 | 145 | 1 | 10 | 570 | 1 | 21 | 10 | A | 7 | 10 | A | 7 | -5 | A | 7 | -7.2 | A | 7 | 83 | A | 7 | 827 | A | 7 | 350 | A | 7 | 3.1 | A | 7 | 800 | B | 7 | 183 | A | 7 | 0.5 | E | 8 | 0.055 | F | 8 | 0.22 | F | 8 | 0 | 1 | D | 9 | 0 | C | 8
1994-02-07 | 13:00 | 801 | 1406 | 507 | 1 | 10 | 174 | 1 | 16 | 408 | 1 | 10 | 555 | 1 | 10 | 180 | 1 | 16 | 452 | 1 | 10 | 1109 | 1 | 21 | 10 | A | 7 | 7 | A | 7 | -3.9 | A | 7 | -7.2 | A | 7 | 75 | A | 7 | 825 | A | 7 | 60 | A | 7 | 1.5 | A | 7 | 3200 | B | 7 | 183 | A | 7 | 0.5 | E | 8 | 0.055 | F | 8 | 0.22 | F | 8 | 0 | 1 | D | 9 | 0 | C | 8
1994-02-07 | 14:00 | 745 | 1406 | 356 | 1 | 10 | 332 | 1 | 16 | 180 | 1 | 10 | 388 | 1 | 10 | 348 | 1 | 16 | 203 | 1 | 10 | 403 | 1 | 21 | 10 | A | 7 | 6 | A | 7 | -2.8 | A | 7 | -6.7 | A | 7 | 72 | A | 7 | 825 | A | 7 | 360 | A | 7 | 3.6 | A | 7 | 6400 | B | 7 | 7620 | A | 7 | 0.5 | E | 8 | 0.055 | F | 8 | 0.22 | F | 8 | 0 | 1 | D | 9 | 0 | C | 8
1994-02-07 | 15:00 | 624 | 1406 | 99 | 1 | 10 | 67 | 1 | 16 | 70 | 1 | 10 | 116 | 1 | 10 | 68 | 1 | 16 | 85 | 1 | 10 | 168 | 1 | 21 | 10 | A | 7 | 6 | A | 7 | -2.8 | A | 7 | -6.1 | A | 7 | 76 | A | 7 | 824 | A | 7 | 360 | A | 7 | 2.6 | A | 7 | 6400 | B | 7 | 7620 | A | 7 | 0.5 | E | 8 | 0.055 | F | 8 | 0.22 | F | 8 | 0 | 1 | D | 9 | 0 | C | 8
1994-02-07 | 16:00 | 443 | 1406 | 252 | 1 | 10 | 140 | 1 | 16 | 208 | 1 | 10 | 275 | 1 | 10 | 132 | 1 | 16 | 233 | 1 | 10 | 468 | 1 | 21 | 10 | A | 7 | 6 | A | 7 | -3.3 | A | 7 | -6.7 | A | 7 | 75 | A | 7 | 825 | A | 7 | 360 | A | 7 | 4.1 | A | 7 | 6400 | B | 7 | 7620 | A | 7 | 0.5 | E | 8 | 0.055 | F | 8 | 0.22 | F | 8 | 0 | 1 | D | 9 | 0 | C | 8
1994-02-07 | 17:00 | 218 | 1406 | 57 | 1 | 10 | 45 | 1 | 16 | 50 | 1 | 10 | 62 | 1 | 10 | 34 | 1 | 16 | 57 | 1 | 10 | 125 | 1 | 21 | 10 | A | 7 | 9 | A | 7 | -3.9 | A | 7 | -6.7 | A | 7 | 79 | A | 7 | 825 | A | 7 | 100 | A | 7 | 2.1 | A | 7 | 6400 | B | 7 | 3658 | A | 7 | 0.6 | E | 8 | 0.055 | F | 8 | 0.22 | F | 8 | 0 | 1 | D | 9 | 0 | C | 8
1994-02-07 | 18:00 | 18 | 551 | 5 | 1 | 10 | 0 | 1 | 16 | 5 | 1 | 10 | 0 | 1 | 10 | 0 | 1 | 16 | 0 | 1 | 10 | 0 | 1 | 21 | 10 | A | 7 | 9 | A | 7 | -3.9 | A | 7 | -6.1 | A | 7 | 83 | A | 7 | 824 | A | 7 | 360 | A | 7 | 2.6 | A | 7 | 4800 | B | 7 | 7620 | A | 7 | 0.6 | E | 8 | 0.055 | F | 8 | 0.22 | F | 8 | 0 | 1 | D | 9 | 0 | C | 8
1994-02-07 | 19:00 | 0 | 0 | 0 | 1 | 0 | 0 | 1 | 0 | 0 | 1 | 0 | 0 | 1 | 0 | 0 | 1 | 0 | 0 | 1 | 0 | 0 | 1 | 0 | 10 | A | 7 | 10 | A | 7 | -5 | A | 7 | -6.7 | A | 7 | 86 | A | 7 | 824 | A | 7 | 90 | A | 7 | 2.6 | A | 7 | 4800 | B | 7 | 3658 | A | 7 | 0.6 | E | 8 | 0.055 | F | 8 | 0.22 | F | 8 | 0 | 1 | D | 9 | 0 | C | 8
1994-02-07 | 20:00 | 0 | 0 | 0 | 1 | 0 | 0 | 1 | 0 | 0 | 1 | 0 | 0 | 1 | 0 | 0 | 1 | 0 | 0 | 1 | 0 | 0 | 1 | 0 | 10 | A | 7 | 10 | A | 7 | -5 | A | 7 | -7.2 | A | 7 | 83 | A | 7 | 824 | A | 7 | 330 | A | 7 | 2.6 | A | 7 | 4800 | B | 7 | 3658 | A | 7 | 0.6 | E | 8 | 0.055 | F | 8 | 0.22 | F | 8 | 0 | 1 | D | 9 | 0 | C | 8
1994-02-07 | 21:00 | 0 | 0 | 0 | 1 | 0 | 0 | 1 | 0 | 0 | 1 | 0 | 0 | 1 | 0 | 0 | 1 | 0 | 0 | 1 | 0 | 0 | 1 | 0 | 10 | A | 7 | 10 | A | 7 | -4.4 | A | 7 | -6.1 | A | 7 | 86 | A | 7 | 823 | A | 7 | 350 | A | 7 | 1.5 | A | 7 | 6400 | B | 7 | 3658 | A | 7 | 0.6 | E | 8 | 0.055 | F | 8 | 0.22 | F | 8 | 0 | 1 | D | 9 | 0 | C | 8
1994-02-07 | 22:00 | 0 | 0 | 0 | 1 | 0 | 0 | 1 | 0 | 0 | 1 | 0 | 0 | 1 | 0 | 0 | 1 | 0 | 0 | 1 | 0 | 0 | 1 | 0 | 10 | A | 7 | 10 | A | 7 | -3.9 | A | 7 | -6.1 | A | 7 | 83 | A | 7 | 823 | A | 7 | 330 | A | 7 | 2.1 | A | 7 | 9600 | B | 7 | 3658 | A | 7 | 0.6 | E | 8 | 0.055 | F | 8 | 0.22 | F | 8 | 0 | 1 | D | 9 | 0 | C | 8
1994-02-07 | 23:00 | 0 | 0 | 0 | 1 | 0 | 0 | 1 | 0 | 0 | 1 | 0 | 0 | 1 | 0 | 0 | 1 | 0 | 0 | 1 | 0 | 0 | 1 | 0 | 10 | A | 7 | 10 | A | 7 | 6.1 | A | 7 | -5 | A | 7 | 43 | A | 7 | 822 | A | 7 | 200 | A | 7 | 7.2 | A | 7 | 40000 | B | 7 | 3658 | A | 7 | 0.6 | E | 8 | 0.055 | F | 8 | 0.22 | F | 8 | 0 | 1 | D | 9 | 0 | C | 8
1994-02-07 | 24:00 | 0 | 0 | 0 | 1 | 0 | 0 | 1 | 0 | 0 | 1 | 0 | 0 | 1 | 0 | 0 | 1 | 0 | 0 | 1 | 0 | 0 | 1 | 0 | 10 | A | 7 | 10 | A | 7 | 4.4 | A | 7 | -4.4 | A | 7 | 51 | A | 7 | 822 | A | 7 | 310 | A | 7 | 1.5 | A | 7 | 40000 | B | 7 | 3658 | A | 7 | 0.6 | E | 8 | 0.055 | F | 8 | 0.22 | F | 8 | 0 | 1 | D | 9 | 0 | C | 8
1994-02-08 | 1:00 | 0 | 0 | 0 | 1 | 0 | 0 | 1 | 0 | 0 | 1 | 0 | 0 | 1 | 0 | 0 | 1 | 0 | 0 | 1 | 0 | 0 | 1 | 0 | 10 | A | 7 | 10 | A | 7 | 0.6 | A | 7 | -4.4 | A | 7 | 66 | A | 7 | 821 | A | 7 | 360 | A | 7 | 2.6 | A | 7 | 32000 | B | 7 | 3962 | A | 7 | 0.6 | E | 8 | 0.055 | F | 8 | 0.22 | F | 8 | 0 | 1 | D | 9 | 0 | C | 8
1994-02-08 | 2:00 | 0 | 0 | 0 | 1 | 0 | 0 | 1 | 0 | 0 | 1 | 0 | 0 | 1 | 0 | 0 | 1 | 0 | 0 | 1 | 0 | 0 | 1 | 0 | 10 | A | 7 | 10 | A | 7 | 0 | A | 7 | -5 | A | 7 | 66 | A | 7 | 821 | A | 7 | 300 | A | 7 | 1.5 | A | 7 | 32000 | B | 7 | 4267 | A | 7 | 0.6 | E | 8 | 0.055 | F | 8 | 0.22 | F | 8 | 0 | 1 | D | 9 | 0 | C | 8
1994-02-08 | 3:00 | 0 | 0 | 0 | 1 | 0 | 0 | 1 | 0 | 0 | 1 | 0 | 0 | 1 | 0 | 0 | 1 | 0 | 0 | 1 | 0 | 0 | 1 | 0 | 10 | A | 7 | 10 | A | 7 | -3.9 | A | 7 | -6.1 | A | 7 | 83 | A | 7 | 820 | A | 7 | 0 | A | 7 | 0 | A | 7 | 32000 | B | 7 | 4572 | A | 7 | 0.7 | E | 8 | 0.055 | F | 8 | 0.22 | F | 8 | 0 | 1 | D | 9 | 0 | C | 8
1994-02-08 | 4:00 | 0 | 0 | 0 | 1 | 0 | 0 | 1 | 0 | 0 | 1 | 0 | 0 | 1 | 0 | 0 | 1 | 0 | 0 | 1 | 0 | 0 | 1 | 0 | 10 | A | 7 | 10 | A | 7 | -1.1 | A | 7 | -4.4 | A | 7 | 76 | A | 7 | 820 | A | 7 | 160 | A | 7 | 1 | A | 7 | 32000 | B | 7 | 4572 | A | 7 | 0.7 | E | 8 | 0.055 | F | 8 | 0.22 | F | 8 | 0 | 1 | D | 9 | 0 | C | 8
1994-02-08 | 5:00 | 0 | 0 | 0 | 1 | 0 | 0 | 1 | 0 | 0 | 1 | 0 | 0 | 1 | 0 | 0 | 1 | 0 | 0 | 1 | 0 | 0 | 1 | 0 | 10 | A | 7 | 10 | A | 7 | 0.6 | A | 7 | -3.9 | A | 7 | 69 | A | 7 | 819 | A | 7 | 170 | A | 7 | 1.5 | A | 7 | 32000 | B | 7 | 4572 | A | 7 | 0.7 | E | 8 | 0.055 | F | 8 | 0.22 | F | 8 | 0 | 1 | D | 9 | 0 | C | 8
1994-02-08 | 6:00 | 0 | 0 | 0 | 1 | 0 | 0 | 1 | 0 | 0 | 1 | 0 | 0 | 1 | 0 | 0 | 1 | 0 | 0 | 1 | 0 | 0 | 1 | 0 | 10 | A | 7 | 10 | A | 7 | -8.3 | A | 7 | -10.6 | A | 7 | 82 | A | 7 | 821 | A | 7 | 350 | A | 7 | 5.2 | A | 7 | 32000 | B | 7 | 4267 | A | 7 | 0.7 | E | 8 | 0.055 | F | 8 | 0.22 | F | 8 | 0 | 1 | D | 9 | 0 | C | 8
1994-02-08 | 7:00 | 0 | 0 | 0 | 1 | 0 | 0 | 1 | 0 | 0 | 1 | 0 | 0 | 1 | 0 | 0 | 1 | 0 | 0 | 1 | 0 | 0 | 1 | 0 | 10 | A | 7 | 10 | A | 7 | -12.2 | A | 7 | -14.4 | A | 7 | 82 | A | 7 | 822 | A | 7 | 20 | A | 7 | 6.7 | A | 7 | 12800 | B | 7 | 183 | A | 7 | 0.7 | E | 8 | 0.055 | F | 8 | 0.22 | F | 8 | 0 | 1 | D | 9 | 0 | C | 8
1994-02-08 | 8:00 | 117 | 1371 | 16 | 1 | 10 | 0 | 1 | 16 | 16 | 1 | 10 | 19 | 1 | 10 | 0 | 1 | 16 | 19 | 1 | 10 | 60 | 1 | 21 | 10 | A | 7 | 10 | A | 7 | -12.8 | A | 7 | -14.4 | A | 7 | 86 | A | 7 | 823 | A | 7 | 50 | A | 7 | 4.1 | A | 7 | 4800 | B | 7 | 244 | A | 7 | 0.6 | E | 8 | 0.055 | F | 8 | 0.22 | F | 8 | 0 | 1 | D | 9 | 0 | C | 8
1994-02-08 | 9:00 | 356 | 1406 | 61 | 1 | 10 | 0 | 1 | 16 | 61 | 1 | 10 | 71 | 1 | 10 | 0 | 1 | 16 | 71 | 1 | 10 | 239 | 1 | 21 | 10 | A | 7 | 10 | A | 7 | -12.8 | A | 7 | -16.1 | A | 7 | 74 | A | 7 | 825 | A | 7 | 50 | A | 7 | 4.6 | A | 7 | 3200 | B | 7 | 396 | A | 7 | 0.6 | E | 8 | 0.055 | F | 8 | 0.22 | F | 8 | 0 | 1 | D | 9 | 0 | C | 8
1994-02-08 | 10:00 | 558 | 1406 | 122 | 1 | 10 | 0 | 1 | 16 | 122 | 1 | 10 | 140 | 1 | 10 | 0 | 1 | 16 | 140 | 1 | 10 | 493 | 1 | 21 | 10 | A | 7 | 10 | A | 7 | -12.8 | A | 7 | -16.7 | A | 7 | 70 | A | 7 | 826 | A | 7 | 60 | A | 7 | 4.1 | A | 7 | 3200 | B | 7 | 518 | A | 7 | 0.6 | E | 8 | 0.055 | F | 8 | 0.22 | F | 8 | 0 | 1 | D | 9 | 0 | C | 8
1994-02-08 | 11:00 | 706 | 1406 | 158 | 1 | 10 | 0 | 1 | 16 | 158 | 1 | 10 | 183 | 1 | 10 | 0 | 1 | 16 | 183 | 1 | 10 | 673 | 1 | 21 | 10 | A | 7 | 10 | A | 7 | -12.8 | A | 7 | -17.2 | A | 7 | 67 | A | 7 | 826 | A | 7 | 70 | A | 7 | 3.6 | A | 7 | 8000 | B | 7 | 579 | A | 7 | 0.6 | E | 8 | 0.055 | F | 8 | 0.22 | F | 8 | 0 | 1 | D | 9 | 0 | C | 8
1994-02-08 | 12:00 | 791 | 1406 | 229 | 1 | 10 | 124 | 1 | 16 | 159 | 1 | 10 | 257 | 1 | 10 | 130 | 1 | 16 | 183 | 1 | 10 | 416 | 1 | 21 | 10 | A | 7 | 9 | A | 7 | -10.6 | A | 7 | -15.6 | A | 7 | 63 | A | 7 | 826 | A | 7 | 40 | A | 7 | 4.1 | A | 7 | 12800 | B | 7 | 549 | A | 7 | 0.6 | E | 8 | 0.055 | F | 8 | 0.22 | F | 8 | 0 | 1 | D | 9 | 0 | C | 8
1994-02-08 | 13:00 | 807 | 1406 | 293 | 1 | 10 | 128 | 1 | 16 | 219 | 1 | 10 | 323 | 1 | 10 | 134 | 1 | 16 | 245 | 1 | 10 | 578 | 1 | 21 | 10 | A | 7 | 8 | A | 7 | -10.6 | A | 7 | -15.6 | A | 7 | 63 | A | 7 | 825 | A | 7 | 70 | A | 7 | 2.6 | A | 7 | 9600 | B | 7 | 579 | A | 7 | 0.6 | E | 8 | 0.055 | F | 8 | 0.22 | F | 8 | 0 | 1 | D | 9 | 0 | C | 8
1994-02-08 | 14:00 | 751 | 1406 | 170 | 1 | 10 | 0 | 1 | 16 | 170 | 1 | 10 | 198 | 1 | 10 | 0 | 1 | 16 | 198 | 1 | 10 | 735 | 1 | 21 | 10 | A | 7 | 10 | A | 7 | -11.7 | A | 7 | -15.6 | A | 7 | 70 | A | 7 | 825 | A | 7 | 60 | A | 7 | 4.1 | A | 7 | 8000 | B | 7 | 640 | A | 7 | 0.6 | E | 8 | 0.055 | F | 8 | 0.22 | F | 8 | 0 | 1 | D | 9 | 0 | C | 8
1994-02-08 | 15:00 | 629 | 1406 | 265 | 1 | 10 | 199 | 1 | 16 | 176 | 1 | 10 | 290 | 1 | 10 | 201 | 1 | 16 | 200 | 1 | 10 | 424 | 1 | 21 | 8 | A | 7 | 8 | A | 7 | -11.1 | A | 7 | -16.7 | A | 7 | 60 | A | 7 | 825 | A | 7 | 50 | A | 7 | 4.1 | A | 7 | 9600 | B | 7 | 2286 | A | 7 | 0.6 | E | 8 | 0.055 | F | 8 | 0.22 | F | 8 | 0 | 1 | D | 9 | 0 | C | 8
1994-02-08 | 16:00 | 449 | 1406 | 108 | 1 | 10 | 158 | 1 | 16 | 57 | 1 | 10 | 121 | 1 | 10 | 147 | 1 | 16 | 74 | 1 | 10 | 101 | 1 | 21 | 7 | A | 7 | 7 | A | 7 | -11.7 | A | 7 | -16.7 | A | 7 | 63 | A | 7 | 827 | A | 7 | 50 | A | 7 | 3.6 | A | 7 | 9600 | B | 7 | 2286 | A | 7 | 0.6 | E | 8 | 0.055 | F | 8 | 0.22 | F | 8 | 0 | 1 | D | 9 | 0 | C | 8
1994-02-08 | 17:00 | 223 | 1406 | 88 | 1 | 10 | 48 | 1 | 16 | 80 | 1 | 10 | 96 | 1 | 10 | 37 | 1 | 16 | 90 | 1 | 10 | 178 | 1 | 21 | 10 | A | 7 | 8 | A | 7 | -12.8 | A | 7 | -16.7 | A | 7 | 70 | A | 7 | 828 | A | 7 | 70 | A | 7 | 5.2 | A | 7 | 9600 | B | 7 | 3962 | A | 7 | 0.5 | E | 8 | 0.055 | F | 8 | 0.22 | F | 8 | 0 | 1 | D | 9 | 0 | C | 8
1994-02-08 | 18:00 | 20 | 574 | 6 | 1 | 10 | 11 | 1 | 16 | 6 | 1 | 10 | 0 | 1 | 10 | 0 | 1 | 16 | 0 | 1 | 10 | 0 | 1 | 21 | 10 | A | 7 | 7 | A | 7 | -14.4 | A | 7 | -18.3 | A | 7 | 70 | A | 7 | 830 | A | 7 | 60 | A | 7 | 4.1 | A | 7 | 9600 | B | 7 | 3962 | A | 7 | 0.5 | E | 8 | 0.055 | F | 8 | 0.22 | F | 8 | 0 | 1 | D | 9 | 0 | C | 8
1994-02-08 | 19:00 | 0 | 0 | 0 | 1 | 0 | 0 | 1 | 0 | 0 | 1 | 0 | 0 | 1 | 0 | 0 | 1 | 0 | 0 | 1 | 0 | 0 | 1 | 0 | 10 | A | 7 | 10 | A | 7 | -15 | A | 7 | -18.3 | A | 7 | 73 | A | 7 | 831 | A | 7 | 80 | A | 7 | 3.1 | A | 7 | 12800 | B | 7 | 2896 | A | 7 | 0.5 | E | 8 | 0.055 | F | 8 | 0.22 | F | 8 | 0 | 1 | D | 9 | 0 | C | 8
1994-02-08 | 20:00 | 0 | 0 | 0 | 1 | 0 | 0 | 1 | 0 | 0 | 1 | 0 | 0 | 1 | 0 | 0 | 1 | 0 | 0 | 1 | 0 | 0 | 1 | 0 | 10 | A | 7 | 10 | A | 7 | -14.4 | A | 7 | -18.3 | A | 7 | 70 | A | 7 | 832 | A | 7 | 120 | A | 7 | 2.1 | A | 7 | 11200 | B | 7 | 1981 | A | 7 | 0.5 | E | 8 | 0.055 | F | 8 | 0.22 | F | 8 | 0 | 1 | D | 9 | 0 | C | 8
1994-02-08 | 21:00 | 0 | 0 | 0 | 1 | 0 | 0 | 1 | 0 | 0 | 1 | 0 | 0 | 1 | 0 | 0 | 1 | 0 | 0 | 1 | 0 | 0 | 1 | 0 | 10 | A | 7 | 10 | A | 7 | -14.4 | A | 7 | -18.3 | A | 7 | 70 | A | 7 | 832 | A | 7 | 40 | A | 7 | 1 | A | 7 | 4400 | B | 7 | 914 | A | 7 | 0.5 | E | 8 | 0.055 | F | 8 | 0.22 | F | 8 | 0 | 1 | D | 9 | 0 | C | 8
1994-02-08 | 22:00 | 0 | 0 | 0 | 1 | 0 | 0 | 1 | 0 | 0 | 1 | 0 | 0 | 1 | 0 | 0 | 1 | 0 | 0 | 1 | 0 | 0 | 1 | 0 | 9 | A | 7 | 9 | A | 7 | -15 | A | 7 | -18.3 | A | 7 | 73 | A | 7 | 833 | A | 7 | 70 | A | 7 | 2.1 | A | 7 | 9600 | B | 7 | 1676 | A | 7 | 0.5 | E | 8 | 0.055 | F | 8 | 0.22 | F | 8 | 0 | 1 | D | 9 | 0 | C | 8
1994-02-08 | 23:00 | 0 | 0 | 0 | 1 | 0 | 0 | 1 | 0 | 0 | 1 | 0 | 0 | 1 | 0 | 0 | 1 | 0 | 0 | 1 | 0 | 0 | 1 | 0 | 1 | A | 7 | 1 | A | 7 | -15.6 | A | 7 | -18.9 | A | 7 | 73 | A | 7 | 834 | A | 7 | 160 | A | 7 | 2.1 | A | 7 | 24000 | B | 7 | 77777 | A | 7 | 0.5 | E | 8 | 0.055 | F | 8 | 0.22 | F | 8 | 0 | 1 | D | 9 | 0 | C | 8
1994-02-08 | 24:00 | 0 | 0 | 0 | 1 | 0 | 0 | 1 | 0 | 0 | 1 | 0 | 0 | 1 | 0 | 0 | 1 | 0 | 0 | 1 | 0 | 0 | 1 | 0 | 0 | A | 7 | 0 | A | 7 | -15.6 | A | 7 | -18.3 | A | 7 | 78 | A | 7 | 833 | A | 7 | 0 | A | 7 | 0 | A | 7 | 32000 | B | 7 | 77777 | A | 7 | 0.5 | E | 8 | 0.055 | F | 8 | 0.22 | F | 8 | 0 | 1 | D | 9 | 0 | C | 8
1994-02-09 | 1:00 | 0 | 0 | 0 | 1 | 0 | 0 | 1 | 0 | 0 | 1 | 0 | 0 | 1 | 0 | 0 | 1 | 0 | 0 | 1 | 0 | 0 | 1 | 0 | 0 | A | 7 | 0 | A | 7 | -15 | A | 7 | -18.3 | A | 7 | 73 | A | 7 | 833 | A | 7 | 190 | A | 7 | 2.6 | A | 7 | 24000 | B | 7 | 77777 | A | 7 | 0.5 | E | 8 | 0.055 | F | 8 | 0.22 | F | 8 | 0 | 1 | D | 9 | 0 | C | 8
1994-02-09 | 2:00 | 0 | 0 | 0 | 1 | 0 | 0 | 1 | 0 | 0 | 1 | 0 | 0 | 1 | 0 | 0 | 1 | 0 | 0 | 1 | 0 | 0 | 1 | 0 | 0 | A | 7 | 0 | A | 7 | -15.6 | A | 7 | -18.3 | A | 7 | 78 | A | 7 | 833 | A | 7 | 170 | A | 7 | 1.5 | A | 7 | 24000 | B | 7 | 77777 | A | 7 | 0.4 | E | 8 | 0.055 | F | 8 | 0.22 | F | 8 | 0 | 1 | D | 9 | 0 | C | 8
1994-02-09 | 3:00 | 0 | 0 | 0 | 1 | 0 | 0 | 1 | 0 | 0 | 1 | 0 | 0 | 1 | 0 | 0 | 1 | 0 | 0 | 1 | 0 | 0 | 1 | 0 | 0 | A | 7 | 0 | A | 7 | -15.6 | A | 7 | -17.8 | A | 7 | 81 | A | 7 | 833 | A | 7 | 140 | A | 7 | 2.1 | A | 7 | 24000 | B | 7 | 77777 | A | 7 | 0.4 | E | 8 | 0.055 | F | 8 | 0.22 | F | 8 | 0 | 1 | D | 9 | 0 | C | 8
1994-02-09 | 4:00 | 0 | 0 | 0 | 1 | 0 | 0 | 1 | 0 | 0 | 1 | 0 | 0 | 1 | 0 | 0 | 1 | 0 | 0 | 1 | 0 | 0 | 1 | 0 | 0 | A | 7 | 0 | A | 7 | -15 | A | 7 | -17.8 | A | 7 | 77 | A | 7 | 833 | A | 7 | 30 | A | 7 | 1 | A | 7 | 24000 | B | 7 | 77777 | A | 7 | 0.4 | E | 8 | 0.055 | F | 8 | 0.22 | F | 8 | 0 | 1 | D | 9 | 0 | C | 8
1994-02-09 | 5:00 | 0 | 0 | 0 | 1 | 0 | 0 | 1 | 0 | 0 | 1 | 0 | 0 | 1 | 0 | 0 | 1 | 0 | 0 | 1 | 0 | 0 | 1 | 0 | 0 | A | 7 | 0 | A | 7 | -15.6 | A | 7 | -18.3 | A | 7 | 78 | A | 7 | 833 | A | 7 | 190 | A | 7 | 1 | A | 7 | 24000 | B | 7 | 77777 | A | 7 | 0.4 | E | 8 | 0.055 | F | 8 | 0.22 | F | 8 | 0 | 1 | D | 9 | 0 | C | 8
1994-02-09 | 6:00 | 0 | 0 | 0 | 1 | 0 | 0 | 1 | 0 | 0 | 1 | 0 | 0 | 1 | 0 | 0 | 1 | 0 | 0 | 1 | 0 | 0 | 1 | 0 | 0 | A | 7 | 0 | A | 7 | -15.6 | A | 7 | -17.2 | A | 7 | 86 | A | 7 | 833 | A | 7 | 110 | A | 7 | 2.1 | A | 7 | 24000 | B | 7 | 77777 | A | 7 | 0.4 | E | 8 | 0.055 | F | 8 | 0.22 | F | 8 | 0 | 1 | D | 9 | 0 | C | 8
1994-02-09 | 7:00 | 0 | 0 | 0 | 1 | 0 | 0 | 1 | 0 | 0 | 1 | 0 | 0 | 1 | 0 | 0 | 1 | 0 | 0 | 1 | 0 | 0 | 1 | 0 | 0 | A | 7 | 0 | A | 7 | -13.3 | A | 7 | -15.6 | A | 7 | 81 | A | 7 | 833 | A | 7 | 160 | A | 7 | 1.5 | A | 7 | 64000 | B | 7 | 77777 | A | 7 | 0.4 | E | 8 | 0.055 | F | 8 | 0.22 | F | 8 | 0 | 1 | D | 9 | 0 | C | 8
1994-02-09 | 8:00 | 122 | 1393 | 42 | 1 | 10 | 186 | 1 | 16 | 25 | 1 | 10 | 44 | 1 | 10 | 91 | 1 | 16 | 36 | 1 | 10 | 44 | 1 | 21 | 1 | A | 7 | 1 | A | 7 | -12.2 | A | 7 | -15 | A | 7 | 77 | A | 7 | 833 | A | 7 | 260 | A | 7 | 1.5 | A | 7 | 96000 | B | 7 | 77777 | A | 7 | 0.4 | E | 8 | 0.055 | F | 8 | 0.22 | F | 8 | 0 | 1 | D | 9 | 0 | C | 8
1994-02-09 | 9:00 | 361 | 1405 | 212 | 1 | 10 | 611 | 1 | 16 | 55 | 1 | 10 | 222 | 1 | 10 | 517 | 1 | 16 | 88 | 1 | 10 | 104 | 1 | 21 | 0 | A | 7 | 0 | A | 7 | -6.7 | A | 7 | -11.7 | A | 7 | 64 | A | 7 | 833 | A | 7 | 0 | A | 7 | 0 | A | 7 | 96000 | B | 7 | 77777 | A | 7 | 0.4 | E | 8 | 0.055 | F | 8 | 0.22 | F | 8 | 0 | 1 | D | 9 | 0 | C | 8
1994-02-09 | 10:00 | 563 | 1405 | 385 | 1 | 10 | 772 | 1 | 16 | 75 | 1 | 10 | 399 | 1 | 10 | 731 | 1 | 16 | 104 | 1 | 10 | 149 | 1 | 21 | 0 | A | 7 | 0 | A | 7 | -1.7 | A | 7 | -9.4 | A | 7 | 52 | A | 7 | 833 | A | 7 | 60 | A | 7 | 1.5 | A | 7 | 80000 | B | 7 | 77777 | A | 7 | 0.4 | E | 8 | 0.055 | F | 8 | 0.22 | F | 8 | 0 | 1 | D | 9 | 0 | C | 8
1994-02-09 | 11:00 | 712 | 1405 | 520 | 1 | 10 | 848 | 1 | 16 | 89 | 1 | 10 | 544 | 1 | 10 | 832 | 1 | 16 | 121 | 1 | 10 | 190 | 1 | 21 | 0 | A | 7 | 0 | A | 7 | -2.2 | A | 7 | -7.8 | A | 7 | 62 | A | 7 | 833 | A | 7 | 30 | A | 7 | 2.6 | A | 7 | 48000 | B | 7 | 77777 | A | 7 | 0.4 | E | 8 | 0.055 | F | 8 | 0.22 | F | 8 | 0 | 1 | D | 9 | 0 | C | 8
1994-02-09 | 12:00 | 797 | 1405 | 598 | 1 | 10 | 882 | 1 | 16 | 97 | 1 | 10 | 630 | 1 | 10 | 876 | 1 | 16 | 131 | 1 | 10 | 220 | 1 | 21 | 0 | A | 7 | 0 | A | 7 | -2.8 | A | 7 | -7.8 | A | 7 | 65 | A | 7 | 832 | A | 7 | 340 | A | 7 | 4.1 | A | 7 | 32000 | B | 7 | 77777 | A | 7 | 0.4 | E | 8 | 0.055 | F | 8 | 0.22 | F | 8 | 0 | 1 | D | 9 | 0 | C | 8
1994-02-09 | 13:00 | 813 | 1405 | 612 | 1 | 10 | 887 | 1 | 16 | 99 | 1 | 10 | 646 | 1 | 10 | 882 | 1 | 16 | 133 | 1 | 10 | 227 | 1 | 21 | 0 | A | 7 | 0 | A | 7 | 0 | A | 7 | -6.7 | A | 7 | 57 | A | 7 | 831 | A | 7 | 350 | A | 7 | 3.6 | A | 7 | 32000 | B | 7 | 77777 | A | 7 | 0.4 | E | 8 | 0.055 | F | 8 | 0.22 | F | 8 | 0 | 1 | D | 9 | 0 | C | 8
1994-02-09 | 14:00 | 758 | 1405 | 561 | 1 | 10 | 866 | 1 | 16 | 94 | 1 | 10 | 590 | 1 | 10 | 856 | 1 | 16 | 127 | 1 | 10 | 206 | 1 | 21 | 0 | A | 7 | 0 | A | 7 | 2.8 | A | 7 | -6.1 | A | 7 | 49 | A | 7 | 830 | A | 7 | 20 | A | 7 | 2.1 | A | 7 | 32000 | B | 7 | 77777 | A | 7 | 0.4 | E | 8 | 0.055 | F | 8 | 0.22 | F | 8 | 0 | 1 | D | 9 | 0 | C | 8
1994-02-09 | 15:00 | 635 | 1405 | 424 | 1 | 10 | 757 | 1 | 16 | 81 | 1 | 10 | 442 | 1 | 10 | 732 | 1 | 16 | 110 | 1 | 10 | 167 | 1 | 21 | 1 | A | 7 | 1 | A | 7 | 2.2 | A | 7 | -6.1 | A | 7 | 51 | A | 7 | 830 | A | 7 | 350 | A | 7 | 3.6 | A | 7 | 11200 | B | 7 | 77777 | A | 7 | 0.5 | E | 8 | 0.055 | F | 8 | 0.22 | F | 8 | 0 | 1 | D | 9 | 0 | C | 8
1994-02-09 | 16:00 | 455 | 1405 | 287 | 1 | 10 | 681 | 1 | 16 | 66 | 1 | 10 | 301 | 1 | 10 | 619 | 1 | 16 | 100 | 1 | 10 | 128 | 1 | 21 | 1 | A | 7 | 0 | A | 7 | 3.9 | A | 7 | -5 | A | 7 | 50 | A | 7 | 830 | A | 7 | 360 | A | 7 | 1.5 | A | 7 | 11200 | B | 7 | 77777 | A | 7 | 0.5 | E | 8 | 0.055 | F | 8 | 0.22 | F | 8 | 0 | 1 | D | 9 | 0 | C | 8
1994-02-09 | 17:00 | 229 | 1405 | 105 | 1 | 10 | 341 | 1 | 16 | 49 | 1 | 10 | 110 | 1 | 10 | 232 | 1 | 16 | 72 | 1 | 10 | 88 | 1 | 21 | 2 | A | 7 | 2 | A | 7 | -0.6 | A | 7 | -6.1 | A | 7 | 63 | A | 7 | 830 | A | 7 | 340 | A | 7 | 1.5 | A | 7 | 48000 | B | 7 | 77777 | A | 7 | 0.5 | E | 8 | 0.055 | F | 8 | 0.22 | F | 8 | 0 | 1 | D | 9 | 0 | C | 8
1994-02-09 | 18:00 | 23 | 621 | 7 | 1 | 10 | 7 | 1 | 16 | 7 | 1 | 10 | 0 | 1 | 10 | 0 | 1 | 16 | 0 | 1 | 10 | 0 | 1 | 21 | 5 | A | 7 | 5 | A | 7 | -2.2 | A | 7 | -5.6 | A | 7 | 75 | A | 7 | 829 | A | 7 | 140 | A | 7 | 2.6 | A | 7 | 40000 | B | 7 | 77777 | A | 7 | 0.5 | E | 8 | 0.055 | F | 8 | 0.22 | F | 8 | 0 | 1 | D | 9 | 0 | C | 8
1994-02-09 | 19:00 | 0 | 0 | 0 | 1 | 0 | 0 | 1 | 0 | 0 | 1 | 0 | 0 | 1 | 0 | 0 | 1 | 0 | 0 | 1 | 0 | 0 | 1 | 0 | 4 | A | 7 | 2 | A | 7 | -1.7 | A | 7 | -5.6 | A | 7 | 72 | A | 7 | 829 | A | 7 | 170 | A | 7 | 3.1 | A | 7 | 40000 | B | 7 | 77777 | A | 7 | 0.5 | E | 8 | 0.055 | F | 8 | 0.22 | F | 8 | 0 | 1 | D | 9 | 0 | C | 8
1994-02-09 | 20:00 | 0 | 0 | 0 | 1 | 0 | 0 | 1 | 0 | 0 | 1 | 0 | 0 | 1 | 0 | 0 | 1 | 0 | 0 | 1 | 0 | 0 | 1 | 0 | 8 | A | 7 | 3 | A | 7 | 0 | A | 7 | -5.6 | A | 7 | 62 | A | 7 | 829 | A | 7 | 120 | A | 7 | 3.1 | A | 7 | 40000 | B | 7 | 77777 | A | 7 | 0.5 | E | 8 | 0.055 | F | 8 | 0.22 | F | 8 | 0 | 1 | D | 9 | 0 | C | 8
1994-02-09 | 21:00 | 0 | 0 | 0 | 1 | 0 | 0 | 1 | 0 | 0 | 1 | 0 | 0 | 1 | 0 | 0 | 1 | 0 | 0 | 1 | 0 | 0 | 1 | 0 | 7 | A | 7 | 7 | A | 7 | 0.6 | A | 7 | -6.1 | A | 7 | 57 | A | 7 | 830 | A | 7 | 110 | A | 7 | 3.6 | A | 7 | 40000 | B | 7 | 4572 | A | 7 | 0.5 | E | 8 | 0.055 | F | 8 | 0.22 | F | 8 | 0 | 1 | D | 9 | 0 | C | 8
1994-02-09 | 22:00 | 0 | 0 | 0 | 1 | 0 | 0 | 1 | 0 | 0 | 1 | 0 | 0 | 1 | 0 | 0 | 1 | 0 | 0 | 1 | 0 | 0 | 1 | 0 | 8 | A | 7 | 8 | A | 7 | 5 | A | 7 | -7.8 | A | 7 | 36 | A | 7 | 830 | A | 7 | 290 | A | 7 | 4.6 | A | 7 | 40000 | B | 7 | 4572 | A | 7 | 0.5 | E | 8 | 0.055 | F | 8 | 0.22 | F | 8 | 0 | 1 | D | 9 | 0 | C | 8
1994-02-09 | 23:00 | 0 | 0 | 0 | 1 | 0 | 0 | 1 | 0 | 0 | 1 | 0 | 0 | 1 | 0 | 0 | 1 | 0 | 0 | 1 | 0 | 0 | 1 | 0 | 7 | A | 7 | 7 | A | 7 | 3.9 | A | 7 | -7.8 | A | 7 | 39 | A | 7 | 830 | A | 7 | 270 | A | 7 | 2.1 | A | 7 | 40000 | B | 7 | 4572 | A | 7 | 0.5 | E | 8 | 0.055 | F | 8 | 0.22 | F | 8 | 0 | 1 | D | 9 | 0 | C | 8
1994-02-09 | 24:00 | 0 | 0 | 0 | 1 | 0 | 0 | 1 | 0 | 0 | 1 | 0 | 0 | 1 | 0 | 0 | 1 | 0 | 0 | 1 | 0 | 0 | 1 | 0 | 6 | A | 7 | 6 | A | 7 | 6.7 | A | 7 | -8.9 | A | 7 | 29 | A | 7 | 830 | A | 7 | 280 | A | 7 | 7.7 | A | 7 | 40000 | B | 7 | 4267 | A | 7 | 0.5 | E | 8 | 0.055 | F | 8 | 0.22 | F | 8 | 0 | 1 | D | 9 | 0 | C | 8
1994-02-10 | 1:00 | 0 | 0 | 0 | 1 | 0 | 0 | 1 | 0 | 0 | 1 | 0 | 0 | 1 | 0 | 0 | 1 | 0 | 0 | 1 | 0 | 0 | 1 | 0 | 5 | A | 7 | 3 | A | 7 | 5 | A | 7 | -9.4 | A | 7 | 31 | A | 7 | 831 | A | 7 | 260 | A | 7 | 5.2 | A | 7 | 40000 | B | 7 | 77777 | A | 7 | 0.5 | E | 8 | 0.056 | F | 8 | 0.22 | F | 8 | 0 | 1 | D | 9 | 0 | C | 8
1994-02-10 | 2:00 | 0 | 0 | 0 | 1 | 0 | 0 | 1 | 0 | 0 | 1 | 0 | 0 | 1 | 0 | 0 | 1 | 0 | 0 | 1 | 0 | 0 | 1 | 0 | 4 | A | 7 | 4 | A | 7 | 3.9 | A | 7 | -8.9 | A | 7 | 35 | A | 7 | 831 | A | 7 | 290 | A | 7 | 5.2 | A | 7 | 40000 | B | 7 | 77777 | A | 7 | 0.5 | E | 8 | 0.056 | F | 8 | 0.22 | F | 8 | 0 | 1 | D | 9 | 0 | C | 8
1994-02-10 | 3:00 | 0 | 0 | 0 | 1 | 0 | 0 | 1 | 0 | 0 | 1 | 0 | 0 | 1 | 0 | 0 | 1 | 0 | 0 | 1 | 0 | 0 | 1 | 0 | 5 | A | 7 | 3 | A | 7 | 3.9 | A | 7 | -8.9 | A | 7 | 35 | A | 7 | 831 | A | 7 | 280 | A | 7 | 8.2 | A | 7 | 40000 | B | 7 | 77777 | A | 7 | 0.5 | E | 8 | 0.056 | F | 8 | 0.22 | F | 8 | 0 | 1 | D | 9 | 0 | C | 8
1994-02-10 | 4:00 | 0 | 0 | 0 | 1 | 0 | 0 | 1 | 0 | 0 | 1 | 0 | 0 | 1 | 0 | 0 | 1 | 0 | 0 | 1 | 0 | 0 | 1 | 0 | 2 | A | 7 | 2 | A | 7 | 3.9 | A | 7 | -8.9 | A | 7 | 35 | A | 7 | 832 | A | 7 | 270 | A | 7 | 8.8 | A | 7 | 40000 | B | 7 | 77777 | A | 7 | 0.5 | E | 8 | 0.056 | F | 8 | 0.22 | F | 8 | 0 | 1 | D | 9 | 0 | C | 8
1994-02-10 | 5:00 | 0 | 0 | 0 | 1 | 0 | 0 | 1 | 0 | 0 | 1 | 0 | 0 | 1 | 0 | 0 | 1 | 0 | 0 | 1 | 0 | 0 | 1 | 0 | 1 | A | 7 | 1 | A | 7 | 2.2 | A | 7 | -8.3 | A | 7 | 42 | A | 7 | 832 | A | 7 | 300 | A | 7 | 5.7 | A | 7 | 40000 | B | 7 | 77777 | A | 7 | 0.5 | E | 8 | 0.056 | F | 8 | 0.22 | F | 8 | 0 | 1 | D | 9 | 0 | C | 8
1994-02-10 | 6:00 | 0 | 0 | 0 | 1 | 0 | 0 | 1 | 0 | 0 | 1 | 0 | 0 | 1 | 0 | 0 | 1 | 0 | 0 | 1 | 0 | 0 | 1 | 0 | 6 | A | 7 | 2 | A | 7 | 2.2 | A | 7 | -9.4 | A | 7 | 38 | A | 7 | 832 | A | 7 | 360 | A | 7 | 5.7 | A | 7 | 40000 | B | 7 | 77777 | A | 7 | 0.5 | E | 8 | 0.056 | F | 8 | 0.22 | F | 8 | 0 | 1 | D | 9 | 0 | C | 8
1994-02-10 | 7:00 | 0 | 35 | 0 | 1 | 10 | 0 | 1 | 16 | 0 | 1 | 10 | 0 | 1 | 10 | 0 | 1 | 16 | 0 | 1 | 10 | 0 | 1 | 21 | 8 | A | 7 | 5 | A | 7 | 0.6 | A | 7 | -9.4 | A | 7 | 43 | A | 7 | 833 | A | 7 | 250 | A | 7 | 2.1 | A | 7 | 96000 | B | 7 | 7620 | A | 7 | 0.5 | E | 8 | 0.056 | F | 8 | 0.22 | F | 8 | 0 | 1 | D | 9 | 0 | C | 8
1994-02-10 | 8:00 | 127 | 1405 | 42 | 1 | 10 | 79 | 1 | 16 | 35 | 1 | 10 | 44 | 1 | 10 | 35 | 1 | 16 | 41 | 1 | 10 | 65 | 1 | 21 | 7 | A | 7 | 5 | A | 7 | -1.1 | A | 7 | -8.3 | A | 7 | 54 | A | 7 | 835 | A | 7 | 180 | A | 7 | 1.5 | A | 7 | 96000 | B | 7 | 7620 | A | 7 | 0.5 | E | 8 | 0.056 | F | 8 | 0.22 | F | 8 | 0 | 1 | D | 9 | 0 | C | 8
1994-02-10 | 9:00 | 367 | 1405 | 183 | 1 | 10 | 286 | 1 | 16 | 108 | 1 | 10 | 192 | 1 | 10 | 244 | 1 | 16 | 128 | 1 | 10 | 216 | 1 | 21 | 6 | A | 7 | 5 | A | 7 | 1.1 | A | 7 | -7.8 | A | 7 | 48 | A | 7 | 835 | A | 7 | 140 | A | 7 | 2.1 | A | 7 | 96000 | B | 7 | 7620 | A | 7 | 0.5 | E | 8 | 0.056 | F | 8 | 0.22 | F | 8 | 0 | 1 | D | 9 | 0 | C | 8
1994-02-10 | 10:00 | 569 | 1405 | 266 | 1 | 10 | 282 | 1 | 16 | 151 | 1 | 10 | 284 | 1 | 10 | 280 | 1 | 16 | 170 | 1 | 10 | 315 | 1 | 21 | 5 | A | 7 | 4 | A | 7 | 5 | A | 7 | -7.8 | A | 7 | 36 | A | 7 | 834 | A | 7 | 140 | A | 7 | 4.1 | A | 7 | 96000 | B | 7 | 77777 | A | 7 | 0.5 | E | 8 | 0.056 | F | 8 | 0.22 | F | 8 | 0 | 1 | D | 9 | 0 | C | 8
1994-02-10 | 11:00 | 718 | 1405 | 382 | 1 | 10 | 190 | 1 | 16 | 285 | 1 | 10 | 410 | 1 | 10 | 194 | 1 | 16 | 311 | 1 | 10 | 717 | 1 | 21 | 8 | A | 7 | 8 | A | 7 | 6.7 | A | 7 | -7.8 | A | 7 | 32 | A | 7 | 834 | A | 7 | 110 | A | 7 | 5.7 | A | 7 | 96000 | B | 7 | 3048 | A | 7 | 0.5 | E | 8 | 0.056 | F | 8 | 0.22 | F | 8 | 0 | 1 | D | 9 | 0 | C | 8
1994-02-10 | 12:00 | 803 | 1405 | 359 | 1 | 10 | 377 | 1 | 16 | 143 | 1 | 10 | 393 | 1 | 10 | 386 | 1 | 16 | 172 | 1 | 10 | 318 | 1 | 21 | 7 | A | 7 | 7 | A | 7 | 7.8 | A | 7 | -7.2 | A | 7 | 31 | A | 7 | 833 | A | 7 | 150 | A | 7 | 7.2 | A | 7 | 96000 | B | 7 | 3048 | A | 7 | 0.5 | E | 8 | 0.056 | F | 8 | 0.22 | F | 8 | 0 | 1 | D | 9 | 0 | C | 8
1994-02-10 | 13:00 | 819 | 1405 | 320 | 1 | 10 | 199 | 1 | 16 | 204 | 1 | 10 | 349 | 1 | 10 | 211 | 1 | 16 | 226 | 1 | 10 | 484 | 1 | 21 | 8 | A | 7 | 8 | A | 7 | 6.7 | A | 7 | -6.1 | A | 7 | 37 | A | 7 | 831 | A | 7 | 160 | A | 7 | 7.7 | A | 7 | 96000 | B | 7 | 2743 | A | 7 | 0.5 | E | 8 | 0.056 | F | 8 | 0.22 | F | 8 | 0 | 1 | D | 9 | 0 | C | 8
1994-02-10 | 14:00 | 764 | 1405 | 436 | 1 | 10 | 462 | 1 | 16 | 185 | 1 | 10 | 463 | 1 | 10 | 468 | 1 | 16 | 207 | 1 | 10 | 408 | 1 | 21 | 7 | A | 7 | 6 | A | 7 | 7.2 | A | 7 | -6.1 | A | 7 | 36 | A | 7 | 831 | A | 7 | 160 | A | 7 | 7.2 | A | 7 | 96000 | B | 7 | 2896 | A | 7 | 0.5 | E | 8 | 0.056 | F | 8 | 0.22 | F | 8 | 0 | 1 | D | 9 | 0 | C | 8
1994-02-10 | 15:00 | 641 | 1405 | 182 | 1 | 10 | 178 | 1 | 16 | 101 | 1 | 10 | 204 | 1 | 10 | 182 | 1 | 16 | 120 | 1 | 10 | 200 | 1 | 21 | 9 | A | 7 | 8 | A | 7 | 7.8 | A | 7 | -5.6 | A | 7 | 36 | A | 7 | 830 | A | 7 | 160 | A | 7 | 6.2 | A | 7 | 80000 | B | 7 | 2743 | A | 7 | 0.5 | E | 8 | 0.056 | F | 8 | 0.22 | F | 8 | 0 | 1 | D | 9 | 0 | C | 8
1994-02-10 | 16:00 | 461 | 1405 | 126 | 1 | 10 | 11 | 1 | 16 | 122 | 1 | 10 | 141 | 1 | 10 | 7 | 1 | 16 | 139 | 1 | 10 | 447 | 1 | 21 | 9 | A | 7 | 9 | A | 7 | 6.7 | A | 7 | -5 | A | 7 | 41 | A | 7 | 830 | A | 7 | 160 | A | 7 | 5.7 | A | 7 | 80000 | B | 7 | 2591 | A | 7 | 0.5 | E | 8 | 0.056 | F | 8 | 0.22 | F | 8 | 0 | 1 | D | 9 | 0 | C | 8
1994-02-10 | 17:00 | 235 | 1405 | 56 | 1 | 10 | 25 | 1 | 16 | 51 | 1 | 10 | 61 | 1 | 10 | 19 | 1 | 16 | 57 | 1 | 10 | 129 | 1 | 21 | 9 | A | 7 | 9 | A | 7 | 3.9 | A | 7 | -3.3 | A | 7 | 57 | A | 7 | 830 | A | 7 | 320 | A | 7 | 8.8 | A | 7 | 80000 | B | 7 | 2591 | A | 7 | 0.5 | E | 8 | 0.056 | F | 8 | 0.22 | F | 8 | 0 | 1 | D | 9 | 0 | C | 8
1994-02-10 | 18:00 | 25 | 644 | 7 | 1 | 10 | 20 | 1 | 16 | 6 | 1 | 10 | 0 | 1 | 10 | 0 | 1 | 16 | 0 | 1 | 10 | 0 | 1 | 21 | 7 | A | 7 | 6 | A | 7 | 1.1 | A | 7 | -3.9 | A | 7 | 67 | A | 7 | 830 | A | 7 | 320 | A | 7 | 4.6 | A | 7 | 80000 | B | 7 | 7620 | A | 7 | 0.5 | E | 8 | 0.056 | F | 8 | 0.22 | F | 8 | 0 | 1 | D | 9 | 0 | C | 8
1994-02-10 | 19:00 | 0 | 0 | 0 | 1 | 0 | 0 | 1 | 0 | 0 | 1 | 0 | 0 | 1 | 0 | 0 | 1 | 0 | 0 | 1 | 0 | 0 | 1 | 0 | 9 | A | 7 | 9 | A | 7 | 0.6 | A | 7 | -3.9 | A | 7 | 69 | A | 7 | 831 | A | 7 | 290 | A | 7 | 5.2 | A | 7 | 48000 | B | 7 | 3353 | A | 7 | 0.5 | E | 8 | 0.056 | F | 8 | 0.22 | F | 8 | 0 | 1 | D | 9 | 0 | C | 8
1994-02-10 | 20:00 | 0 | 0 | 0 | 1 | 0 | 0 | 1 | 0 | 0 | 1 | 0 | 0 | 1 | 0 | 0 | 1 | 0 | 0 | 1 | 0 | 0 | 1 | 0 | 9 | A | 7 | 9 | A | 7 | 0.6 | A | 7 | -4.4 | A | 7 | 66 | A | 7 | 831 | A | 7 | 180 | A | 7 | 1.5 | A | 7 | 19200 | B | 7 | 3353 | A | 7 | 0.6 | E | 8 | 0.056 | F | 8 | 0.22 | F | 8 | 0 | 1 | D | 9 | 0 | C | 8
1994-02-10 | 21:00 | 0 | 0 | 0 | 1 | 0 | 0 | 1 | 0 | 0 | 1 | 0 | 0 | 1 | 0 | 0 | 1 | 0 | 0 | 1 | 0 | 0 | 1 | 0 | 3 | A | 7 | 3 | A | 7 | -0.6 | A | 7 | -3.9 | A | 7 | 76 | A | 7 | 830 | A | 7 | 340 | A | 7 | 1.5 | A | 7 | 19200 | B | 7 | 77777 | A | 7 | 0.6 | E | 8 | 0.056 | F | 8 | 0.22 | F | 8 | 0 | 1 | D | 9 | 0 | C | 8
1994-02-10 | 22:00 | 0 | 0 | 0 | 1 | 0 | 0 | 1 | 0 | 0 | 1 | 0 | 0 | 1 | 0 | 0 | 1 | 0 | 0 | 1 | 0 | 0 | 1 | 0 | 5 | A | 7 | 2 | A | 7 | -0.6 | A | 7 | -4.4 | A | 7 | 73 | A | 7 | 829 | A | 7 | 350 | A | 7 | 2.1 | A | 7 | 24000 | B | 7 | 77777 | A | 7 | 0.6 | E | 8 | 0.056 | F | 8 | 0.22 | F | 8 | 0 | 1 | D | 9 | 0 | C | 8
1994-02-10 | 23:00 | 0 | 0 | 0 | 1 | 0 | 0 | 1 | 0 | 0 | 1 | 0 | 0 | 1 | 0 | 0 | 1 | 0 | 0 | 1 | 0 | 0 | 1 | 0 | 3 | A | 7 | 3 | A | 7 | -1.7 | A | 7 | -5 | A | 7 | 76 | A | 7 | 828 | A | 7 | 360 | A | 7 | 2.1 | A | 7 | 24000 | B | 7 | 77777 | A | 7 | 0.6 | E | 8 | 0.056 | F | 8 | 0.22 | F | 8 | 0 | 1 | D | 9 | 0 | C | 8
1994-02-10 | 24:00 | 0 | 0 | 0 | 1 | 0 | 0 | 1 | 0 | 0 | 1 | 0 | 0 | 1 | 0 | 0 | 1 | 0 | 0 | 1 | 0 | 0 | 1 | 0 | 2 | A | 7 | 2 | A | 7 | -1.1 | A | 7 | -5.6 | A | 7 | 68 | A | 7 | 828 | A | 7 | 320 | A | 7 | 2.6 | A | 7 | 24000 | B | 7 | 77777 | A | 7 | 0.6 | E | 8 | 0.056 | F | 8 | 0.22 | F | 8 | 0 | 1 | D | 9 | 0 | C | 8
1994-02-11 | 1:00 | 0 | 0 | 0 | 1 | 0 | 0 | 1 | 0 | 0 | 1 | 0 | 0 | 1 | 0 | 0 | 1 | 0 | 0 | 1 | 0 | 0 | 1 | 0 | 0 | A | 7 | 0 | A | 7 | -2.8 | A | 7 | -5.6 | A | 7 | 79 | A | 7 | 827 | A | 7 | 310 | A | 7 | 2.1 | A | 7 | 24000 | B | 7 | 77777 | A | 7 | 0.6 | E | 8 | 0.056 | F | 8 | 0.22 | F | 8 | 0 | 1 | D | 9 | 0 | C | 8
1994-02-11 | 2:00 | 0 | 0 | 0 | 1 | 0 | 0 | 1 | 0 | 0 | 1 | 0 | 0 | 1 | 0 | 0 | 1 | 0 | 0 | 1 | 0 | 0 | 1 | 0 | 0 | A | 7 | 0 | A | 7 | -3.9 | A | 7 | -5 | A | 7 | 91 | A | 7 | 826 | A | 7 | 170 | A | 7 | 1.5 | A | 7 | 24000 | B | 7 | 77777 | A | 7 | 0.6 | E | 8 | 0.056 | F | 8 | 0.22 | F | 8 | 0 | 1 | D | 9 | 0 | C | 8
1994-02-11 | 3:00 | 0 | 0 | 0 | 1 | 0 | 0 | 1 | 0 | 0 | 1 | 0 | 0 | 1 | 0 | 0 | 1 | 0 | 0 | 1 | 0 | 0 | 1 | 0 | 1 | A | 7 | 0 | A | 7 | -4.4 | A | 7 | -5.6 | A | 7 | 90 | A | 7 | 825 | A | 7 | 0 | A | 7 | 0 | A | 7 | 24000 | B | 7 | 77777 | A | 7 | 0.6 | E | 8 | 0.056 | F | 8 | 0.22 | F | 8 | 0 | 1 | D | 9 | 0 | C | 8
1994-02-11 | 4:00 | 0 | 0 | 0 | 1 | 0 | 0 | 1 | 0 | 0 | 1 | 0 | 0 | 1 | 0 | 0 | 1 | 0 | 0 | 1 | 0 | 0 | 1 | 0 | 3 | A | 7 | 1 | A | 7 | -4.4 | A | 7 | -5.6 | A | 7 | 90 | A | 7 | 824 | A | 7 | 360 | A | 7 | 1.5 | A | 7 | 24000 | B | 7 | 77777 | A | 7 | 0.6 | E | 8 | 0.056 | F | 8 | 0.22 | F | 8 | 0 | 1 | D | 9 | 0 | C | 8
1994-02-11 | 5:00 | 0 | 0 | 0 | 1 | 0 | 0 | 1 | 0 | 0 | 1 | 0 | 0 | 1 | 0 | 0 | 1 | 0 | 0 | 1 | 0 | 0 | 1 | 0 | 1 | A | 7 | 0 | A | 7 | -3.9 | A | 7 | -6.1 | A | 7 | 83 | A | 7 | 825 | A | 7 | 20 | A | 7 | 2.6 | A | 7 | 24000 | B | 7 | 77777 | A | 7 | 0.6 | E | 8 | 0.056 | F | 8 | 0.22 | F | 8 | 0 | 1 | D | 9 | 0 | C | 8
1994-02-11 | 6:00 | 0 | 0 | 0 | 1 | 0 | 0 | 1 | 0 | 0 | 1 | 0 | 0 | 1 | 0 | 0 | 1 | 0 | 0 | 1 | 0 | 0 | 1 | 0 | 1 | A | 7 | 0 | A | 7 | -5 | A | 7 | -6.1 | A | 7 | 91 | A | 7 | 824 | A | 7 | 0 | A | 7 | 0 | A | 7 | 19200 | B | 7 | 77777 | A | 7 | 0.6 | E | 8 | 0.056 | F | 8 | 0.22 | F | 8 | 0 | 1 | D | 9 | 0 | C | 8
1994-02-11 | 7:00 | 0 | 59 | 0 | 1 | 10 | 6 | 1 | 16 | 0 | 1 | 10 | 0 | 1 | 10 | 0 | 1 | 16 | 0 | 1 | 10 | 0 | 1 | 21 | 0 | A | 7 | 0 | A | 7 | -5.6 | A | 7 | -6.1 | A | 7 | 96 | A | 7 | 824 | A | 7 | 0 | A | 7 | 0 | A | 7 | 19200 | B | 7 | 77777 | A | 7 | 0.6 | E | 8 | 0.056 | F | 8 | 0.22 | F | 8 | 0 | 1 | D | 9 | 0 | C | 8
1994-02-11 | 8:00 | 132 | 1404 | 61 | 1 | 10 | 433 | 1 | 16 | 20 | 1 | 10 | 62 | 1 | 10 | 263 | 1 | 16 | 37 | 1 | 10 | 39 | 1 | 21 | 0 | A | 7 | 0 | A | 7 | -3.9 | A | 7 | -5.6 | A | 7 | 86 | A | 7 | 824 | A | 7 | 190 | A | 7 | 2.1 | A | 7 | 64000 | B | 7 | 77777 | A | 7 | 0.6 | E | 8 | 0.056 | F | 8 | 0.22 | F | 8 | 0 | 1 | D | 9 | 0 | C | 8
1994-02-11 | 9:00 | 372 | 1404 | 239 | 1 | 10 | 762 | 1 | 16 | 37 | 1 | 10 | 254 | 1 | 10 | 667 | 1 | 16 | 76 | 1 | 10 | 88 | 1 | 21 | 0 | A | 7 | 0 | A | 7 | -1.1 | A | 7 | -4.4 | A | 7 | 76 | A | 7 | 823 | A | 7 | 170 | A | 7 | 2.6 | A | 7 | 80000 | B | 7 | 77777 | A | 7 | 0.6 | E | 8 | 0.056 | F | 8 | 0.22 | F | 8 | 0 | 1 | D | 9 | 0 | C | 8
1994-02-11 | 10:00 | 575 | 1404 | 413 | 1 | 10 | 887 | 1 | 16 | 50 | 1 | 10 | 437 | 1 | 10 | 844 | 1 | 16 | 90 | 1 | 10 | 123 | 1 | 21 | 0 | A | 7 | 0 | A | 7 | 2.8 | A | 7 | -3.9 | A | 7 | 59 | A | 7 | 822 | A | 7 | 60 | A | 7 | 2.1 | A | 7 | 72000 | B | 7 | 77777 | A | 7 | 0.6 | E | 8 | 0.056 | F | 8 | 0.22 | F | 8 | 0 | 1 | D | 9 | 0 | C | 8
1994-02-11 | 11:00 | 724 | 1404 | 546 | 1 | 10 | 944 | 1 | 16 | 59 | 1 | 10 | 576 | 1 | 10 | 924 | 1 | 16 | 98 | 1 | 10 | 148 | 1 | 21 | 0 | A | 7 | 0 | A | 7 | 5.6 | A | 7 | -3.3 | A | 7 | 51 | A | 7 | 822 | A | 7 | 70 | A | 7 | 2.6 | A | 7 | 72000 | B | 7 | 77777 | A | 7 | 0.6 | E | 8 | 0.056 | F | 8 | 0.22 | F | 8 | 0 | 1 | D | 9 | 0 | C | 8
1994-02-11 | 12:00 | 810 | 1404 | 567 | 1 | 10 | 873 | 1 | 16 | 63 | 1 | 10 | 597 | 1 | 10 | 862 | 1 | 16 | 98 | 1 | 10 | 164 | 1 | 21 | 1 | A | 7 | 1 | A | 7 | 8.3 | A | 7 | -3.3 | A | 7 | 42 | A | 7 | 821 | A | 7 | 20 | A | 7 | 5.2 | A | 7 | 48000 | B | 7 | 77777 | A | 7 | 0.6 | E | 8 | 0.056 | F | 8 | 0.22 | F | 8 | 0 | 1 | D | 9 | 0 | C | 8
1994-02-11 | 13:00 | 825 | 1404 | 611 | 1 | 10 | 930 | 1 | 16 | 64 | 1 | 10 | 643 | 1 | 10 | 920 | 1 | 16 | 101 | 1 | 10 | 167 | 1 | 21 | 1 | A | 7 | 1 | A | 7 | 7.2 | A | 7 | -2.2 | A | 7 | 50 | A | 7 | 821 | A | 7 | 10 | A | 7 | 5.7 | A | 7 | 40000 | B | 7 | 77777 | A | 7 | 0.6 | E | 8 | 0.056 | F | 8 | 0.22 | F | 8 | 0 | 1 | D | 9 | 0 | C | 8
1994-02-11 | 14:00 | 770 | 1404 | 512 | 1 | 10 | 607 | 1 | 16 | 180 | 1 | 10 | 546 | 1 | 10 | 616 | 1 | 16 | 207 | 1 | 10 | 398 | 1 | 21 | 5 | A | 7 | 5 | A | 7 | 5 | A | 7 | -2.8 | A | 7 | 55 | A | 7 | 821 | A | 7 | 10 | A | 7 | 6.2 | A | 7 | 32000 | B | 7 | 77777 | A | 7 | 0.6 | E | 8 | 0.056 | F | 8 | 0.22 | F | 8 | 0 | 1 | D | 9 | 0 | C | 8
1994-02-11 | 15:00 | 647 | 1404 | 275 | 1 | 10 | 193 | 1 | 16 | 186 | 1 | 10 | 301 | 1 | 10 | 196 | 1 | 16 | 210 | 1 | 10 | 452 | 1 | 21 | 7 | A | 7 | 7 | A | 7 | 1.7 | A | 7 | -4.4 | A | 7 | 61 | A | 7 | 823 | A | 7 | 350 | A | 7 | 6.7 | A | 7 | 24000 | B | 7 | 2743 | A | 7 | 0.6 | E | 8 | 0.056 | F | 8 | 0.22 | F | 8 | 0 | 1 | D | 9 | 0 | C | 8
1994-02-11 | 16:00 | 466 | 1404 | 67 | 1 | 10 | 0 | 1 | 16 | 67 | 1 | 10 | 79 | 1 | 10 | 0 | 1 | 16 | 79 | 1 | 10 | 284 | 1 | 21 | 10 | A | 7 | 10 | A | 7 | 0.6 | A | 7 | -1.1 | A | 7 | 87 | A | 7 | 824 | A | 7 | 10 | A | 7 | 7.2 | A | 7 | 1600 | B | 7 | 183 | A | 7 | 0.6 | E | 8 | 0.056 | F | 8 | 0.22 | F | 8 | 0 | 1 | D | 9 | 0 | C | 8
1994-02-11 | 17:00 | 240 | 1404 | 30 | 1 | 10 | 0 | 1 | 16 | 30 | 1 | 10 | 35 | 1 | 10 | 0 | 1 | 16 | 35 | 1 | 10 | 118 | 1 | 21 | 10 | A | 7 | 10 | A | 7 | -2.2 | A | 7 | -2.8 | A | 7 | 95 | A | 7 | 826 | A | 7 | 360 | A | 7 | 7.2 | A | 7 | 400 | B | 7 | 61 | A | 7 | 0.6 | E | 8 | 0.056 | F | 8 | 0.22 | F | 8 | 0 | 1 | D | 9 | 0 | C | 8
1994-02-11 | 18:00 | 27 | 667 | 2 | 1 | 10 | 0 | 1 | 16 | 2 | 1 | 10 | 3 | 1 | 10 | 0 | 1 | 16 | 3 | 1 | 10 | 8 | 1 | 21 | 10 | A | 7 | 10 | A | 7 | -3.9 | A | 7 | -4.4 | A | 7 | 96 | A | 7 | 829 | A | 7 | 350 | A | 7 | 8.2 | A | 7 | 800 | B | 7 | 120 | A | 7 | 0.6 | E | 8 | 0.056 | F | 8 | 0.22 | F | 8 | 0 | 1 | D | 9 | 0 | C | 8
1994-02-11 | 19:00 | 0 | 0 | 0 | 1 | 0 | 0 | 1 | 0 | 0 | 1 | 0 | 0 | 1 | 0 | 0 | 1 | 0 | 0 | 1 | 0 | 0 | 1 | 0 | 10 | A | 7 | 10 | A | 7 | -4.4 | A | 7 | -5.6 | A | 7 | 90 | A | 7 | 830 | A | 7 | 360 | A | 7 | 10.3 | A | 7 | 1200 | B | 7 | 244 | A | 7 | 0.6 | E | 8 | 0.056 | F | 8 | 0.22 | F | 8 | 0 | 1 | D | 9 | 0 | C | 8
1994-02-11 | 20:00 | 0 | 0 | 0 | 1 | 0 | 0 | 1 | 0 | 0 | 1 | 0 | 0 | 1 | 0 | 0 | 1 | 0 | 0 | 1 | 0 | 0 | 1 | 0 | 10 | A | 7 | 10 | A | 7 | -5 | A | 7 | -6.1 | A | 7 | 91 | A | 7 | 831 | A | 7 | 20 | A | 7 | 11.8 | A | 7 | 600 | B | 7 | 183 | A | 7 | 0.6 | E | 8 | 0.056 | F | 8 | 0.22 | F | 8 | 0 | 1 | D | 9 | 0 | C | 8
1994-02-11 | 21:00 | 0 | 0 | 0 | 1 | 0 | 0 | 1 | 0 | 0 | 1 | 0 | 0 | 1 | 0 | 0 | 1 | 0 | 0 | 1 | 0 | 0 | 1 | 0 | 10 | A | 7 | 10 | A | 7 | -5.6 | A | 7 | -6.7 | A | 7 | 91 | A | 7 | 833 | A | 7 | 360 | A | 7 | 8.2 | A | 7 | 1200 | B | 7 | 244 | A | 7 | 0.6 | E | 8 | 0.056 | F | 8 | 0.22 | F | 8 | 0 | 1 | D | 9 | 0 | C | 8
1994-02-11 | 22:00 | 0 | 0 | 0 | 1 | 0 | 0 | 1 | 0 | 0 | 1 | 0 | 0 | 1 | 0 | 0 | 1 | 0 | 0 | 1 | 0 | 0 | 1 | 0 | 10 | A | 7 | 10 | A | 7 | -5.6 | A | 7 | -6.7 | A | 7 | 91 | A | 7 | 834 | A | 7 | 360 | A | 7 | 7.2 | A | 7 | 1600 | B | 7 | 244 | A | 7 | 0.6 | E | 8 | 0.056 | F | 8 | 0.22 | F | 8 | 0 | 1 | D | 9 | 0 | C | 8
1994-02-11 | 23:00 | 0 | 0 | 0 | 1 | 0 | 0 | 1 | 0 | 0 | 1 | 0 | 0 | 1 | 0 | 0 | 1 | 0 | 0 | 1 | 0 | 0 | 1 | 0 | 10 | A | 7 | 10 | A | 7 | -5.6 | A | 7 | -7.2 | A | 7 | 87 | A | 7 | 835 | A | 7 | 350 | A | 7 | 6.7 | A | 7 | 2400 | B | 7 | 274 | A | 7 | 0.6 | E | 8 | 0.056 | F | 8 | 0.22 | F | 8 | 0 | 1 | D | 9 | 0 | C | 8
1994-02-11 | 24:00 | 0 | 0 | 0 | 1 | 0 | 0 | 1 | 0 | 0 | 1 | 0 | 0 | 1 | 0 | 0 | 1 | 0 | 0 | 1 | 0 | 0 | 1 | 0 | 10 | A | 7 | 10 | A | 7 | -6.1 | A | 7 | -7.8 | A | 7 | 86 | A | 7 | 836 | A | 7 | 20 | A | 7 | 6.7 | A | 7 | 2400 | B | 7 | 274 | A | 7 | 0.6 | E | 8 | 0.056 | F | 8 | 0.22 | F | 8 | 0 | 1 | D | 9 | 0 | C | 8
1994-02-12 | 1:00 | 0 | 0 | 0 | 1 | 0 | 0 | 1 | 0 | 0 | 1 | 0 | 0 | 1 | 0 | 0 | 1 | 0 | 0 | 1 | 0 | 0 | 1 | 0 | 10 | A | 7 | 10 | A | 7 | -6.1 | A | 7 | -7.8 | A | 7 | 86 | A | 7 | 837 | A | 7 | 20 | A | 7 | 3.6 | A | 7 | 9600 | B | 7 | 1036 | A | 7 | 0.6 | E | 8 | 0.055 | F | 8 | 0.22 | F | 8 | 0 | 1 | D | 9 | 0 | C | 8
1994-02-12 | 2:00 | 0 | 0 | 0 | 1 | 0 | 0 | 1 | 0 | 0 | 1 | 0 | 0 | 1 | 0 | 0 | 1 | 0 | 0 | 1 | 0 | 0 | 1 | 0 | 10 | A | 7 | 10 | A | 7 | -5.6 | A | 7 | -10 | A | 7 | 68 | A | 7 | 838 | A | 7 | 320 | A | 7 | 3.1 | A | 7 | 12800 | B | 7 | 1372 | A | 7 | 0.6 | E | 8 | 0.055 | F | 8 | 0.22 | F | 8 | 0 | 1 | D | 9 | 0 | C | 8
1994-02-12 | 3:00 | 0 | 0 | 0 | 1 | 0 | 0 | 1 | 0 | 0 | 1 | 0 | 0 | 1 | 0 | 0 | 1 | 0 | 0 | 1 | 0 | 0 | 1 | 0 | 9 | A | 7 | 8 | A | 7 | -6.7 | A | 7 | -10.6 | A | 7 | 71 | A | 7 | 838 | A | 7 | 290 | A | 7 | 1.5 | A | 7 | 32000 | B | 7 | 2591 | A | 7 | 0.6 | E | 8 | 0.055 | F | 8 | 0.22 | F | 8 | 0 | 1 | D | 9 | 0 | C | 8
1994-02-12 | 4:00 | 0 | 0 | 0 | 1 | 0 | 0 | 1 | 0 | 0 | 1 | 0 | 0 | 1 | 0 | 0 | 1 | 0 | 0 | 1 | 0 | 0 | 1 | 0 | 10 | A | 7 | 9 | A | 7 | -8.3 | A | 7 | -10 | A | 7 | 86 | A | 7 | 839 | A | 7 | 160 | A | 7 | 2.1 | A | 7 | 32000 | B | 7 | 3962 | A | 7 | 0.6 | E | 8 | 0.055 | F | 8 | 0.22 | F | 8 | 0 | 1 | D | 9 | 0 | C | 8
1994-02-12 | 5:00 | 0 | 0 | 0 | 1 | 0 | 0 | 1 | 0 | 0 | 1 | 0 | 0 | 1 | 0 | 0 | 1 | 0 | 0 | 1 | 0 | 0 | 1 | 0 | 10 | A | 7 | 8 | A | 7 | -10 | A | 7 | -11.1 | A | 7 | 91 | A | 7 | 840 | A | 7 | 160 | A | 7 | 2.6 | A | 7 | 32000 | B | 7 | 6096 | A | 7 | 0.6 | E | 8 | 0.055 | F | 8 | 0.22 | F | 8 | 0 | 1 | D | 9 | 0 | C | 8
1994-02-12 | 6:00 | 0 | 0 | 0 | 1 | 0 | 0 | 1 | 0 | 0 | 1 | 0 | 0 | 1 | 0 | 0 | 1 | 0 | 0 | 1 | 0 | 0 | 1 | 0 | 7 | A | 7 | 7 | A | 7 | -10 | A | 7 | -11.1 | A | 7 | 91 | A | 7 | 840 | A | 7 | 170 | A | 7 | 1.5 | A | 7 | 32000 | B | 7 | 6096 | A | 7 | 0.6 | E | 8 | 0.055 | F | 8 | 0.22 | F | 8 | 0 | 1 | D | 9 | 0 | C | 8
1994-02-12 | 7:00 | 0 | 82 | 0 | 1 | 10 | 4 | 1 | 16 | 0 | 1 | 10 | 0 | 1 | 10 | 0 | 1 | 16 | 0 | 1 | 10 | 0 | 1 | 21 | 3 | A | 7 | 3 | A | 7 | -11.1 | A | 7 | -12.8 | A | 7 | 86 | A | 7 | 841 | A | 7 | 190 | A | 7 | 2.1 | A | 7 | 64000 | B | 7 | 77777 | A | 7 | 0.6 | E | 8 | 0.055 | F | 8 | 0.22 | F | 8 | 0 | 1 | D | 9 | 0 | C | 8
1994-02-12 | 8:00 | 137 | 1404 | 58 | 1 | 10 | 238 | 1 | 16 | 34 | 1 | 10 | 59 | 1 | 10 | 121 | 1 | 16 | 47 | 1 | 10 | 61 | 1 | 21 | 2 | A | 7 | 2 | A | 7 | -10 | A | 7 | -11.1 | A | 7 | 91 | A | 7 | 842 | A | 7 | 170 | A | 7 | 2.1 | A | 7 | 96000 | B | 7 | 77777 | A | 7 | 0.6 | E | 8 | 0.055 | F | 8 | 0.22 | F | 8 | 0 | 1 | D | 9 | 0 | C | 8
1994-02-12 | 9:00 | 378 | 1404 | 192 | 1 | 10 | 588 | 1 | 16 | 33 | 1 | 10 | 204 | 1 | 10 | 517 | 1 | 16 | 64 | 1 | 10 | 85 | 1 | 21 | 1 | A | 7 | 1 | A | 7 | -7.2 | A | 7 | -8.9 | A | 7 | 86 | A | 7 | 843 | A | 7 | 180 | A | 7 | 1.5 | A | 7 | 96000 | B | 7 | 77777 | A | 7 | 0.6 | E | 8 | 0.055 | F | 8 | 0.22 | F | 8 | 0 | 1 | D | 9 | 0 | C | 8
1994-02-12 | 10:00 | 581 | 1404 | 389 | 1 | 10 | 821 | 1 | 16 | 49 | 1 | 10 | 412 | 1 | 10 | 783 | 1 | 16 | 86 | 1 | 10 | 122 | 1 | 21 | 1 | A | 7 | 1 | A | 7 | -3.9 | A | 7 | -10 | A | 7 | 59 | A | 7 | 843 | A | 7 | 180 | A | 7 | 3.1 | A | 7 | 96000 | B | 7 | 77777 | A | 7 | 0.6 | E | 8 | 0.055 | F | 8 | 0.22 | F | 8 | 0 | 1 | D | 9 | 0 | C | 8
1994-02-12 | 11:00 | 730 | 1404 | 555 | 1 | 10 | 959 | 1 | 16 | 55 | 1 | 10 | 586 | 1 | 10 | 940 | 1 | 16 | 95 | 1 | 10 | 144 | 1 | 21 | 0 | A | 7 | 0 | A | 7 | -2.2 | A | 7 | -12.2 | A | 7 | 42 | A | 7 | 844 | A | 7 | 180 | A | 7 | 3.6 | A | 7 | 96000 | B | 7 | 77777 | A | 7 | 0.6 | E | 8 | 0.055 | F | 8 | 0.22 | F | 8 | 0 | 1 | D | 9 | 0 | C | 8
1994-02-12 | 12:00 | 816 | 1404 | 633 | 1 | 10 | 985 | 1 | 16 | 60 | 1 | 10 | 668 | 1 | 10 | 974 | 1 | 16 | 99 | 1 | 10 | 161 | 1 | 21 | 0 | A | 7 | 0 | A | 7 | -1.7 | A | 7 | -13.9 | A | 7 | 34 | A | 7 | 843 | A | 7 | 190 | A | 7 | 5.2 | A | 7 | 96000 | B | 7 | 77777 | A | 7 | 0.5 | E | 8 | 0.055 | F | 8 | 0.22 | F | 8 | 0 | 1 | D | 9 | 0 | C | 8
1994-02-12 | 13:00 | 831 | 1404 | 648 | 1 | 10 | 989 | 1 | 16 | 61 | 1 | 10 | 682 | 1 | 10 | 979 | 1 | 16 | 100 | 1 | 10 | 164 | 1 | 21 | 0 | A | 7 | 0 | A | 7 | -1.7 | A | 7 | -14.4 | A | 7 | 33 | A | 7 | 843 | A | 7 | 150 | A | 7 | 5.2 | A | 7 | 112000 | B | 7 | 77777 | A | 7 | 0.5 | E | 8 | 0.055 | F | 8 | 0.22 | F | 8 | 0 | 1 | D | 9 | 0 | C | 8
1994-02-12 | 14:00 | 776 | 1404 | 598 | 1 | 10 | 975 | 1 | 16 | 58 | 1 | 10 | 631 | 1 | 10 | 960 | 1 | 16 | 98 | 1 | 10 | 153 | 1 | 21 | 0 | A | 7 | 0 | A | 7 | -0.6 | A | 7 | -15.6 | A | 7 | 27 | A | 7 | 843 | A | 7 | 180 | A | 7 | 3.6 | A | 7 | 112000 | B | 7 | 77777 | A | 7 | 0.5 | E | 8 | 0.055 | F | 8 | 0.22 | F | 8 | 0 | 1 | D | 9 | 0 | C | 8
1994-02-12 | 15:00 | 653 | 1404 | 487 | 1 | 10 | 937 | 1 | 16 | 51 | 1 | 10 | 516 | 1 | 10 | 907 | 1 | 16 | 92 | 1 | 10 | 131 | 1 | 21 | 0 | A | 7 | 0 | A | 7 | 0.6 | A | 7 | -14.4 | A | 7 | 27 | A | 7 | 843 | A | 7 | 180 | A | 7 | 4.6 | A | 7 | 112000 | B | 7 | 77777 | A | 7 | 0.5 | E | 8 | 0.055 | F | 8 | 0.22 | F | 8 | 0 | 1 | D | 9 | 0 | C | 8
1994-02-12 | 16:00 | 472 | 1404 | 328 | 1 | 10 | 854 | 1 | 16 | 40 | 1 | 10 | 348 | 1 | 10 | 787 | 1 | 16 | 82 | 1 | 10 | 102 | 1 | 21 | 0 | A | 7 | 0 | A | 7 | 0 | A | 7 | -12.8 | A | 7 | 33 | A | 7 | 843 | A | 7 | 170 | A | 7 | 3.6 | A | 7 | 112000 | B | 7 | 77777 | A | 7 | 0.5 | E | 8 | 0.055 | F | 8 | 0.22 | F | 8 | 0 | 1 | D | 9 | 0 | C | 8
1994-02-12 | 17:00 | 246 | 1404 | 142 | 1 | 10 | 658 | 1 | 16 | 27 | 1 | 10 | 151 | 1 | 10 | 517 | 1 | 16 | 60 | 1 | 10 | 64 | 1 | 21 | 0 | A | 7 | 0 | A | 7 | 0 | A | 7 | -12.2 | A | 7 | 35 | A | 7 | 843 | A | 7 | 190 | A | 7 | 3.1 | A | 7 | 96000 | B | 7 | 77777 | A | 7 | 0.5 | E | 8 | 0.055 | F | 8 | 0.22 | F | 8 | 0 | 1 | D | 9 | 0 | C | 8
1994-02-12 | 18:00 | 30 | 690 | 11 | 1 | 10 | 146 | 1 | 16 | 4 | 1 | 10 | 12 | 1 | 10 | 81 | 1 | 16 | 8 | 1 | 10 | 14 | 1 | 21 | 0 | A | 7 | 0 | A | 7 | -2.8 | A | 7 | -12.2 | A | 7 | 44 | A | 7 | 844 | A | 7 | 220 | A | 7 | 3.1 | A | 7 | 96000 | B | 7 | 77777 | A | 7 | 0.4 | E | 8 | 0.055 | F | 8 | 0.22 | F | 8 | 0 | 1 | D | 9 | 0 | C | 8
1994-02-12 | 19:00 | 0 | 0 | 0 | 1 | 0 | 0 | 1 | 0 | 0 | 1 | 0 | 0 | 1 | 0 | 0 | 1 | 0 | 0 | 1 | 0 | 0 | 1 | 0 | 0 | A | 7 | 0 | A | 7 | -3.3 | A | 7 | -11.7 | A | 7 | 48 | A | 7 | 844 | A | 7 | 200 | A | 7 | 3.1 | A | 7 | 48000 | B | 7 | 77777 | A | 7 | 0.4 | E | 8 | 0.055 | F | 8 | 0.22 | F | 8 | 0 | 1 | D | 9 | 0 | C | 8
1994-02-12 | 20:00 | 0 | 0 | 0 | 1 | 0 | 0 | 1 | 0 | 0 | 1 | 0 | 0 | 1 | 0 | 0 | 1 | 0 | 0 | 1 | 0 | 0 | 1 | 0 | 0 | A | 7 | 0 | A | 7 | -5.6 | A | 7 | -11.7 | A | 7 | 59 | A | 7 | 844 | A | 7 | 200 | A | 7 | 3.6 | A | 7 | 48000 | B | 7 | 77777 | A | 7 | 0.4 | E | 8 | 0.055 | F | 8 | 0.22 | F | 8 | 0 | 1 | D | 9 | 0 | C | 8
1994-02-12 | 21:00 | 0 | 0 | 0 | 1 | 0 | 0 | 1 | 0 | 0 | 1 | 0 | 0 | 1 | 0 | 0 | 1 | 0 | 0 | 1 | 0 | 0 | 1 | 0 | 0 | A | 7 | 0 | A | 7 | -6.7 | A | 7 | -13.3 | A | 7 | 56 | A | 7 | 845 | A | 7 | 200 | A | 7 | 4.1 | A | 7 | 48000 | B | 7 | 77777 | A | 7 | 0.4 | E | 8 | 0.055 | F | 8 | 0.22 | F | 8 | 0 | 1 | D | 9 | 0 | C | 8
1994-02-12 | 22:00 | 0 | 0 | 0 | 1 | 0 | 0 | 1 | 0 | 0 | 1 | 0 | 0 | 1 | 0 | 0 | 1 | 0 | 0 | 1 | 0 | 0 | 1 | 0 | 0 | A | 7 | 0 | A | 7 | -9.4 | A | 7 | -13.9 | A | 7 | 67 | A | 7 | 846 | A | 7 | 150 | A | 7 | 2.1 | A | 7 | 48000 | B | 7 | 77777 | A | 7 | 0.4 | E | 8 | 0.055 | F | 8 | 0.22 | F | 8 | 0 | 1 | D | 9 | 0 | C | 8
1994-02-12 | 23:00 | 0 | 0 | 0 | 1 | 0 | 0 | 1 | 0 | 0 | 1 | 0 | 0 | 1 | 0 | 0 | 1 | 0 | 0 | 1 | 0 | 0 | 1 | 0 | 0 | A | 7 | 0 | A | 7 | -8.9 | A | 7 | -15 | A | 7 | 58 | A | 7 | 846 | A | 7 | 180 | A | 7 | 2.6 | A | 7 | 48000 | B | 7 | 77777 | A | 7 | 0.4 | E | 8 | 0.055 | F | 8 | 0.22 | F | 8 | 0 | 1 | D | 9 | 0 | C | 8
1994-02-12 | 24:00 | 0 | 0 | 0 | 1 | 0 | 0 | 1 | 0 | 0 | 1 | 0 | 0 | 1 | 0 | 0 | 1 | 0 | 0 | 1 | 0 | 0 | 1 | 0 | 0 | A | 7 | 0 | A | 7 | -8.9 | A | 7 | -15 | A | 7 | 58 | A | 7 | 846 | A | 7 | 160 | A | 7 | 2.6 | A | 7 | 48000 | B | 7 | 77777 | A | 7 | 0.4 | E | 8 | 0.055 | F | 8 | 0.22 | F | 8 | 0 | 1 | D | 9 | 0 | C | 8
1994-02-13 | 1:00 | 0 | 0 | 0 | 1 | 0 | 0 | 1 | 0 | 0 | 1 | 0 | 0 | 1 | 0 | 0 | 1 | 0 | 0 | 1 | 0 | 0 | 1 | 0 | 0 | A | 7 | 0 | A | 7 | -6.7 | A | 7 | -15.6 | A | 7 | 45 | A | 7 | 846 | A | 7 | 170 | A | 7 | 4.6 | A | 7 | 48000 | B | 7 | 77777 | A | 7 | 0.3 | E | 8 | 0.056 | F | 8 | 0.22 | F | 8 | 0 | 1 | D | 9 | 0 | C | 8
1994-02-13 | 2:00 | 0 | 0 | 0 | 1 | 0 | 0 | 1 | 0 | 0 | 1 | 0 | 0 | 1 | 0 | 0 | 1 | 0 | 0 | 1 | 0 | 0 | 1 | 0 | 0 | A | 7 | 0 | A | 7 | -7.2 | A | 7 | -16.1 | A | 7 | 45 | A | 7 | 845 | A | 7 | 190 | A | 7 | 3.1 | A | 7 | 48000 | B | 7 | 77777 | A | 7 | 0.3 | E | 8 | 0.056 | F | 8 | 0.22 | F | 8 | 0 | 1 | D | 9 | 0 | C | 8
1994-02-13 | 3:00 | 0 | 0 | 0 | 1 | 0 | 0 | 1 | 0 | 0 | 1 | 0 | 0 | 1 | 0 | 0 | 1 | 0 | 0 | 1 | 0 | 0 | 1 | 0 | 0 | A | 7 | 0 | A | 7 | -7.2 | A | 7 | -16.7 | A | 7 | 42 | A | 7 | 845 | A | 7 | 180 | A | 7 | 3.1 | A | 7 | 48000 | B | 7 | 77777 | A | 7 | 0.3 | E | 8 | 0.056 | F | 8 | 0.22 | F | 8 | 0 | 1 | D | 9 | 0 | C | 8
1994-02-13 | 4:00 | 0 | 0 | 0 | 1 | 0 | 0 | 1 | 0 | 0 | 1 | 0 | 0 | 1 | 0 | 0 | 1 | 0 | 0 | 1 | 0 | 0 | 1 | 0 | 0 | A | 7 | 0 | A | 7 | -6.7 | A | 7 | -16.1 | A | 7 | 43 | A | 7 | 845 | A | 7 | 190 | A | 7 | 4.1 | A | 7 | 48000 | B | 7 | 77777 | A | 7 | 0.3 | E | 8 | 0.056 | F | 8 | 0.22 | F | 8 | 0 | 1 | D | 9 | 0 | C | 8
1994-02-13 | 5:00 | 0 | 0 | 0 | 1 | 0 | 0 | 1 | 0 | 0 | 1 | 0 | 0 | 1 | 0 | 0 | 1 | 0 | 0 | 1 | 0 | 0 | 1 | 0 | 0 | A | 7 | 0 | A | 7 | -7.2 | A | 7 | -16.1 | A | 7 | 45 | A | 7 | 846 | A | 7 | 190 | A | 7 | 4.1 | A | 7 | 48000 | B | 7 | 77777 | A | 7 | 0.3 | E | 8 | 0.056 | F | 8 | 0.22 | F | 8 | 0 | 1 | D | 9 | 0 | C | 8
1994-02-13 | 6:00 | 0 | 0 | 0 | 1 | 0 | 0 | 1 | 0 | 0 | 1 | 0 | 0 | 1 | 0 | 0 | 1 | 0 | 0 | 1 | 0 | 0 | 1 | 0 | 0 | A | 7 | 0 | A | 7 | -7.2 | A | 7 | -16.1 | A | 7 | 45 | A | 7 | 846 | A | 7 | 190 | A | 7 | 4.6 | A | 7 | 48000 | B | 7 | 77777 | A | 7 | 0.3 | E | 8 | 0.056 | F | 8 | 0.22 | F | 8 | 0 | 1 | D | 9 | 0 | C | 8
1994-02-13 | 7:00 | 1 | 105 | 0 | 1 | 10 | 25 | 1 | 16 | 0 | 1 | 10 | 0 | 1 | 10 | 0 | 1 | 16 | 0 | 1 | 10 | 0 | 1 | 21 | 0 | A | 7 | 0 | A | 7 | -6.7 | A | 7 | -16.7 | A | 7 | 41 | A | 7 | 846 | A | 7 | 190 | A | 7 | 6.7 | A | 7 | 112000 | B | 7 | 77777 | A | 7 | 0.3 | E | 8 | 0.056 | F | 8 | 0.22 | F | 8 | 0 | 1 | D | 9 | 0 | C | 8
1994-02-13 | 8:00 | 143 | 1403 | 74 | 1 | 10 | 564 | 1 | 16 | 16 | 1 | 10 | 78 | 1 | 10 | 378 | 1 | 16 | 40 | 1 | 10 | 40 | 1 | 21 | 0 | A | 7 | 0 | A | 7 | -3.9 | A | 7 | -15.6 | A | 7 | 35 | A | 7 | 846 | A | 7 | 190 | A | 7 | 5.2 | A | 7 | 128000 | B | 7 | 77777 | A | 7 | 0.3 | E | 8 | 0.056 | F | 8 | 0.22 | F | 8 | 0 | 1 | D | 9 | 0 | C | 8
1994-02-13 | 9:00 | 384 | 1403 | 261 | 1 | 10 | 848 | 1 | 16 | 29 | 1 | 10 | 279 | 1 | 10 | 750 | 1 | 16 | 73 | 1 | 10 | 80 | 1 | 21 | 0 | A | 7 | 0 | A | 7 | -1.1 | A | 7 | -14.4 | A | 7 | 31 | A | 7 | 846 | A | 7 | 150 | A | 7 | 5.7 | A | 7 | 128000 | B | 7 | 77777 | A | 7 | 0.3 | E | 8 | 0.056 | F | 8 | 0.22 | F | 8 | 0 | 1 | D | 9 | 0 | C | 8
1994-02-13 | 10:00 | 587 | 1403 | 439 | 1 | 10 | 955 | 1 | 16 | 40 | 1 | 10 | 468 | 1 | 10 | 913 | 1 | 16 | 85 | 1 | 10 | 110 | 1 | 21 | 0 | A | 7 | 0 | A | 7 | 2.2 | A | 7 | -13.9 | A | 7 | 26 | A | 7 | 846 | A | 7 | 180 | A | 7 | 6.2 | A | 7 | 128000 | B | 7 | 77777 | A | 7 | 0.3 | E | 8 | 0.056 | F | 8 | 0.22 | F | 8 | 0 | 1 | D | 9 | 0 | C | 8
1994-02-13 | 11:00 | 737 | 1403 | 575 | 1 | 10 | 1004 | 1 | 16 | 48 | 1 | 10 | 611 | 1 | 10 | 985 | 1 | 16 | 91 | 1 | 10 | 134 | 1 | 21 | 0 | A | 7 | 0 | A | 7 | 5.6 | A | 7 | -11.7 | A | 7 | 25 | A | 7 | 846 | A | 7 | 180 | A | 7 | 4.6 | A | 7 | 128000 | B | 7 | 77777 | A | 7 | 0.3 | E | 8 | 0.056 | F | 8 | 0.22 | F | 8 | 0 | 1 | D | 9 | 0 | C | 8
1994-02-13 | 12:00 | 822 | 1403 | 653 | 1 | 10 | 1025 | 1 | 16 | 52 | 1 | 10 | 692 | 1 | 10 | 1015 | 1 | 16 | 95 | 1 | 10 | 148 | 1 | 21 | 0 | A | 7 | 0 | A | 7 | 8.3 | A | 7 | -11.7 | A | 7 | 20 | A | 7 | 844 | A | 7 | 180 | A | 7 | 4.6 | A | 7 | 128000 | B | 7 | 77777 | A | 7 | 0.3 | E | 8 | 0.056 | F | 8 | 0.22 | F | 8 | 0 | 1 | D | 9 | 0 | C | 8
1994-02-13 | 13:00 | 838 | 1403 | 623 | 1 | 10 | 933 | 1 | 16 | 66 | 1 | 10 | 656 | 1 | 10 | 924 | 1 | 16 | 102 | 1 | 10 | 172 | 1 | 21 | 1 | A | 7 | 1 | A | 7 | 10 | A | 7 | -11.7 | A | 7 | 18 | A | 7 | 843 | A | 7 | 190 | A | 7 | 4.6 | A | 7 | 128000 | B | 7 | 77777 | A | 7 | 0.3 | E | 8 | 0.056 | F | 8 | 0.22 | F | 8 | 0 | 1 | D | 9 | 0 | C | 8
1994-02-13 | 14:00 | 782 | 1403 | 577 | 1 | 10 | 946 | 1 | 16 | 49 | 1 | 10 | 612 | 1 | 10 | 933 | 1 | 16 | 90 | 1 | 10 | 139 | 1 | 21 | 1 | A | 7 | 1 | A | 7 | 11.1 | A | 7 | -12.2 | A | 7 | 16 | A | 7 | 842 | A | 7 | 190 | A | 7 | 4.6 | A | 7 | 128000 | B | 7 | 77777 | A | 7 | 0.3 | E | 8 | 0.056 | F | 8 | 0.22 | F | 8 | 0 | 1 | D | 9 | 0 | C | 8
1994-02-13 | 15:00 | 659 | 1403 | 459 | 1 | 10 | 739 | 1 | 16 | 112 | 1 | 10 | 482 | 1 | 10 | 722 | 1 | 16 | 141 | 1 | 10 | 232 | 1 | 21 | 6 | A | 7 | 2 | A | 7 | 12.8 | A | 7 | -15 | A | 7 | 11 | A | 7 | 842 | A | 7 | 0 | A | 7 | 0 | A | 7 | 128000 | B | 7 | 77777 | A | 7 | 0.3 | E | 8 | 0.056 | F | 8 | 0.22 | F | 8 | 0 | 1 | D | 9 | 0 | C | 8
1994-02-13 | 16:00 | 478 | 1403 | 263 | 1 | 10 | 456 | 1 | 16 | 107 | 1 | 10 | 277 | 1 | 10 | 420 | 1 | 16 | 133 | 1 | 10 | 202 | 1 | 21 | 8 | A | 7 | 3 | A | 7 | 12.8 | A | 7 | -11.1 | A | 7 | 16 | A | 7 | 841 | A | 7 | 180 | A | 7 | 3.1 | A | 7 | 128000 | B | 7 | 77777 | A | 7 | 0.3 | E | 8 | 0.056 | F | 8 | 0.22 | F | 8 | 0 | 1 | D | 9 | 0 | C | 8
1994-02-13 | 17:00 | 251 | 1403 | 89 | 1 | 10 | 170 | 1 | 16 | 58 | 1 | 10 | 94 | 1 | 10 | 120 | 1 | 16 | 73 | 1 | 10 | 107 | 1 | 21 | 7 | A | 7 | 4 | A | 7 | 10.6 | A | 7 | -10 | A | 7 | 20 | A | 7 | 841 | A | 7 | 160 | A | 7 | 1.5 | A | 7 | 96000 | B | 7 | 77777 | A | 7 | 0.3 | E | 8 | 0.056 | F | 8 | 0.22 | F | 8 | 0 | 1 | D | 9 | 0 | C | 8
1994-02-13 | 18:00 | 32 | 713 | 10 | 1 | 10 | 70 | 1 | 16 | 7 | 1 | 10 | 11 | 1 | 10 | 30 | 1 | 16 | 10 | 1 | 10 | 14 | 1 | 21 | 8 | A | 7 | 3 | A | 7 | 7.8 | A | 7 | -9.4 | A | 7 | 26 | A | 7 | 840 | A | 7 | 150 | A | 7 | 1.5 | A | 7 | 96000 | B | 7 | 77777 | A | 7 | 0.3 | E | 8 | 0.056 | F | 8 | 0.22 | F | 8 | 0 | 1 | D | 9 | 0 | C | 8
1994-02-13 | 19:00 | 0 | 0 | 0 | 1 | 0 | 0 | 1 | 0 | 0 | 1 | 0 | 0 | 1 | 0 | 0 | 1 | 0 | 0 | 1 | 0 | 0 | 1 | 0 | 5 | A | 7 | 2 | A | 7 | 6.1 | A | 7 | -11.1 | A | 7 | 25 | A | 7 | 840 | A | 7 | 200 | A | 7 | 3.1 | A | 7 | 48000 | B | 7 | 77777 | A | 7 | 0.3 | E | 8 | 0.056 | F | 8 | 0.22 | F | 8 | 0 | 1 | D | 9 | 0 | C | 8
1994-02-13 | 20:00 | 0 | 0 | 0 | 1 | 0 | 0 | 1 | 0 | 0 | 1 | 0 | 0 | 1 | 0 | 0 | 1 | 0 | 0 | 1 | 0 | 0 | 1 | 0 | 5 | A | 7 | 3 | A | 7 | 5 | A | 7 | -10 | A | 7 | 30 | A | 7 | 840 | A | 7 | 190 | A | 7 | 4.1 | A | 7 | 48000 | B | 7 | 77777 | A | 7 | 0.3 | E | 8 | 0.056 | F | 8 | 0.22 | F | 8 | 0 | 1 | D | 9 | 0 | C | 8
1994-02-13 | 21:00 | 0 | 0 | 0 | 1 | 0 | 0 | 1 | 0 | 0 | 1 | 0 | 0 | 1 | 0 | 0 | 1 | 0 | 0 | 1 | 0 | 0 | 1 | 0 | 4 | A | 7 | 4 | A | 7 | 3.3 | A | 7 | -11.1 | A | 7 | 30 | A | 7 | 839 | A | 7 | 80 | A | 7 | 1.5 | A | 7 | 48000 | B | 7 | 77777 | A | 7 | 0.3 | E | 8 | 0.056 | F | 8 | 0.22 | F | 8 | 0 | 1 | D | 9 | 0 | C | 8
1994-02-13 | 22:00 | 0 | 0 | 0 | 1 | 0 | 0 | 1 | 0 | 0 | 1 | 0 | 0 | 1 | 0 | 0 | 1 | 0 | 0 | 1 | 0 | 0 | 1 | 0 | 8 | A | 7 | 3 | A | 7 | 3.3 | A | 7 | -12.2 | A | 7 | 28 | A | 7 | 839 | A | 7 | 180 | A | 7 | 2.6 | A | 7 | 48000 | B | 7 | 77777 | A | 7 | 0.3 | E | 8 | 0.056 | F | 8 | 0.22 | F | 8 | 0 | 1 | D | 9 | 0 | C | 8
1994-02-13 | 23:00 | 0 | 0 | 0 | 1 | 0 | 0 | 1 | 0 | 0 | 1 | 0 | 0 | 1 | 0 | 0 | 1 | 0 | 0 | 1 | 0 | 0 | 1 | 0 | 2 | A | 7 | 2 | A | 7 | 2.8 | A | 7 | -11.7 | A | 7 | 30 | A | 7 | 838 | A | 7 | 210 | A | 7 | 4.1 | A | 7 | 48000 | B | 7 | 77777 | A | 7 | 0.3 | E | 8 | 0.056 | F | 8 | 0.22 | F | 8 | 0 | 1 | D | 9 | 0 | C | 8
1994-02-13 | 24:00 | 0 | 0 | 0 | 1 | 0 | 0 | 1 | 0 | 0 | 1 | 0 | 0 | 1 | 0 | 0 | 1 | 0 | 0 | 1 | 0 | 0 | 1 | 0 | 3 | A | 7 | 3 | A | 7 | 3.9 | A | 7 | -13.3 | A | 7 | 24 | A | 7 | 837 | A | 7 | 200 | A | 7 | 4.1 | A | 7 | 48000 | B | 7 | 77777 | A | 7 | 0.4 | E | 8 | 0.056 | F | 8 | 0.22 | F | 8 | 0 | 1 | D | 9 | 0 | C | 8
1994-02-14 | 1:00 | 0 | 0 | 0 | 1 | 0 | 0 | 1 | 0 | 0 | 1 | 0 | 0 | 1 | 0 | 0 | 1 | 0 | 0 | 1 | 0 | 0 | 1 | 0 | 8 | A | 7 | 8 | A | 7 | 3.9 | A | 7 | -13.3 | A | 7 | 24 | A | 7 | 836 | A | 7 | 190 | A | 7 | 4.6 | A | 7 | 48000 | B | 7 | 6706 | A | 7 | 0.4 | E | 8 | 0.056 | F | 8 | 0.22 | F | 8 | 0 | 1 | D | 9 | 0 | C | 8
1994-02-14 | 2:00 | 0 | 0 | 0 | 1 | 0 | 0 | 1 | 0 | 0 | 1 | 0 | 0 | 1 | 0 | 0 | 1 | 0 | 0 | 1 | 0 | 0 | 1 | 0 | 7 | A | 7 | 7 | A | 7 | 2.8 | A | 7 | -12.2 | A | 7 | 29 | A | 7 | 836 | A | 7 | 210 | A | 7 | 4.1 | A | 7 | 48000 | B | 7 | 6706 | A | 7 | 0.4 | E | 8 | 0.056 | F | 8 | 0.22 | F | 8 | 0 | 1 | D | 9 | 0 | C | 8
1994-02-14 | 3:00 | 0 | 0 | 0 | 1 | 0 | 0 | 1 | 0 | 0 | 1 | 0 | 0 | 1 | 0 | 0 | 1 | 0 | 0 | 1 | 0 | 0 | 1 | 0 | 8 | A | 7 | 6 | A | 7 | 3.9 | A | 7 | -13.3 | A | 7 | 24 | A | 7 | 836 | A | 7 | 190 | A | 7 | 4.1 | A | 7 | 48000 | B | 7 | 7010 | A | 7 | 0.4 | E | 8 | 0.056 | F | 8 | 0.22 | F | 8 | 0 | 1 | D | 9 | 0 | C | 8
1994-02-14 | 4:00 | 0 | 0 | 0 | 1 | 0 | 0 | 1 | 0 | 0 | 1 | 0 | 0 | 1 | 0 | 0 | 1 | 0 | 0 | 1 | 0 | 0 | 1 | 0 | 7 | A | 7 | 6 | A | 7 | 3.3 | A | 7 | -13.9 | A | 7 | 24 | A | 7 | 836 | A | 7 | 220 | A | 7 | 2.6 | A | 7 | 48000 | B | 7 | 7010 | A | 7 | 0.4 | E | 8 | 0.056 | F | 8 | 0.22 | F | 8 | 0 | 1 | D | 9 | 0 | C | 8
1994-02-14 | 5:00 | 0 | 0 | 0 | 1 | 0 | 0 | 1 | 0 | 0 | 1 | 0 | 0 | 1 | 0 | 0 | 1 | 0 | 0 | 1 | 0 | 0 | 1 | 0 | 8 | A | 7 | 6 | A | 7 | 1.1 | A | 7 | -11.7 | A | 7 | 34 | A | 7 | 836 | A | 7 | 190 | A | 7 | 2.6 | A | 7 | 48000 | B | 7 | 6706 | A | 7 | 0.4 | E | 8 | 0.056 | F | 8 | 0.22 | F | 8 | 0 | 1 | D | 9 | 0 | C | 8
1994-02-14 | 6:00 | 0 | 0 | 0 | 1 | 0 | 0 | 1 | 0 | 0 | 1 | 0 | 0 | 1 | 0 | 0 | 1 | 0 | 0 | 1 | 0 | 0 | 1 | 0 | 7 | A | 7 | 6 | A | 7 | 1.1 | A | 7 | -12.2 | A | 7 | 32 | A | 7 | 835 | A | 7 | 200 | A | 7 | 4.6 | A | 7 | 48000 | B | 7 | 6706 | A | 7 | 0.4 | E | 8 | 0.056 | F | 8 | 0.22 | F | 8 | 0 | 1 | D | 9 | 0 | C | 8
1994-02-14 | 7:00 | 1 | 129 | 0 | 1 | 10 | 0 | 1 | 16 | 0 | 1 | 10 | 0 | 1 | 10 | 0 | 1 | 16 | 0 | 1 | 10 | 0 | 1 | 21 | 8 | A | 7 | 8 | A | 7 | 0.6 | A | 7 | -11.7 | A | 7 | 35 | A | 7 | 836 | A | 7 | 200 | A | 7 | 2.6 | A | 7 | 128000 | B | 7 | 6706 | A | 7 | 0.4 | E | 8 | 0.056 | F | 8 | 0.22 | F | 8 | 0 | 1 | D | 9 | 0 | C | 8
1994-02-14 | 8:00 | 148 | 1403 | 50 | 1 | 10 | 36 | 1 | 16 | 46 | 1 | 10 | 54 | 1 | 10 | 24 | 1 | 16 | 52 | 1 | 10 | 104 | 1 | 21 | 7 | A | 7 | 6 | A | 7 | 1.1 | A | 7 | -11.7 | A | 7 | 34 | A | 7 | 836 | A | 7 | 200 | A | 7 | 5.7 | A | 7 | 128000 | B | 7 | 6706 | A | 7 | 0.4 | E | 8 | 0.056 | F | 8 | 0.22 | F | 8 | 0 | 1 | D | 9 | 0 | C | 8
1994-02-14 | 9:00 | 390 | 1403 | 122 | 1 | 10 | 36 | 1 | 16 | 112 | 1 | 10 | 134 | 1 | 10 | 32 | 1 | 16 | 125 | 1 | 10 | 288 | 1 | 21 | 9 | A | 7 | 9 | A | 7 | 2.2 | A | 7 | -10.6 | A | 7 | 34 | A | 7 | 836 | A | 7 | 170 | A | 7 | 3.6 | A | 7 | 128000 | B | 7 | 6706 | A | 7 | 0.4 | E | 8 | 0.056 | F | 8 | 0.22 | F | 8 | 0 | 1 | D | 9 | 0 | C | 8
1994-02-14 | 10:00 | 593 | 1403 | 269 | 1 | 10 | 60 | 1 | 16 | 243 | 1 | 10 | 294 | 1 | 10 | 59 | 1 | 16 | 268 | 1 | 10 | 630 | 1 | 21 | 9 | A | 7 | 9 | A | 7 | 4.4 | A | 7 | -11.7 | A | 7 | 27 | A | 7 | 836 | A | 7 | 160 | A | 7 | 3.1 | A | 7 | 128000 | B | 7 | 6706 | A | 7 | 0.4 | E | 8 | 0.056 | F | 8 | 0.22 | F | 8 | 0 | 1 | D | 9 | 0 | C | 8
1994-02-14 | 11:00 | 743 | 1403 | 386 | 1 | 10 | 127 | 1 | 16 | 318 | 1 | 10 | 422 | 1 | 10 | 129 | 1 | 16 | 353 | 1 | 10 | 889 | 1 | 21 | 9 | A | 7 | 9 | A | 7 | 7.8 | A | 7 | -12.8 | A | 7 | 19 | A | 7 | 836 | A | 7 | 160 | A | 7 | 3.6 | A | 7 | 128000 | B | 7 | 6706 | A | 7 | 0.4 | E | 8 | 0.056 | F | 8 | 0.22 | F | 8 | 0 | 1 | D | 9 | 0 | C | 8
1994-02-14 | 12:00 | 828 | 1403 | 414 | 1 | 10 | 312 | 1 | 16 | 230 | 1 | 10 | 449 | 1 | 10 | 331 | 1 | 16 | 252 | 1 | 10 | 560 | 1 | 21 | 9 | A | 7 | 7 | A | 7 | 11.7 | A | 7 | -16.7 | A | 7 | 10 | A | 7 | 836 | A | 7 | 10 | A | 7 | 2.1 | A | 7 | 112000 | B | 7 | 6706 | A | 7 | 0.4 | E | 8 | 0.056 | F | 8 | 0.22 | F | 8 | 0 | 1 | D | 9 | 0 | C | 8
1994-02-14 | 13:00 | 844 | 1403 | 433 | 1 | 10 | 190 | 1 | 16 | 318 | 1 | 10 | 467 | 1 | 10 | 198 | 1 | 16 | 348 | 1 | 10 | 862 | 1 | 21 | 9 | A | 7 | 8 | A | 7 | 8.3 | A | 7 | -7.2 | A | 7 | 30 | A | 7 | 836 | A | 7 | 110 | A | 7 | 5.2 | A | 7 | 96000 | B | 7 | 6096 | A | 7 | 0.4 | E | 8 | 0.056 | F | 8 | 0.22 | F | 8 | 0 | 1 | D | 9 | 0 | C | 8
1994-02-14 | 14:00 | 788 | 1403 | 425 | 1 | 10 | 397 | 1 | 16 | 202 | 1 | 10 | 449 | 1 | 10 | 404 | 1 | 16 | 221 | 1 | 10 | 458 | 1 | 21 | 9 | A | 7 | 4 | A | 7 | 8.9 | A | 7 | -7.8 | A | 7 | 28 | A | 7 | 835 | A | 7 | 120 | A | 7 | 5.2 | A | 7 | 104000 | B | 7 | 77777 | A | 7 | 0.4 | E | 8 | 0.056 | F | 8 | 0.22 | F | 8 | 0 | 1 | D | 9 | 0 | C | 8
1994-02-14 | 15:00 | 665 | 1403 | 429 | 1 | 10 | 499 | 1 | 16 | 192 | 1 | 10 | 445 | 1 | 10 | 494 | 1 | 16 | 209 | 1 | 10 | 405 | 1 | 21 | 8 | A | 7 | 3 | A | 7 | 10 | A | 7 | -7.8 | A | 7 | 26 | A | 7 | 836 | A | 7 | 120 | A | 7 | 4.6 | A | 7 | 104000 | B | 7 | 77777 | A | 7 | 0.4 | E | 8 | 0.056 | F | 8 | 0.22 | F | 8 | 0 | 1 | D | 9 | 0 | C | 8
1994-02-14 | 16:00 | 484 | 1403 | 288 | 1 | 10 | 521 | 1 | 16 | 108 | 1 | 10 | 304 | 1 | 10 | 482 | 1 | 16 | 137 | 1 | 10 | 204 | 1 | 21 | 7 | A | 7 | 1 | A | 7 | 9.4 | A | 7 | -8.3 | A | 7 | 26 | A | 7 | 837 | A | 7 | 130 | A | 7 | 6.2 | A | 7 | 104000 | B | 7 | 77777 | A | 7 | 0.4 | E | 8 | 0.056 | F | 8 | 0.22 | F | 8 | 0 | 1 | D | 9 | 0 | C | 8
1994-02-14 | 17:00 | 257 | 1403 | 112 | 1 | 10 | 246 | 1 | 16 | 67 | 1 | 10 | 115 | 1 | 10 | 177 | 1 | 16 | 83 | 1 | 10 | 123 | 1 | 21 | 8 | A | 7 | 3 | A | 7 | 7.8 | A | 7 | -6.7 | A | 7 | 33 | A | 7 | 838 | A | 7 | 130 | A | 7 | 4.1 | A | 7 | 80000 | B | 7 | 77777 | A | 7 | 0.4 | E | 8 | 0.056 | F | 8 | 0.22 | F | 8 | 0 | 1 | D | 9 | 0 | C | 8
1994-02-14 | 18:00 | 35 | 760 | 9 | 1 | 10 | 15 | 1 | 16 | 8 | 1 | 10 | 10 | 1 | 10 | 6 | 1 | 16 | 10 | 1 | 10 | 16 | 1 | 21 | 7 | A | 7 | 2 | A | 7 | 3.9 | A | 7 | -6.7 | A | 7 | 43 | A | 7 | 839 | A | 7 | 130 | A | 7 | 3.1 | A | 7 | 80000 | B | 7 | 77777 | A | 7 | 0.4 | E | 8 | 0.056 | F | 8 | 0.22 | F | 8 | 0 | 1 | D | 9 | 0 | C | 8
1994-02-14 | 19:00 | 0 | 0 | 0 | 1 | 0 | 0 | 1 | 0 | 0 | 1 | 0 | 0 | 1 | 0 | 0 | 1 | 0 | 0 | 1 | 0 | 0 | 1 | 0 | 6 | A | 7 | 1 | A | 7 | 2.2 | A | 7 | -5.6 | A | 7 | 53 | A | 7 | 840 | A | 7 | 160 | A | 7 | 2.6 | A | 7 | 48000 | B | 7 | 77777 | A | 7 | 0.4 | E | 8 | 0.056 | F | 8 | 0.22 | F | 8 | 0 | 1 | D | 9 | 0 | C | 8
1994-02-14 | 20:00 | 0 | 0 | 0 | 1 | 0 | 0 | 1 | 0 | 0 | 1 | 0 | 0 | 1 | 0 | 0 | 1 | 0 | 0 | 1 | 0 | 0 | 1 | 0 | 2 | A | 7 | 2 | A | 7 | 1.7 | A | 7 | -5.6 | A | 7 | 55 | A | 7 | 840 | A | 7 | 110 | A | 7 | 3.1 | A | 7 | 48000 | B | 7 | 77777 | A | 7 | 0.4 | E | 8 | 0.056 | F | 8 | 0.22 | F | 8 | 0 | 1 | D | 9 | 0 | C | 8
1994-02-14 | 21:00 | 0 | 0 | 0 | 1 | 0 | 0 | 1 | 0 | 0 | 1 | 0 | 0 | 1 | 0 | 0 | 1 | 0 | 0 | 1 | 0 | 0 | 1 | 0 | 1 | A | 7 | 1 | A | 7 | 0.6 | A | 7 | -6.7 | A | 7 | 54 | A | 7 | 840 | A | 7 | 140 | A | 7 | 3.1 | A | 7 | 48000 | B | 7 | 77777 | A | 7 | 0.4 | E | 8 | 0.056 | F | 8 | 0.22 | F | 8 | 0 | 1 | D | 9 | 0 | C | 8
1994-02-14 | 22:00 | 0 | 0 | 0 | 1 | 0 | 0 | 1 | 0 | 0 | 1 | 0 | 0 | 1 | 0 | 0 | 1 | 0 | 0 | 1 | 0 | 0 | 1 | 0 | 0 | A | 7 | 0 | A | 7 | 0.6 | A | 7 | -8.3 | A | 7 | 47 | A | 7 | 840 | A | 7 | 200 | A | 7 | 4.1 | A | 7 | 48000 | B | 7 | 77777 | A | 7 | 0.4 | E | 8 | 0.056 | F | 8 | 0.22 | F | 8 | 0 | 1 | D | 9 | 0 | C | 8
1994-02-14 | 23:00 | 0 | 0 | 0 | 1 | 0 | 0 | 1 | 0 | 0 | 1 | 0 | 0 | 1 | 0 | 0 | 1 | 0 | 0 | 1 | 0 | 0 | 1 | 0 | 0 | A | 7 | 0 | A | 7 | -0.6 | A | 7 | -7.8 | A | 7 | 54 | A | 7 | 840 | A | 7 | 160 | A | 7 | 3.1 | A | 7 | 48000 | B | 7 | 77777 | A | 7 | 0.4 | E | 8 | 0.056 | F | 8 | 0.22 | F | 8 | 0 | 1 | D | 9 | 0 | C | 8
1994-02-14 | 24:00 | 0 | 0 | 0 | 1 | 0 | 0 | 1 | 0 | 0 | 1 | 0 | 0 | 1 | 0 | 0 | 1 | 0 | 0 | 1 | 0 | 0 | 1 | 0 | 0 | A | 7 | 0 | A | 7 | -0.6 | A | 7 | -7.8 | A | 7 | 54 | A | 7 | 841 | A | 7 | 80 | A | 7 | 2.1 | A | 7 | 48000 | B | 7 | 77777 | A | 7 | 0.4 | E | 8 | 0.056 | F | 8 | 0.22 | F | 8 | 0 | 1 | D | 9 | 0 | C | 8
1994-02-15 | 1:00 | 0 | 0 | 0 | 1 | 0 | 0 | 1 | 0 | 0 | 1 | 0 | 0 | 1 | 0 | 0 | 1 | 0 | 0 | 1 | 0 | 0 | 1 | 0 | 0 | A | 7 | 0 | A | 7 | -1.7 | A | 7 | -8.3 | A | 7 | 57 | A | 7 | 841 | A | 7 | 140 | A | 7 | 3.1 | A | 7 | 48000 | B | 7 | 77777 | A | 7 | 0.4 | E | 8 | 0.057 | F | 8 | 0.22 | F | 8 | 0 | 1 | D | 9 | 0 | C | 8
1994-02-15 | 2:00 | 0 | 0 | 0 | 1 | 0 | 0 | 1 | 0 | 0 | 1 | 0 | 0 | 1 | 0 | 0 | 1 | 0 | 0 | 1 | 0 | 0 | 1 | 0 | 0 | A | 7 | 0 | A | 7 | -2.2 | A | 7 | -8.3 | A | 7 | 59 | A | 7 | 842 | A | 7 | 70 | A | 7 | 1.5 | A | 7 | 32000 | B | 7 | 77777 | A | 7 | 0.4 | E | 8 | 0.057 | F | 8 | 0.22 | F | 8 | 0 | 1 | D | 9 | 0 | C | 8
1994-02-15 | 3:00 | 0 | 0 | 0 | 1 | 0 | 0 | 1 | 0 | 0 | 1 | 0 | 0 | 1 | 0 | 0 | 1 | 0 | 0 | 1 | 0 | 0 | 1 | 0 | 0 | A | 7 | 0 | A | 7 | -4.4 | A | 7 | -7.2 | A | 7 | 79 | A | 7 | 842 | A | 7 | 350 | A | 7 | 2.6 | A | 7 | 32000 | B | 7 | 77777 | A | 7 | 0.4 | E | 8 | 0.057 | F | 8 | 0.22 | F | 8 | 0 | 1 | D | 9 | 0 | C | 8
1994-02-15 | 4:00 | 0 | 0 | 0 | 1 | 0 | 0 | 1 | 0 | 0 | 1 | 0 | 0 | 1 | 0 | 0 | 1 | 0 | 0 | 1 | 0 | 0 | 1 | 0 | 0 | A | 7 | 0 | A | 7 | -5 | A | 7 | -6.7 | A | 7 | 86 | A | 7 | 842 | A | 7 | 330 | A | 7 | 1.5 | A | 7 | 32000 | B | 7 | 77777 | A | 7 | 0.4 | E | 8 | 0.057 | F | 8 | 0.22 | F | 8 | 0 | 1 | D | 9 | 0 | C | 8
1994-02-15 | 5:00 | 0 | 0 | 0 | 1 | 0 | 0 | 1 | 0 | 0 | 1 | 0 | 0 | 1 | 0 | 0 | 1 | 0 | 0 | 1 | 0 | 0 | 1 | 0 | 0 | A | 7 | 0 | A | 7 | -5.6 | A | 7 | -7.2 | A | 7 | 87 | A | 7 | 842 | A | 7 | 180 | A | 7 | 1.5 | A | 7 | 32000 | B | 7 | 77777 | A | 7 | 0.4 | E | 8 | 0.057 | F | 8 | 0.22 | F | 8 | 0 | 1 | D | 9 | 0 | C | 8
1994-02-15 | 6:00 | 0 | 0 | 0 | 1 | 0 | 0 | 1 | 0 | 0 | 1 | 0 | 0 | 1 | 0 | 0 | 1 | 0 | 0 | 1 | 0 | 0 | 1 | 0 | 0 | A | 7 | 0 | A | 7 | -4.4 | A | 7 | -7.8 | A | 7 | 75 | A | 7 | 842 | A | 7 | 180 | A | 7 | 3.1 | A | 7 | 48000 | B | 7 | 77777 | A | 7 | 0.4 | E | 8 | 0.057 | F | 8 | 0.22 | F | 8 | 0 | 1 | D | 9 | 0 | C | 8
1994-02-15 | 7:00 | 2 | 175 | 0 | 1 | 10 | 6 | 1 | 16 | 0 | 1 | 10 | 0 | 1 | 10 | 0 | 1 | 16 | 0 | 1 | 10 | 0 | 1 | 21 | 0 | A | 7 | 0 | A | 7 | -5 | A | 7 | -8.3 | A | 7 | 75 | A | 7 | 842 | A | 7 | 150 | A | 7 | 2.1 | A | 7 | 112000 | B | 7 | 77777 | A | 7 | 0.4 | E | 8 | 0.057 | F | 8 | 0.22 | F | 8 | 0 | 1 | D | 9 | 0 | C | 8
1994-02-15 | 8:00 | 154 | 1402 | 68 | 1 | 10 | 344 | 1 | 16 | 30 | 1 | 10 | 69 | 1 | 10 | 201 | 1 | 16 | 47 | 1 | 10 | 53 | 1 | 21 | 0 | A | 7 | 0 | A | 7 | -1.7 | A | 7 | -8.9 | A | 7 | 54 | A | 7 | 842 | A | 7 | 170 | A | 7 | 3.1 | A | 7 | 112000 | B | 7 | 77777 | A | 7 | 0.4 | E | 8 | 0.057 | F | 8 | 0.22 | F | 8 | 0 | 1 | D | 9 | 0 | C | 8
1994-02-15 | 9:00 | 396 | 1402 | 247 | 1 | 10 | 686 | 1 | 16 | 54 | 1 | 10 | 255 | 1 | 10 | 602 | 1 | 16 | 84 | 1 | 10 | 104 | 1 | 21 | 0 | A | 7 | 0 | A | 7 | 1.7 | A | 7 | -10.6 | A | 7 | 36 | A | 7 | 842 | A | 7 | 210 | A | 7 | 4.6 | A | 7 | 112000 | B | 7 | 77777 | A | 7 | 0.4 | E | 8 | 0.057 | F | 8 | 0.22 | F | 8 | 0 | 1 | D | 9 | 0 | C | 8
1994-02-15 | 10:00 | 599 | 1402 | 425 | 1 | 10 | 826 | 1 | 16 | 72 | 1 | 10 | 446 | 1 | 10 | 794 | 1 | 16 | 106 | 1 | 10 | 151 | 1 | 21 | 0 | A | 7 | 0 | A | 7 | 5.6 | A | 7 | -11.7 | A | 7 | 25 | A | 7 | 841 | A | 7 | 200 | A | 7 | 5.2 | A | 7 | 112000 | B | 7 | 77777 | A | 7 | 0.4 | E | 8 | 0.057 | F | 8 | 0.22 | F | 8 | 0 | 1 | D | 9 | 0 | C | 8
1994-02-15 | 11:00 | 749 | 1402 | 562 | 1 | 10 | 892 | 1 | 16 | 85 | 1 | 10 | 596 | 1 | 10 | 884 | 1 | 16 | 122 | 1 | 10 | 192 | 1 | 21 | 0 | A | 7 | 0 | A | 7 | 8.9 | A | 7 | -10 | A | 7 | 23 | A | 7 | 841 | A | 7 | 160 | A | 7 | 2.6 | A | 7 | 112000 | B | 7 | 77777 | A | 7 | 0.4 | E | 8 | 0.057 | F | 8 | 0.22 | F | 8 | 0 | 1 | D | 9 | 0 | C | 8
1994-02-15 | 12:00 | 835 | 1402 | 641 | 1 | 10 | 922 | 1 | 16 | 92 | 1 | 10 | 668 | 1 | 10 | 910 | 1 | 16 | 124 | 1 | 10 | 191 | 1 | 21 | 0 | A | 7 | 0 | A | 7 | 10.6 | A | 7 | -8.3 | A | 7 | 24 | A | 7 | 840 | A | 7 | 170 | A | 7 | 3.1 | A | 7 | 112000 | B | 7 | 77777 | A | 7 | 0.4 | E | 8 | 0.057 | F | 8 | 0.22 | F | 8 | 0 | 1 | D | 9 | 0 | C | 8
1994-02-15 | 13:00 | 850 | 1402 | 655 | 1 | 10 | 926 | 1 | 16 | 93 | 1 | 10 | 682 | 1 | 10 | 915 | 1 | 16 | 125 | 1 | 10 | 196 | 1 | 21 | 0 | A | 7 | 0 | A | 7 | 11.7 | A | 7 | -7.8 | A | 7 | 23 | A | 7 | 840 | A | 7 | 180 | A | 7 | 5.7 | A | 7 | 96000 | B | 7 | 77777 | A | 7 | 0.4 | E | 8 | 0.057 | F | 8 | 0.22 | F | 8 | 0 | 1 | D | 9 | 0 | C | 8
1994-02-15 | 14:00 | 794 | 1402 | 604 | 1 | 10 | 908 | 1 | 16 | 89 | 1 | 10 | 629 | 1 | 10 | 893 | 1 | 16 | 121 | 1 | 10 | 180 | 1 | 21 | 0 | A | 7 | 0 | A | 7 | 12.8 | A | 7 | -11.1 | A | 7 | 16 | A | 7 | 839 | A | 7 | 260 | A | 7 | 1.5 | A | 7 | 96000 | B | 7 | 77777 | A | 7 | 0.4 | E | 8 | 0.057 | F | 8 | 0.22 | F | 8 | 0 | 1 | D | 9 | 0 | C | 8
1994-02-15 | 15:00 | 671 | 1402 | 490 | 1 | 10 | 860 | 1 | 16 | 78 | 1 | 10 | 517 | 1 | 10 | 841 | 1 | 16 | 113 | 1 | 10 | 169 | 1 | 21 | 0 | A | 7 | 0 | A | 7 | 13.9 | A | 7 | -10 | A | 7 | 16 | A | 7 | 839 | A | 7 | 150 | A | 7 | 1 | A | 7 | 96000 | B | 7 | 77777 | A | 7 | 0.4 | E | 8 | 0.057 | F | 8 | 0.22 | F | 8 | 0 | 1 | D | 9 | 0 | C | 8
1994-02-15 | 16:00 | 490 | 1402 | 327 | 1 | 10 | 759 | 1 | 16 | 62 | 1 | 10 | 340 | 1 | 10 | 702 | 1 | 16 | 94 | 1 | 10 | 125 | 1 | 21 | 0 | A | 7 | 0 | A | 7 | 13.9 | A | 7 | -5 | A | 7 | 25 | A | 7 | 839 | A | 7 | 160 | A | 7 | 3.1 | A | 7 | 96000 | B | 7 | 77777 | A | 7 | 0.4 | E | 8 | 0.057 | F | 8 | 0.22 | F | 8 | 0 | 1 | D | 9 | 0 | C | 8
1994-02-15 | 17:00 | 262 | 1402 | 141 | 1 | 10 | 532 | 1 | 16 | 42 | 1 | 10 | 147 | 1 | 10 | 399 | 1 | 16 | 72 | 1 | 10 | 77 | 1 | 21 | 0 | A | 7 | 0 | A | 7 | 11.1 | A | 7 | -6.7 | A | 7 | 26 | A | 7 | 839 | A | 7 | 150 | A | 7 | 2.6 | A | 7 | 96000 | B | 7 | 77777 | A | 7 | 0.4 | E | 8 | 0.057 | F | 8 | 0.22 | F | 8 | 0 | 1 | D | 9 | 0 | C | 8
1994-02-15 | 18:00 | 37 | 783 | 11 | 1 | 10 | 81 | 1 | 16 | 7 | 1 | 10 | 12 | 1 | 10 | 36 | 1 | 16 | 10 | 1 | 10 | 14 | 1 | 21 | 0 | A | 7 | 0 | A | 7 | 7.8 | A | 7 | -6.1 | A | 7 | 35 | A | 7 | 839 | A | 7 | 160 | A | 7 | 3.1 | A | 7 | 96000 | B | 7 | 77777 | A | 7 | 0.4 | E | 8 | 0.057 | F | 8 | 0.22 | F | 8 | 0 | 1 | D | 9 | 0 | C | 8
1994-02-15 | 19:00 | 0 | 0 | 0 | 1 | 0 | 0 | 1 | 0 | 0 | 1 | 0 | 0 | 1 | 0 | 0 | 1 | 0 | 0 | 1 | 0 | 0 | 1 | 0 | 0 | A | 7 | 0 | A | 7 | 6.1 | A | 7 | -6.1 | A | 7 | 39 | A | 7 | 840 | A | 7 | 140 | A | 7 | 4.1 | A | 7 | 40000 | B | 7 | 77777 | A | 7 | 0.4 | E | 8 | 0.057 | F | 8 | 0.22 | F | 8 | 0 | 1 | D | 9 | 0 | C | 8
1994-02-15 | 20:00 | 0 | 0 | 0 | 1 | 0 | 0 | 1 | 0 | 0 | 1 | 0 | 0 | 1 | 0 | 0 | 1 | 0 | 0 | 1 | 0 | 0 | 1 | 0 | 0 | A | 7 | 0 | A | 7 | 4.4 | A | 7 | -7.2 | A | 7 | 40 | A | 7 | 839 | A | 7 | 190 | A | 7 | 3.6 | A | 7 | 40000 | B | 7 | 77777 | A | 7 | 0.4 | E | 8 | 0.057 | F | 8 | 0.22 | F | 8 | 0 | 1 | D | 9 | 0 | C | 8
1994-02-15 | 21:00 | 0 | 0 | 0 | 1 | 0 | 0 | 1 | 0 | 0 | 1 | 0 | 0 | 1 | 0 | 0 | 1 | 0 | 0 | 1 | 0 | 0 | 1 | 0 | 0 | A | 7 | 0 | A | 7 | 2.2 | A | 7 | -6.1 | A | 7 | 51 | A | 7 | 840 | A | 7 | 160 | A | 7 | 2.6 | A | 7 | 32000 | B | 7 | 77777 | A | 7 | 0.4 | E | 8 | 0.057 | F | 8 | 0.22 | F | 8 | 0 | 1 | D | 9 | 0 | C | 8
1994-02-15 | 22:00 | 0 | 0 | 0 | 1 | 0 | 0 | 1 | 0 | 0 | 1 | 0 | 0 | 1 | 0 | 0 | 1 | 0 | 0 | 1 | 0 | 0 | 1 | 0 | 3 | A | 7 | 3 | A | 7 | 2.2 | A | 7 | -6.1 | A | 7 | 51 | A | 7 | 840 | A | 7 | 130 | A | 7 | 3.6 | A | 7 | 40000 | B | 7 | 77777 | A | 7 | 0.4 | E | 8 | 0.057 | F | 8 | 0.22 | F | 8 | 0 | 1 | D | 9 | 0 | C | 8
1994-02-15 | 23:00 | 0 | 0 | 0 | 1 | 0 | 0 | 1 | 0 | 0 | 1 | 0 | 0 | 1 | 0 | 0 | 1 | 0 | 0 | 1 | 0 | 0 | 1 | 0 | 5 | A | 7 | 2 | A | 7 | 1.7 | A | 7 | -6.1 | A | 7 | 53 | A | 7 | 839 | A | 7 | 140 | A | 7 | 4.1 | A | 7 | 32000 | B | 7 | 77777 | A | 7 | 0.4 | E | 8 | 0.057 | F | 8 | 0.22 | F | 8 | 0 | 1 | D | 9 | 0 | C | 8
1994-02-15 | 24:00 | 0 | 0 | 0 | 1 | 0 | 0 | 1 | 0 | 0 | 1 | 0 | 0 | 1 | 0 | 0 | 1 | 0 | 0 | 1 | 0 | 0 | 1 | 0 | 6 | A | 7 | 4 | A | 7 | 2.2 | A | 7 | -7.8 | A | 7 | 44 | A | 7 | 839 | A | 7 | 170 | A | 7 | 1.5 | A | 7 | 40000 | B | 7 | 7620 | A | 7 | 0.4 | E | 8 | 0.057 | F | 8 | 0.22 | F | 8 | 0 | 1 | D | 9 | 0 | C | 8
1994-02-16 | 1:00 | 0 | 0 | 0 | 1 | 0 | 0 | 1 | 0 | 0 | 1 | 0 | 0 | 1 | 0 | 0 | 1 | 0 | 0 | 1 | 0 | 0 | 1 | 0 | 6 | A | 7 | 5 | A | 7 | 0.6 | A | 7 | -6.1 | A | 7 | 57 | A | 7 | 839 | A | 7 | 220 | A | 7 | 2.6 | A | 7 | 40000 | B | 7 | 7620 | A | 7 | 0.4 | E | 8 | 0.057 | F | 8 | 0.22 | F | 8 | 0 | 1 | D | 9 | 0 | C | 8
1994-02-16 | 2:00 | 0 | 0 | 0 | 1 | 0 | 0 | 1 | 0 | 0 | 1 | 0 | 0 | 1 | 0 | 0 | 1 | 0 | 0 | 1 | 0 | 0 | 1 | 0 | 5 | A | 7 | 4 | A | 7 | 2.8 | A | 7 | -8.9 | A | 7 | 38 | A | 7 | 839 | A | 7 | 180 | A | 7 | 4.1 | A | 7 | 40000 | B | 7 | 77777 | A | 7 | 0.5 | E | 8 | 0.057 | F | 8 | 0.22 | F | 8 | 0 | 1 | D | 9 | 0 | C | 8
1994-02-16 | 3:00 | 0 | 0 | 0 | 1 | 0 | 0 | 1 | 0 | 0 | 1 | 0 | 0 | 1 | 0 | 0 | 1 | 0 | 0 | 1 | 0 | 0 | 1 | 0 | 8 | A | 7 | 6 | A | 7 | 6.1 | A | 7 | -12.2 | A | 7 | 23 | A | 7 | 839 | A | 7 | 180 | A | 7 | 7.2 | A | 7 | 40000 | B | 7 | 4572 | A | 7 | 0.5 | E | 8 | 0.057 | F | 8 | 0.22 | F | 8 | 0 | 1 | D | 9 | 0 | C | 8
1994-02-16 | 4:00 | 0 | 0 | 0 | 1 | 0 | 0 | 1 | 0 | 0 | 1 | 0 | 0 | 1 | 0 | 0 | 1 | 0 | 0 | 1 | 0 | 0 | 1 | 0 | 7 | A | 7 | 6 | A | 7 | 5.6 | A | 7 | -12.8 | A | 7 | 22 | A | 7 | 839 | A | 7 | 180 | A | 7 | 5.2 | A | 7 | 40000 | B | 7 | 7620 | A | 7 | 0.5 | E | 8 | 0.057 | F | 8 | 0.22 | F | 8 | 0 | 1 | D | 9 | 0 | C | 8
1994-02-16 | 5:00 | 0 | 0 | 0 | 1 | 0 | 0 | 1 | 0 | 0 | 1 | 0 | 0 | 1 | 0 | 0 | 1 | 0 | 0 | 1 | 0 | 0 | 1 | 0 | 8 | A | 7 | 6 | A | 7 | 5 | A | 7 | -12.2 | A | 7 | 24 | A | 7 | 839 | A | 7 | 110 | A | 7 | 3.6 | A | 7 | 40000 | B | 7 | 7620 | A | 7 | 0.5 | E | 8 | 0.057 | F | 8 | 0.22 | F | 8 | 0 | 1 | D | 9 | 0 | C | 8
1994-02-16 | 6:00 | 0 | 0 | 0 | 1 | 0 | 0 | 1 | 0 | 0 | 1 | 0 | 0 | 1 | 0 | 0 | 1 | 0 | 0 | 1 | 0 | 0 | 1 | 0 | 7 | A | 7 | 6 | A | 7 | 6.1 | A | 7 | -13.9 | A | 7 | 19 | A | 7 | 839 | A | 7 | 170 | A | 7 | 4.6 | A | 7 | 40000 | B | 7 | 7620 | A | 7 | 0.5 | E | 8 | 0.057 | F | 8 | 0.22 | F | 8 | 0 | 1 | D | 9 | 0 | C | 8
1994-02-16 | 7:00 | 2 | 199 | 0 | 1 | 10 | 0 | 1 | 16 | 0 | 1 | 10 | 0 | 1 | 10 | 0 | 1 | 16 | 0 | 1 | 10 | 0 | 1 | 21 | 8 | A | 7 | 5 | A | 7 | 5 | A | 7 | -12.8 | A | 7 | 23 | A | 7 | 839 | A | 7 | 190 | A | 7 | 7.2 | A | 7 | 40000 | B | 7 | 7620 | A | 7 | 0.5 | E | 8 | 0.057 | F | 8 | 0.22 | F | 8 | 0 | 1 | D | 9 | 0 | C | 8
1994-02-16 | 8:00 | 160 | 1401 | 47 | 1 | 10 | 31 | 1 | 16 | 43 | 1 | 10 | 51 | 1 | 10 | 21 | 1 | 16 | 48 | 1 | 10 | 101 | 1 | 21 | 10 | A | 7 | 6 | A | 7 | 6.7 | A | 7 | -14.4 | A | 7 | 18 | A | 7 | 839 | A | 7 | 190 | A | 7 | 8.2 | A | 7 | 96000 | B | 7 | 7620 | A | 7 | 0.5 | E | 8 | 0.057 | F | 8 | 0.22 | F | 8 | 0 | 1 | D | 9 | 0 | C | 8
1994-02-16 | 9:00 | 402 | 1401 | 134 | 1 | 10 | 61 | 1 | 16 | 116 | 1 | 10 | 146 | 1 | 10 | 55 | 1 | 16 | 130 | 1 | 10 | 300 | 1 | 21 | 10 | A | 7 | 9 | A | 7 | 7.2 | A | 7 | -13.3 | A | 7 | 19 | A | 7 | 840 | A | 7 | 190 | A | 7 | 5.7 | A | 7 | 112000 | B | 7 | 4877 | A | 7 | 0.5 | E | 8 | 0.057 | F | 8 | 0.22 | F | 8 | 0 | 1 | D | 9 | 0 | C | 8
1994-02-16 | 10:00 | 606 | 1401 | 179 | 1 | 10 | 4 | 1 | 16 | 177 | 1 | 10 | 201 | 1 | 10 | 3 | 1 | 16 | 200 | 1 | 10 | 670 | 1 | 21 | 9 | A | 7 | 9 | A | 7 | 10 | A | 7 | -11.7 | A | 7 | 18 | A | 7 | 840 | A | 7 | 200 | A | 7 | 5.7 | A | 7 | 112000 | B | 7 | 4877 | A | 7 | 0.5 | E | 8 | 0.057 | F | 8 | 0.22 | F | 8 | 0 | 1 | D | 9 | 0 | C | 8
1994-02-16 | 11:00 | 755 | 1401 | 339 | 1 | 10 | 292 | 1 | 16 | 182 | 1 | 10 | 370 | 1 | 10 | 307 | 1 | 16 | 204 | 1 | 10 | 411 | 1 | 21 | 8 | A | 7 | 6 | A | 7 | 11.1 | A | 7 | -11.1 | A | 7 | 18 | A | 7 | 840 | A | 7 | 220 | A | 7 | 7.7 | A | 7 | 112000 | B | 7 | 6706 | A | 7 | 0.5 | E | 8 | 0.057 | F | 8 | 0.22 | F | 8 | 0 | 1 | D | 9 | 0 | C | 8
1994-02-16 | 12:00 | 841 | 1401 | 575 | 1 | 10 | 697 | 1 | 16 | 157 | 1 | 10 | 603 | 1 | 10 | 697 | 1 | 16 | 183 | 1 | 10 | 368 | 1 | 21 | 7 | A | 7 | 2 | A | 7 | 14.4 | A | 7 | -11.1 | A | 7 | 14 | A | 7 | 839 | A | 7 | 220 | A | 7 | 5.7 | A | 7 | 112000 | B | 7 | 77777 | A | 7 | 0.5 | E | 8 | 0.057 | F | 8 | 0.22 | F | 8 | 0 | 1 | D | 9 | 0 | C | 8
1994-02-16 | 13:00 | 856 | 1401 | 487 | 1 | 10 | 423 | 1 | 16 | 228 | 1 | 10 | 514 | 1 | 10 | 434 | 1 | 16 | 248 | 1 | 10 | 553 | 1 | 21 | 9 | A | 7 | 4 | A | 7 | 16.7 | A | 7 | -12.2 | A | 7 | 11 | A | 7 | 839 | A | 7 | 210 | A | 7 | 4.6 | A | 7 | 112000 | B | 7 | 77777 | A | 7 | 0.5 | E | 8 | 0.057 | F | 8 | 0.22 | F | 8 | 0 | 1 | D | 9 | 0 | C | 8
1994-02-16 | 14:00 | 801 | 1401 | 450 | 1 | 10 | 279 | 1 | 16 | 290 | 1 | 10 | 476 | 1 | 10 | 294 | 1 | 16 | 307 | 1 | 10 | 731 | 1 | 21 | 10 | A | 7 | 6 | A | 7 | 17.2 | A | 7 | -13.9 | A | 7 | 9 | A | 7 | 838 | A | 7 | 210 | A | 7 | 3.6 | A | 7 | 112000 | B | 7 | 7620 | A | 7 | 0.5 | E | 8 | 0.057 | F | 8 | 0.22 | F | 8 | 0 | 1 | D | 9 | 0 | C | 8
1994-02-16 | 15:00 | 677 | 1401 | 414 | 1 | 10 | 555 | 1 | 16 | 145 | 1 | 10 | 443 | 1 | 10 | 554 | 1 | 16 | 174 | 1 | 10 | 298 | 1 | 21 | 10 | A | 7 | 5 | A | 7 | 18.3 | A | 7 | -15.6 | A | 7 | 7 | A | 7 | 838 | A | 7 | 340 | A | 7 | 1.5 | A | 7 | 112000 | B | 7 | 77777 | A | 7 | 0.5 | E | 8 | 0.057 | F | 8 | 0.22 | F | 8 | 0 | 1 | D | 9 | 0 | C | 8
1994-02-16 | 16:00 | 495 | 1401 | 206 | 1 | 10 | 187 | 1 | 16 | 140 | 1 | 10 | 225 | 1 | 10 | 179 | 1 | 16 | 161 | 1 | 10 | 321 | 1 | 21 | 10 | A | 7 | 7 | A | 7 | 15 | A | 7 | -4.4 | A | 7 | 25 | A | 7 | 838 | A | 7 | 70 | A | 7 | 4.6 | A | 7 | 112000 | B | 7 | 7620 | A | 7 | 0.5 | E | 8 | 0.057 | F | 8 | 0.22 | F | 8 | 0 | 1 | D | 9 | 0 | C | 8
1994-02-16 | 17:00 | 268 | 1401 | 116 | 1 | 10 | 154 | 1 | 16 | 86 | 1 | 10 | 124 | 1 | 10 | 117 | 1 | 16 | 102 | 1 | 10 | 185 | 1 | 21 | 10 | A | 7 | 6 | A | 7 | 11.1 | A | 7 | -3.9 | A | 7 | 33 | A | 7 | 839 | A | 7 | 110 | A | 7 | 4.6 | A | 7 | 96000 | B | 7 | 4877 | A | 7 | 0.5 | E | 8 | 0.057 | F | 8 | 0.22 | F | 8 | 0 | 1 | D | 9 | 0 | C | 8
1994-02-16 | 18:00 | 40 | 806 | 8 | 1 | 10 | 3 | 1 | 16 | 8 | 1 | 10 | 9 | 1 | 10 | 2 | 1 | 16 | 9 | 1 | 10 | 21 | 1 | 21 | 10 | A | 7 | 7 | A | 7 | 8.9 | A | 7 | -3.9 | A | 7 | 39 | A | 7 | 839 | A | 7 | 110 | A | 7 | 3.6 | A | 7 | 80000 | B | 7 | 4877 | A | 7 | 0.5 | E | 8 | 0.057 | F | 8 | 0.22 | F | 8 | 0 | 1 | D | 9 | 0 | C | 8
1994-02-16 | 19:00 | 0 | 0 | 0 | 1 | 0 | 0 | 1 | 0 | 0 | 1 | 0 | 0 | 1 | 0 | 0 | 1 | 0 | 0 | 1 | 0 | 0 | 1 | 0 | 6 | A | 7 | 6 | A | 7 | 5.6 | A | 7 | -2.8 | A | 7 | 53 | A | 7 | 840 | A | 7 | 130 | A | 7 | 3.1 | A | 7 | 40000 | B | 7 | 7925 | A | 7 | 0.5 | E | 8 | 0.057 | F | 8 | 0.22 | F | 8 | 0 | 1 | D | 9 | 0 | C | 8
1994-02-16 | 20:00 | 0 | 0 | 0 | 1 | 0 | 0 | 1 | 0 | 0 | 1 | 0 | 0 | 1 | 0 | 0 | 1 | 0 | 0 | 1 | 0 | 0 | 1 | 0 | 7 | A | 7 | 5 | A | 7 | 4.4 | A | 7 | -3.9 | A | 7 | 53 | A | 7 | 839 | A | 7 | 140 | A | 7 | 3.1 | A | 7 | 32000 | B | 7 | 7925 | A | 7 | 0.5 | E | 8 | 0.057 | F | 8 | 0.22 | F | 8 | 0 | 1 | D | 9 | 0 | C | 8
1994-02-16 | 21:00 | 0 | 0 | 0 | 1 | 0 | 0 | 1 | 0 | 0 | 1 | 0 | 0 | 1 | 0 | 0 | 1 | 0 | 0 | 1 | 0 | 0 | 1 | 0 | 9 | A | 7 | 6 | A | 7 | 4.4 | A | 7 | -3.9 | A | 7 | 53 | A | 7 | 839 | A | 7 | 160 | A | 7 | 2.1 | A | 7 | 32000 | B | 7 | 4877 | A | 7 | 0.5 | E | 8 | 0.057 | F | 8 | 0.22 | F | 8 | 0 | 1 | D | 9 | 0 | C | 8
1994-02-16 | 22:00 | 0 | 0 | 0 | 1 | 0 | 0 | 1 | 0 | 0 | 1 | 0 | 0 | 1 | 0 | 0 | 1 | 0 | 0 | 1 | 0 | 0 | 1 | 0 | 10 | A | 7 | 7 | A | 7 | 4.4 | A | 7 | -3.3 | A | 7 | 55 | A | 7 | 839 | A | 7 | 180 | A | 7 | 2.1 | A | 7 | 32000 | B | 7 | 4877 | A | 7 | 0.5 | E | 8 | 0.057 | F | 8 | 0.22 | F | 8 | 0 | 1 | D | 9 | 0 | C | 8
1994-02-16 | 23:00 | 0 | 0 | 0 | 1 | 0 | 0 | 1 | 0 | 0 | 1 | 0 | 0 | 1 | 0 | 0 | 1 | 0 | 0 | 1 | 0 | 0 | 1 | 0 | 10 | A | 7 | 8 | A | 7 | 3.9 | A | 7 | -3.9 | A | 7 | 55 | A | 7 | 838 | A | 7 | 200 | A | 7 | 2.6 | A | 7 | 32000 | B | 7 | 7925 | A | 7 | 0.5 | E | 8 | 0.057 | F | 8 | 0.22 | F | 8 | 0 | 1 | D | 9 | 0 | C | 8
1994-02-16 | 24:00 | 0 | 0 | 0 | 1 | 0 | 0 | 1 | 0 | 0 | 1 | 0 | 0 | 1 | 0 | 0 | 1 | 0 | 0 | 1 | 0 | 0 | 1 | 0 | 10 | A | 7 | 5 | A | 7 | 2.2 | A | 7 | -3.3 | A | 7 | 65 | A | 7 | 838 | A | 7 | 90 | A | 7 | 1.5 | A | 7 | 32000 | B | 7 | 77777 | A | 7 | 0.5 | E | 8 | 0.057 | F | 8 | 0.22 | F | 8 | 0 | 1 | D | 9 | 0 | C | 8
1994-02-17 | 1:00 | 0 | 0 | 0 | 1 | 0 | 0 | 1 | 0 | 0 | 1 | 0 | 0 | 1 | 0 | 0 | 1 | 0 | 0 | 1 | 0 | 0 | 1 | 0 | 10 | A | 7 | 2 | A | 7 | 4.4 | A | 7 | -6.7 | A | 7 | 41 | A | 7 | 837 | A | 7 | 160 | A | 7 | 3.6 | A | 7 | 32000 | B | 7 | 77777 | A | 7 | 0.5 | E | 8 | 0.058 | F | 8 | 0.22 | F | 8 | 0 | 1 | D | 9 | 0 | C | 8
1994-02-17 | 2:00 | 0 | 0 | 0 | 1 | 0 | 0 | 1 | 0 | 0 | 1 | 0 | 0 | 1 | 0 | 0 | 1 | 0 | 0 | 1 | 0 | 0 | 1 | 0 | 5 | A | 7 | 3 | A | 7 | 1.7 | A | 7 | -5 | A | 7 | 58 | A | 7 | 837 | A | 7 | 350 | A | 7 | 2.6 | A | 7 | 32000 | B | 7 | 77777 | A | 7 | 0.6 | E | 8 | 0.058 | F | 8 | 0.22 | F | 8 | 0 | 1 | D | 9 | 0 | C | 8
1994-02-17 | 3:00 | 0 | 0 | 0 | 1 | 0 | 0 | 1 | 0 | 0 | 1 | 0 | 0 | 1 | 0 | 0 | 1 | 0 | 0 | 1 | 0 | 0 | 1 | 0 | 5 | A | 7 | 2 | A | 7 | -0.6 | A | 7 | -3.9 | A | 7 | 76 | A | 7 | 836 | A | 7 | 0 | A | 7 | 0 | A | 7 | 32000 | B | 7 | 77777 | A | 7 | 0.6 | E | 8 | 0.058 | F | 8 | 0.22 | F | 8 | 0 | 1 | D | 9 | 0 | C | 8
1994-02-17 | 4:00 | 0 | 0 | 0 | 1 | 0 | 0 | 1 | 0 | 0 | 1 | 0 | 0 | 1 | 0 | 0 | 1 | 0 | 0 | 1 | 0 | 0 | 1 | 0 | 5 | A | 7 | 5 | A | 7 | 0.6 | A | 7 | -3.9 | A | 7 | 69 | A | 7 | 836 | A | 7 | 320 | A | 7 | 2.6 | A | 7 | 32000 | B | 7 | 77777 | A | 7 | 0.6 | E | 8 | 0.058 | F | 8 | 0.22 | F | 8 | 0 | 1 | D | 9 | 0 | C | 8
1994-02-17 | 5:00 | 0 | 0 | 0 | 1 | 0 | 0 | 1 | 0 | 0 | 1 | 0 | 0 | 1 | 0 | 0 | 1 | 0 | 0 | 1 | 0 | 0 | 1 | 0 | 7 | A | 7 | 7 | A | 7 | 0.6 | A | 7 | -3.3 | A | 7 | 73 | A | 7 | 836 | A | 7 | 160 | A | 7 | 2.1 | A | 7 | 32000 | B | 7 | 3962 | A | 7 | 0.6 | E | 8 | 0.058 | F | 8 | 0.22 | F | 8 | 0 | 1 | D | 9 | 0 | C | 8
1994-02-17 | 6:00 | 0 | 0 | 0 | 1 | 0 | 0 | 1 | 0 | 0 | 1 | 0 | 0 | 1 | 0 | 0 | 1 | 0 | 0 | 1 | 0 | 0 | 1 | 0 | 6 | A | 7 | 6 | A | 7 | 2.2 | A | 7 | -5.6 | A | 7 | 53 | A | 7 | 835 | A | 7 | 0 | A | 7 | 0 | A | 7 | 32000 | B | 7 | 3962 | A | 7 | 0.6 | E | 8 | 0.058 | F | 8 | 0.22 | F | 8 | 0 | 1 | D | 9 | 0 | C | 8
1994-02-17 | 7:00 | 3 | 222 | 0 | 1 | 10 | 0 | 1 | 16 | 0 | 1 | 10 | 0 | 1 | 10 | 0 | 1 | 16 | 0 | 1 | 10 | 0 | 1 | 21 | 10 | A | 7 | 5 | A | 7 | 1.1 | A | 7 | -3.9 | A | 7 | 67 | A | 7 | 835 | A | 7 | 140 | A | 7 | 1.5 | A | 7 | 96000 | B | 7 | 4572 | A | 7 | 0.6 | E | 8 | 0.058 | F | 8 | 0.22 | F | 8 | 0 | 1 | D | 9 | 0 | C | 8
1994-02-17 | 8:00 | 166 | 1401 | 45 | 1 | 10 | 50 | 1 | 16 | 39 | 1 | 10 | 49 | 1 | 10 | 30 | 1 | 16 | 46 | 1 | 10 | 82 | 1 | 21 | 9 | A | 7 | 5 | A | 7 | 3.3 | A | 7 | -4.4 | A | 7 | 55 | A | 7 | 834 | A | 7 | 170 | A | 7 | 2.1 | A | 7 | 96000 | B | 7 | 4877 | A | 7 | 0.6 | E | 8 | 0.058 | F | 8 | 0.22 | F | 8 | 0 | 1 | D | 9 | 0 | C | 8
1994-02-17 | 9:00 | 408 | 1401 | 198 | 1 | 10 | 60 | 1 | 16 | 180 | 1 | 10 | 215 | 1 | 10 | 55 | 1 | 16 | 199 | 1 | 10 | 409 | 1 | 21 | 10 | A | 7 | 9 | A | 7 | 9.4 | A | 7 | -8.9 | A | 7 | 24 | A | 7 | 834 | A | 7 | 180 | A | 7 | 5.2 | A | 7 | 112000 | B | 7 | 7315 | A | 7 | 0.6 | E | 8 | 0.058 | F | 8 | 0.22 | F | 8 | 0 | 1 | D | 9 | 0 | C | 8
1994-02-17 | 10:00 | 612 | 1401 | 146 | 1 | 10 | 0 | 1 | 16 | 146 | 1 | 10 | 167 | 1 | 10 | 0 | 1 | 16 | 167 | 1 | 10 | 591 | 1 | 21 | 10 | A | 7 | 10 | A | 7 | 10 | A | 7 | -9.4 | A | 7 | 22 | A | 7 | 833 | A | 7 | 190 | A | 7 | 4.1 | A | 7 | 112000 | B | 7 | 3962 | A | 7 | 0.6 | E | 8 | 0.058 | F | 8 | 0.22 | F | 8 | 0 | 1 | D | 9 | 0 | C | 8
1994-02-17 | 11:00 | 762 | 1401 | 195 | 1 | 10 | 0 | 1 | 16 | 195 | 1 | 10 | 225 | 1 | 10 | 0 | 1 | 16 | 225 | 1 | 10 | 820 | 1 | 21 | 10 | A | 7 | 10 | A | 7 | 11.1 | A | 7 | -8.9 | A | 7 | 22 | A | 7 | 832 | A | 7 | 190 | A | 7 | 5.7 | A | 7 | 112000 | B | 7 | 3962 | A | 7 | 0.6 | E | 8 | 0.058 | F | 8 | 0.22 | F | 8 | 0 | 1 | D | 9 | 0 | C | 8
1994-02-17 | 12:00 | 847 | 1401 | 151 | 1 | 10 | 75 | 1 | 16 | 105 | 1 | 10 | 174 | 1 | 10 | 80 | 1 | 16 | 126 | 1 | 10 | 285 | 1 | 21 | 9 | A | 7 | 9 | A | 7 | 13.3 | A | 7 | -6.7 | A | 7 | 23 | A | 7 | 831 | A | 7 | 180 | A | 7 | 6.2 | A | 7 | 112000 | B | 7 | 3962 | A | 7 | 0.6 | E | 8 | 0.058 | F | 8 | 0.22 | F | 8 | 0 | 1 | D | 9 | 0 | C | 8
1994-02-17 | 13:00 | 863 | 1401 | 465 | 1 | 10 | 57 | 1 | 16 | 430 | 1 | 10 | 509 | 1 | 10 | 59 | 1 | 16 | 473 | 1 | 10 | 1237 | 1 | 21 | 9 | A | 7 | 7 | A | 7 | 15 | A | 7 | -6.7 | A | 7 | 20 | A | 7 | 829 | A | 7 | 170 | A | 7 | 4.1 | A | 7 | 112000 | B | 7 | 6706 | A | 7 | 0.6 | E | 8 | 0.058 | F | 8 | 0.22 | F | 8 | 0 | 1 | D | 9 | 0 | C | 8
1994-02-17 | 14:00 | 807 | 1401 | 365 | 1 | 10 | 72 | 1 | 16 | 324 | 1 | 10 | 401 | 1 | 10 | 74 | 1 | 16 | 358 | 1 | 10 | 964 | 1 | 21 | 9 | A | 7 | 8 | A | 7 | 16.1 | A | 7 | -6.1 | A | 7 | 20 | A | 7 | 827 | A | 7 | 190 | A | 7 | 6.2 | A | 7 | 112000 | B | 7 | 6706 | A | 7 | 0.7 | E | 8 | 0.058 | F | 8 | 0.22 | F | 8 | 0 | 1 | D | 9 | 0 | C | 8
1994-02-17 | 15:00 | 684 | 1401 | 319 | 1 | 10 | 284 | 1 | 16 | 180 | 1 | 10 | 344 | 1 | 10 | 293 | 1 | 16 | 200 | 1 | 10 | 395 | 1 | 21 | 7 | A | 7 | 7 | A | 7 | 16.7 | A | 7 | -4.4 | A | 7 | 22 | A | 7 | 826 | A | 7 | 170 | A | 7 | 7.2 | A | 7 | 112000 | B | 7 | 6706 | A | 7 | 0.7 | E | 8 | 0.058 | F | 8 | 0.22 | F | 8 | 0 | 1 | D | 9 | 0 | C | 8
1994-02-17 | 16:00 | 501 | 1401 | 293 | 1 | 10 | 453 | 1 | 16 | 131 | 1 | 10 | 305 | 1 | 10 | 422 | 1 | 16 | 153 | 1 | 10 | 254 | 1 | 21 | 8 | A | 7 | 5 | A | 7 | 15.6 | A | 7 | -4.4 | A | 7 | 24 | A | 7 | 825 | A | 7 | 180 | A | 7 | 8.2 | A | 7 | 112000 | B | 7 | 8534 | A | 7 | 0.7 | E | 8 | 0.058 | F | 8 | 0.22 | F | 8 | 0 | 1 | D | 9 | 0 | C | 8
1994-02-17 | 17:00 | 273 | 1401 | 116 | 1 | 10 | 178 | 1 | 16 | 81 | 1 | 10 | 121 | 1 | 10 | 132 | 1 | 16 | 95 | 1 | 10 | 159 | 1 | 21 | 6 | A | 7 | 5 | A | 7 | 15 | A | 7 | -3.9 | A | 7 | 26 | A | 7 | 825 | A | 7 | 180 | A | 7 | 6.7 | A | 7 | 112000 | B | 7 | 7925 | A | 7 | 0.7 | E | 8 | 0.058 | F | 8 | 0.22 | F | 8 | 0 | 1 | D | 9 | 0 | C | 8
1994-02-17 | 18:00 | 43 | 829 | 11 | 1 | 10 | 26 | 1 | 16 | 10 | 1 | 10 | 13 | 1 | 10 | 8 | 1 | 16 | 12 | 1 | 10 | 16 | 1 | 21 | 3 | A | 7 | 3 | A | 7 | 12.8 | A | 7 | -3.9 | A | 7 | 30 | A | 7 | 825 | A | 7 | 180 | A | 7 | 5.2 | A | 7 | 112000 | B | 7 | 77777 | A | 7 | 0.7 | E | 8 | 0.058 | F | 8 | 0.22 | F | 8 | 0 | 1 | D | 9 | 0 | C | 8
1994-02-17 | 19:00 | 0 | 0 | 0 | 1 | 0 | 0 | 1 | 0 | 0 | 1 | 0 | 0 | 1 | 0 | 0 | 1 | 0 | 0 | 1 | 0 | 0 | 1 | 0 | 2 | A | 7 | 2 | A | 7 | 4.4 | A | 7 | -0.6 | A | 7 | 70 | A | 7 | 825 | A | 7 | 340 | A | 7 | 1.5 | A | 7 | 48000 | B | 7 | 77777 | A | 7 | 0.7 | E | 8 | 0.058 | F | 8 | 0.22 | F | 8 | 0 | 1 | D | 9 | 0 | C | 8
1994-02-17 | 20:00 | 0 | 0 | 0 | 1 | 0 | 0 | 1 | 0 | 0 | 1 | 0 | 0 | 1 | 0 | 0 | 1 | 0 | 0 | 1 | 0 | 0 | 1 | 0 | 3 | A | 7 | 3 | A | 7 | 1.7 | A | 7 | -1.1 | A | 7 | 81 | A | 7 | 824 | A | 7 | 100 | A | 7 | 1 | A | 7 | 32000 | B | 7 | 77777 | A | 7 | 0.7 | E | 8 | 0.058 | F | 8 | 0.22 | F | 8 | 0 | 1 | D | 9 | 0 | C | 8
1994-02-17 | 21:00 | 0 | 0 | 0 | 1 | 0 | 0 | 1 | 0 | 0 | 1 | 0 | 0 | 1 | 0 | 0 | 1 | 0 | 0 | 1 | 0 | 0 | 1 | 0 | 1 | A | 7 | 1 | A | 7 | 10 | A | 7 | -2.8 | A | 7 | 39 | A | 7 | 823 | A | 7 | 190 | A | 7 | 5.2 | A | 7 | 32000 | B | 7 | 77777 | A | 7 | 0.7 | E | 8 | 0.058 | F | 8 | 0.22 | F | 8 | 0 | 1 | D | 9 | 0 | C | 8
1994-02-17 | 22:00 | 0 | 0 | 0 | 1 | 0 | 0 | 1 | 0 | 0 | 1 | 0 | 0 | 1 | 0 | 0 | 1 | 0 | 0 | 1 | 0 | 0 | 1 | 0 | 3 | A | 7 | 3 | A | 7 | 8.9 | A | 7 | -2.8 | A | 7 | 42 | A | 7 | 822 | A | 7 | 150 | A | 7 | 5.7 | A | 7 | 48000 | B | 7 | 77777 | A | 7 | 0.7 | E | 8 | 0.058 | F | 8 | 0.22 | F | 8 | 0 | 1 | D | 9 | 0 | C | 8
1994-02-17 | 23:00 | 0 | 0 | 0 | 1 | 0 | 0 | 1 | 0 | 0 | 1 | 0 | 0 | 1 | 0 | 0 | 1 | 0 | 0 | 1 | 0 | 0 | 1 | 0 | 6 | A | 7 | 4 | A | 7 | 10 | A | 7 | -3.3 | A | 7 | 38 | A | 7 | 821 | A | 7 | 140 | A | 7 | 4.1 | A | 7 | 48000 | B | 7 | 7620 | A | 7 | 0.7 | E | 8 | 0.058 | F | 8 | 0.22 | F | 8 | 0 | 1 | D | 9 | 0 | C | 8
1994-02-17 | 24:00 | 0 | 0 | 0 | 1 | 0 | 0 | 1 | 0 | 0 | 1 | 0 | 0 | 1 | 0 | 0 | 1 | 0 | 0 | 1 | 0 | 0 | 1 | 0 | 6 | A | 7 | 4 | A | 7 | 10.6 | A | 7 | -3.3 | A | 7 | 36 | A | 7 | 821 | A | 7 | 170 | A | 7 | 6.7 | A | 7 | 48000 | B | 7 | 7620 | A | 7 | 0.7 | E | 8 | 0.058 | F | 8 | 0.22 | F | 8 | 0 | 1 | D | 9 | 0 | C | 8
1994-02-18 | 1:00 | 0 | 0 | 0 | 1 | 0 | 0 | 1 | 0 | 0 | 1 | 0 | 0 | 1 | 0 | 0 | 1 | 0 | 0 | 1 | 0 | 0 | 1 | 0 | 3 | A | 7 | 3 | A | 7 | 9.4 | A | 7 | -3.3 | A | 7 | 39 | A | 7 | 820 | A | 7 | 160 | A | 7 | 8.2 | A | 7 | 48000 | B | 7 | 77777 | A | 7 | 0.8 | E | 8 | 0.058 | F | 8 | 0.22 | F | 8 | 0 | 1 | D | 9 | 0 | C | 8
1994-02-18 | 2:00 | 0 | 0 | 0 | 1 | 0 | 0 | 1 | 0 | 0 | 1 | 0 | 0 | 1 | 0 | 0 | 1 | 0 | 0 | 1 | 0 | 0 | 1 | 0 | 5 | A | 7 | 5 | A | 7 | 8.9 | A | 7 | -3.3 | A | 7 | 41 | A | 7 | 819 | A | 7 | 150 | A | 7 | 4.6 | A | 7 | 48000 | B | 7 | 77777 | A | 7 | 0.8 | E | 8 | 0.058 | F | 8 | 0.22 | F | 8 | 0 | 1 | D | 9 | 0 | C | 8
1994-02-18 | 3:00 | 0 | 0 | 0 | 1 | 0 | 0 | 1 | 0 | 0 | 1 | 0 | 0 | 1 | 0 | 0 | 1 | 0 | 0 | 1 | 0 | 0 | 1 | 0 | 8 | A | 7 | 8 | A | 7 | 7.2 | A | 7 | -2.8 | A | 7 | 48 | A | 7 | 818 | A | 7 | 70 | A | 7 | 3.1 | A | 7 | 48000 | B | 7 | 4877 | A | 7 | 0.8 | E | 8 | 0.058 | F | 8 | 0.22 | F | 8 | 0 | 1 | D | 9 | 0 | C | 8
1994-02-18 | 4:00 | 0 | 0 | 0 | 1 | 0 | 0 | 1 | 0 | 0 | 1 | 0 | 0 | 1 | 0 | 0 | 1 | 0 | 0 | 1 | 0 | 0 | 1 | 0 | 10 | A | 7 | 7 | A | 7 | 9.4 | A | 7 | -2.8 | A | 7 | 41 | A | 7 | 817 | A | 7 | 150 | A | 7 | 8.8 | A | 7 | 48000 | B | 7 | 4877 | A | 7 | 0.8 | E | 8 | 0.058 | F | 8 | 0.22 | F | 8 | 0 | 1 | D | 9 | 0 | C | 8
1994-02-18 | 5:00 | 0 | 0 | 0 | 1 | 0 | 0 | 1 | 0 | 0 | 1 | 0 | 0 | 1 | 0 | 0 | 1 | 0 | 0 | 1 | 0 | 0 | 1 | 0 | 9 | A | 7 | 8 | A | 7 | 8.3 | A | 7 | -2.8 | A | 7 | 44 | A | 7 | 817 | A | 7 | 130 | A | 7 | 6.7 | A | 7 | 48000 | B | 7 | 4877 | A | 7 | 0.8 | E | 8 | 0.058 | F | 8 | 0.22 | F | 8 | 0 | 1 | D | 9 | 0 | C | 8
1994-02-18 | 6:00 | 0 | 0 | 0 | 1 | 0 | 0 | 1 | 0 | 0 | 1 | 0 | 0 | 1 | 0 | 0 | 1 | 0 | 0 | 1 | 0 | 0 | 1 | 0 | 7 | A | 7 | 5 | A | 7 | 5.6 | A | 7 | -3.3 | A | 7 | 51 | A | 7 | 817 | A | 7 | 0 | A | 7 | 0 | A | 7 | 48000 | B | 7 | 7620 | A | 7 | 0.8 | E | 8 | 0.058 | F | 8 | 0.22 | F | 8 | 0 | 1 | D | 9 | 0 | C | 8
1994-02-18 | 7:00 | 4 | 268 | 1 | 1 | 10 | 32 | 1 | 16 | 0 | 1 | 10 | 0 | 1 | 10 | 0 | 1 | 16 | 0 | 1 | 10 | 0 | 1 | 21 | 3 | A | 7 | 3 | A | 7 | 3.3 | A | 7 | -3.3 | A | 7 | 60 | A | 7 | 817 | A | 7 | 170 | A | 7 | 3.6 | A | 7 | 96000 | B | 7 | 77777 | A | 7 | 0.8 | E | 8 | 0.058 | F | 8 | 0.22 | F | 8 | 0 | 1 | D | 9 | 0 | C | 8
1994-02-18 | 8:00 | 172 | 1400 | 88 | 1 | 10 | 412 | 1 | 16 | 37 | 1 | 10 | 89 | 1 | 10 | 252 | 1 | 16 | 58 | 1 | 10 | 64 | 1 | 21 | 1 | A | 7 | 1 | A | 7 | 8.3 | A | 7 | -2.2 | A | 7 | 46 | A | 7 | 817 | A | 7 | 200 | A | 7 | 3.6 | A | 7 | 96000 | B | 7 | 77777 | A | 7 | 0.8 | E | 8 | 0.058 | F | 8 | 0.22 | F | 8 | 0 | 1 | D | 9 | 0 | C | 8
1994-02-18 | 9:00 | 414 | 1400 | 278 | 1 | 10 | 820 | 1 | 16 | 35 | 1 | 10 | 296 | 1 | 10 | 737 | 1 | 16 | 77 | 1 | 10 | 91 | 1 | 21 | 0 | A | 7 | 0 | A | 7 | 12.8 | A | 7 | -3.9 | A | 7 | 30 | A | 7 | 817 | A | 7 | 200 | A | 7 | 6.7 | A | 7 | 96000 | B | 7 | 77777 | A | 7 | 0.7 | E | 8 | 0.058 | F | 8 | 0.22 | F | 8 | 0 | 1 | D | 9 | 0 | C | 8
1994-02-18 | 10:00 | 618 | 1400 | 390 | 1 | 10 | 776 | 1 | 16 | 47 | 1 | 10 | 413 | 1 | 10 | 747 | 1 | 16 | 82 | 1 | 10 | 123 | 1 | 21 | 1 | A | 7 | 1 | A | 7 | 13.9 | A | 7 | -5 | A | 7 | 25 | A | 7 | 817 | A | 7 | 200 | A | 7 | 8.2 | A | 7 | 96000 | B | 7 | 77777 | A | 7 | 0.7 | E | 8 | 0.058 | F | 8 | 0.22 | F | 8 | 0 | 1 | D | 9 | 0 | C | 8
1994-02-18 | 11:00 | 768 | 1400 | 444 | 1 | 10 | 466 | 1 | 16 | 188 | 1 | 10 | 471 | 1 | 10 | 473 | 1 | 16 | 210 | 1 | 10 | 418 | 1 | 21 | 6 | A | 7 | 6 | A | 7 | 13.9 | A | 7 | -4.4 | A | 7 | 27 | A | 7 | 816 | A | 7 | 190 | A | 7 | 7.2 | A | 7 | 96000 | B | 7 | 3353 | A | 7 | 0.7 | E | 8 | 0.058 | F | 8 | 0.22 | F | 8 | 0 | 1 | D | 9 | 0 | C | 8
1994-02-18 | 12:00 | 854 | 1400 | 614 | 1 | 10 | 877 | 1 | 16 | 79 | 1 | 10 | 642 | 1 | 10 | 868 | 1 | 16 | 111 | 1 | 10 | 189 | 1 | 21 | 2 | A | 7 | 1 | A | 7 | 14.4 | A | 7 | -5 | A | 7 | 24 | A | 7 | 815 | A | 7 | 190 | A | 7 | 9.3 | A | 7 | 96000 | B | 7 | 77777 | A | 7 | 0.7 | E | 8 | 0.058 | F | 8 | 0.22 | F | 8 | 0 | 1 | D | 9 | 0 | C | 8
1994-02-18 | 13:00 | 869 | 1400 | 454 | 1 | 10 | 434 | 1 | 16 | 184 | 1 | 10 | 490 | 1 | 10 | 447 | 1 | 16 | 212 | 1 | 10 | 443 | 1 | 21 | 6 | A | 7 | 6 | A | 7 | 13.9 | A | 7 | -6.7 | A | 7 | 22 | A | 7 | 814 | A | 7 | 200 | A | 7 | 10.3 | A | 7 | 96000 | B | 7 | 6706 | A | 7 | 0.7 | E | 8 | 0.058 | F | 8 | 0.22 | F | 8 | 0 | 1 | D | 9 | 0 | C | 8
1994-02-18 | 14:00 | 813 | 1400 | 432 | 1 | 10 | 288 | 1 | 16 | 264 | 1 | 10 | 461 | 1 | 10 | 305 | 1 | 16 | 284 | 1 | 10 | 656 | 1 | 21 | 6 | A | 7 | 6 | A | 7 | 14.4 | A | 7 | -5.6 | A | 7 | 23 | A | 7 | 815 | A | 7 | 290 | A | 7 | 10.3 | A | 7 | 96000 | B | 7 | 7315 | A | 7 | 0.7 | E | 8 | 0.058 | F | 8 | 0.22 | F | 8 | 0 | 1 | D | 9 | 0 | C | 8
1994-02-18 | 15:00 | 689 | 1400 | 447 | 1 | 10 | 666 | 1 | 16 | 118 | 1 | 10 | 468 | 1 | 10 | 655 | 1 | 16 | 144 | 1 | 10 | 248 | 1 | 21 | 5 | A | 7 | 5 | A | 7 | 14.4 | A | 7 | -7.2 | A | 7 | 20 | A | 7 | 814 | A | 7 | 190 | A | 7 | 2.1 | A | 7 | 96000 | B | 7 | 77777 | A | 7 | 0.7 | E | 8 | 0.058 | F | 8 | 0.22 | F | 8 | 0 | 1 | D | 9 | 0 | C | 8
1994-02-18 | 16:00 | 507 | 1400 | 275 | 1 | 10 | 555 | 1 | 16 | 74 | 1 | 10 | 290 | 1 | 10 | 519 | 1 | 16 | 101 | 1 | 10 | 146 | 1 | 21 | 6 | A | 7 | 5 | A | 7 | 11.7 | A | 7 | -6.1 | A | 7 | 27 | A | 7 | 815 | A | 7 | 50 | A | 7 | 4.1 | A | 7 | 96000 | B | 7 | 7620 | A | 7 | 0.7 | E | 8 | 0.058 | F | 8 | 0.22 | F | 8 | 0 | 1 | D | 9 | 0 | C | 8
1994-02-18 | 17:00 | 279 | 1400 | 102 | 1 | 10 | 190 | 1 | 16 | 64 | 1 | 10 | 109 | 1 | 10 | 143 | 1 | 16 | 80 | 1 | 10 | 119 | 1 | 21 | 8 | A | 7 | 8 | A | 7 | 8.9 | A | 7 | -5 | A | 7 | 35 | A | 7 | 816 | A | 7 | 340 | A | 7 | 6.7 | A | 7 | 96000 | B | 7 | 3048 | A | 7 | 0.6 | E | 8 | 0.058 | F | 8 | 0.22 | F | 8 | 0 | 1 | D | 9 | 0 | C | 8
1994-02-18 | 18:00 | 46 | 852 | 15 | 1 | 10 | 60 | 1 | 16 | 12 | 1 | 10 | 17 | 1 | 10 | 23 | 1 | 16 | 16 | 1 | 10 | 20 | 1 | 21 | 5 | A | 7 | 5 | A | 7 | 8.9 | A | 7 | -5.6 | A | 7 | 33 | A | 7 | 817 | A | 7 | 360 | A | 7 | 1 | A | 7 | 104000 | B | 7 | 77777 | A | 7 | 0.6 | E | 8 | 0.058 | F | 8 | 0.22 | F | 8 | 0 | 1 | D | 9 | 0 | C | 8
1994-02-18 | 19:00 | 0 | 0 | 0 | 1 | 0 | 0 | 1 | 0 | 0 | 1 | 0 | 0 | 1 | 0 | 0 | 1 | 0 | 0 | 1 | 0 | 0 | 1 | 0 | 3 | A | 7 | 3 | A | 7 | 7.2 | A | 7 | -5 | A | 7 | 40 | A | 7 | 818 | A | 7 | 30 | A | 7 | 3.6 | A | 7 | 48000 | B | 7 | 77777 | A | 7 | 0.6 | E | 8 | 0.058 | F | 8 | 0.22 | F | 8 | 0 | 1 | D | 9 | 0 | C | 8
1994-02-18 | 20:00 | 0 | 0 | 0 | 1 | 0 | 0 | 1 | 0 | 0 | 1 | 0 | 0 | 1 | 0 | 0 | 1 | 0 | 0 | 1 | 0 | 0 | 1 | 0 | 7 | A | 7 | 6 | A | 7 | 4.4 | A | 7 | -3.3 | A | 7 | 55 | A | 7 | 819 | A | 7 | 110 | A | 7 | 5.2 | A | 7 | 40000 | B | 7 | 4572 | A | 7 | 0.6 | E | 8 | 0.058 | F | 8 | 0.22 | F | 8 | 0 | 1 | D | 9 | 0 | C | 8
1994-02-18 | 21:00 | 0 | 0 | 0 | 1 | 0 | 0 | 1 | 0 | 0 | 1 | 0 | 0 | 1 | 0 | 0 | 1 | 0 | 0 | 1 | 0 | 0 | 1 | 0 | 6 | A | 7 | 4 | A | 7 | 3.9 | A | 7 | -1.7 | A | 7 | 66 | A | 7 | 820 | A | 7 | 140 | A | 7 | 5.2 | A | 7 | 32000 | B | 7 | 4572 | A | 7 | 0.6 | E | 8 | 0.058 | F | 8 | 0.22 | F | 8 | 0 | 1 | D | 9 | 0 | C | 8
1994-02-18 | 22:00 | 0 | 0 | 0 | 1 | 0 | 0 | 1 | 0 | 0 | 1 | 0 | 0 | 1 | 0 | 0 | 1 | 0 | 0 | 1 | 0 | 0 | 1 | 0 | 5 | A | 7 | 2 | A | 7 | 3.3 | A | 7 | -1.7 | A | 7 | 69 | A | 7 | 821 | A | 7 | 150 | A | 7 | 3.1 | A | 7 | 40000 | B | 7 | 77777 | A | 7 | 0.6 | E | 8 | 0.058 | F | 8 | 0.22 | F | 8 | 0 | 1 | D | 9 | 0 | C | 8
1994-02-18 | 23:00 | 0 | 0 | 0 | 1 | 0 | 0 | 1 | 0 | 0 | 1 | 0 | 0 | 1 | 0 | 0 | 1 | 0 | 0 | 1 | 0 | 0 | 1 | 0 | 8 | A | 7 | 6 | A | 7 | 3.3 | A | 7 | -2.2 | A | 7 | 66 | A | 7 | 821 | A | 7 | 120 | A | 7 | 2.6 | A | 7 | 40000 | B | 7 | 4572 | A | 7 | 0.6 | E | 8 | 0.058 | F | 8 | 0.22 | F | 8 | 0 | 1 | D | 9 | 0 | C | 8
1994-02-18 | 24:00 | 0 | 0 | 0 | 1 | 0 | 0 | 1 | 0 | 0 | 1 | 0 | 0 | 1 | 0 | 0 | 1 | 0 | 0 | 1 | 0 | 0 | 1 | 0 | 7 | A | 7 | 7 | A | 7 | 2.8 | A | 7 | -2.8 | A | 7 | 65 | A | 7 | 822 | A | 7 | 100 | A | 7 | 2.1 | A | 7 | 40000 | B | 7 | 4267 | A | 7 | 0.6 | E | 8 | 0.058 | F | 8 | 0.22 | F | 8 | 0 | 1 | D | 9 | 0 | C | 8
1994-02-19 | 1:00 | 0 | 0 | 0 | 1 | 0 | 0 | 1 | 0 | 0 | 1 | 0 | 0 | 1 | 0 | 0 | 1 | 0 | 0 | 1 | 0 | 0 | 1 | 0 | 7 | A | 7 | 7 | A | 7 | 3.3 | A | 7 | -3.9 | A | 7 | 57 | A | 7 | 822 | A | 7 | 90 | A | 7 | 4.1 | A | 7 | 40000 | B | 7 | 2286 | A | 7 | 0.5 | E | 8 | 0.059 | F | 8 | 0.22 | F | 8 | 0 | 1 | D | 9 | 0 | C | 8
1994-02-19 | 2:00 | 0 | 0 | 0 | 1 | 0 | 0 | 1 | 0 | 0 | 1 | 0 | 0 | 1 | 0 | 0 | 1 | 0 | 0 | 1 | 0 | 0 | 1 | 0 | 8 | A | 7 | 6 | A | 7 | 2.8 | A | 7 | -2.8 | A | 7 | 65 | A | 7 | 823 | A | 7 | 60 | A | 7 | 3.1 | A | 7 | 40000 | B | 7 | 1829 | A | 7 | 0.5 | E | 8 | 0.059 | F | 8 | 0.22 | F | 8 | 0 | 1 | D | 9 | 0 | C | 8
1994-02-19 | 3:00 | 0 | 0 | 0 | 1 | 0 | 0 | 1 | 0 | 0 | 1 | 0 | 0 | 1 | 0 | 0 | 1 | 0 | 0 | 1 | 0 | 0 | 1 | 0 | 7 | A | 7 | 5 | A | 7 | 2.8 | A | 7 | -3.3 | A | 7 | 62 | A | 7 | 823 | A | 7 | 100 | A | 7 | 6.2 | A | 7 | 40000 | B | 7 | 2438 | A | 7 | 0.5 | E | 8 | 0.059 | F | 8 | 0.22 | F | 8 | 0 | 1 | D | 9 | 0 | C | 8
1994-02-19 | 4:00 | 0 | 0 | 0 | 1 | 0 | 0 | 1 | 0 | 0 | 1 | 0 | 0 | 1 | 0 | 0 | 1 | 0 | 0 | 1 | 0 | 0 | 1 | 0 | 4 | A | 7 | 3 | A | 7 | 1.7 | A | 7 | -3.3 | A | 7 | 67 | A | 7 | 824 | A | 7 | 0 | A | 7 | 0 | A | 7 | 40000 | B | 7 | 77777 | A | 7 | 0.5 | E | 8 | 0.059 | F | 8 | 0.22 | F | 8 | 0 | 1 | D | 9 | 0 | C | 8
1994-02-19 | 5:00 | 0 | 0 | 0 | 1 | 0 | 0 | 1 | 0 | 0 | 1 | 0 | 0 | 1 | 0 | 0 | 1 | 0 | 0 | 1 | 0 | 0 | 1 | 0 | 0 | A | 7 | 0 | A | 7 | 1.1 | A | 7 | -3.9 | A | 7 | 67 | A | 7 | 824 | A | 7 | 150 | A | 7 | 1.5 | A | 7 | 40000 | B | 7 | 77777 | A | 7 | 0.5 | E | 8 | 0.059 | F | 8 | 0.22 | F | 8 | 0 | 1 | D | 9 | 0 | C | 8
1994-02-19 | 6:00 | 0 | 0 | 0 | 1 | 0 | 0 | 1 | 0 | 0 | 1 | 0 | 0 | 1 | 0 | 0 | 1 | 0 | 0 | 1 | 0 | 0 | 1 | 0 | 3 | A | 7 | 3 | A | 7 | -0.6 | A | 7 | -3.9 | A | 7 | 76 | A | 7 | 825 | A | 7 | 130 | A | 7 | 2.6 | A | 7 | 40000 | B | 7 | 77777 | A | 7 | 0.5 | E | 8 | 0.059 | F | 8 | 0.22 | F | 8 | 0 | 1 | D | 9 | 0 | C | 8
1994-02-19 | 7:00 | 5 | 292 | 0 | 1 | 10 | 2 | 1 | 16 | 0 | 1 | 10 | 0 | 1 | 10 | 0 | 1 | 16 | 0 | 1 | 10 | 0 | 1 | 21 | 2 | A | 7 | 2 | A | 7 | -2.2 | A | 7 | -4.4 | A | 7 | 83 | A | 7 | 826 | A | 7 | 130 | A | 7 | 2.6 | A | 7 | 40000 | B | 7 | 77777 | A | 7 | 0.5 | E | 8 | 0.059 | F | 8 | 0.22 | F | 8 | 0 | 1 | D | 9 | 0 | C | 8
1994-02-19 | 8:00 | 178 | 1400 | 56 | 1 | 10 | 86 | 1 | 16 | 45 | 1 | 10 | 61 | 1 | 10 | 54 | 1 | 16 | 54 | 1 | 10 | 95 | 1 | 21 | 4 | A | 7 | 3 | A | 7 | 0.6 | A | 7 | -6.1 | A | 7 | 57 | A | 7 | 826 | A | 7 | 190 | A | 7 | 2.6 | A | 7 | 96000 | B | 7 | 77777 | A | 7 | 0.5 | E | 8 | 0.059 | F | 8 | 0.22 | F | 8 | 0 | 1 | D | 9 | 0 | C | 8
1994-02-19 | 9:00 | 421 | 1400 | 190 | 1 | 10 | 188 | 1 | 16 | 134 | 1 | 10 | 206 | 1 | 10 | 171 | 1 | 16 | 154 | 1 | 10 | 300 | 1 | 21 | 7 | A | 7 | 7 | A | 7 | 2.2 | A | 7 | -8.9 | A | 7 | 40 | A | 7 | 826 | A | 7 | 200 | A | 7 | 3.1 | A | 7 | 96000 | B | 7 | 7010 | A | 7 | 0.5 | E | 8 | 0.059 | F | 8 | 0.22 | F | 8 | 0 | 1 | D | 9 | 0 | C | 8
1994-02-19 | 10:00 | 625 | 1400 | 330 | 1 | 10 | 368 | 1 | 16 | 165 | 1 | 10 | 354 | 1 | 10 | 374 | 1 | 16 | 187 | 1 | 10 | 352 | 1 | 21 | 8 | A | 7 | 4 | A | 7 | 4.4 | A | 7 | -8.9 | A | 7 | 34 | A | 7 | 827 | A | 7 | 230 | A | 7 | 2.1 | A | 7 | 96000 | B | 7 | 77777 | A | 7 | 0.5 | E | 8 | 0.059 | F | 8 | 0.22 | F | 8 | 0 | 1 | D | 9 | 0 | C | 8
1994-02-19 | 11:00 | 775 | 1400 | 505 | 1 | 10 | 586 | 1 | 16 | 181 | 1 | 10 | 539 | 1 | 10 | 596 | 1 | 16 | 208 | 1 | 10 | 402 | 1 | 21 | 6 | A | 7 | 2 | A | 7 | 6.7 | A | 7 | -8.9 | A | 7 | 29 | A | 7 | 827 | A | 7 | 10 | A | 7 | 1.5 | A | 7 | 96000 | B | 7 | 77777 | A | 7 | 0.5 | E | 8 | 0.059 | F | 8 | 0.22 | F | 8 | 0 | 1 | D | 9 | 0 | C | 8
1994-02-19 | 12:00 | 860 | 1400 | 583 | 1 | 10 | 656 | 1 | 16 | 179 | 1 | 10 | 606 | 1 | 10 | 654 | 1 | 16 | 203 | 1 | 10 | 421 | 1 | 21 | 4 | A | 7 | 3 | A | 7 | 7.2 | A | 7 | -9.4 | A | 7 | 27 | A | 7 | 826 | A | 7 | 10 | A | 7 | 2.6 | A | 7 | 96000 | B | 7 | 77777 | A | 7 | 0.5 | E | 8 | 0.059 | F | 8 | 0.22 | F | 8 | 0 | 1 | D | 9 | 0 | C | 8
1994-02-19 | 13:00 | 875 | 1400 | 275 | 1 | 10 | 68 | 1 | 16 | 232 | 1 | 10 | 303 | 1 | 10 | 69 | 1 | 16 | 260 | 1 | 10 | 791 | 1 | 21 | 7 | A | 7 | 7 | A | 7 | 6.7 | A | 7 | -11.7 | A | 7 | 23 | A | 7 | 826 | A | 7 | 40 | A | 7 | 2.1 | A | 7 | 80000 | B | 7 | 2134 | A | 7 | 0.5 | E | 8 | 0.059 | F | 8 | 0.22 | F | 8 | 0 | 1 | D | 9 | 0 | C | 8
1994-02-19 | 14:00 | 819 | 1400 | 168 | 1 | 10 | 0 | 1 | 16 | 168 | 1 | 10 | 198 | 1 | 10 | 0 | 1 | 16 | 198 | 1 | 10 | 761 | 1 | 21 | 10 | A | 7 | 10 | A | 7 | 4.4 | A | 7 | -8.9 | A | 7 | 34 | A | 7 | 826 | A | 7 | 330 | A | 7 | 5.7 | A | 7 | 64000 | B | 7 | 2134 | A | 7 | 0.5 | E | 8 | 0.059 | F | 8 | 0.22 | F | 8 | 0 | 1 | D | 9 | 0 | C | 8
1994-02-19 | 15:00 | 695 | 1400 | 136 | 1 | 10 | 0 | 1 | 16 | 136 | 1 | 10 | 159 | 1 | 10 | 0 | 1 | 16 | 159 | 1 | 10 | 596 | 1 | 21 | 10 | A | 7 | 10 | A | 7 | 4.4 | A | 7 | -7.2 | A | 7 | 40 | A | 7 | 827 | A | 7 | 20 | A | 7 | 4.6 | A | 7 | 80000 | B | 7 | 2134 | A | 7 | 0.5 | E | 8 | 0.059 | F | 8 | 0.22 | F | 8 | 0 | 1 | D | 9 | 0 | C | 8
1994-02-19 | 16:00 | 513 | 1400 | 270 | 1 | 10 | 424 | 1 | 16 | 115 | 1 | 10 | 286 | 1 | 10 | 398 | 1 | 16 | 139 | 1 | 10 | 220 | 1 | 21 | 6 | A | 7 | 6 | A | 7 | 5.6 | A | 7 | -10.6 | A | 7 | 27 | A | 7 | 826 | A | 7 | 360 | A | 7 | 3.6 | A | 7 | 96000 | B | 7 | 3353 | A | 7 | 0.5 | E | 8 | 0.059 | F | 8 | 0.22 | F | 8 | 0 | 1 | D | 9 | 0 | C | 8
1994-02-19 | 17:00 | 284 | 1400 | 147 | 1 | 10 | 285 | 1 | 16 | 89 | 1 | 10 | 153 | 1 | 10 | 215 | 1 | 16 | 109 | 1 | 10 | 177 | 1 | 21 | 5 | A | 7 | 5 | A | 7 | 4.4 | A | 7 | -9.4 | A | 7 | 33 | A | 7 | 827 | A | 7 | 50 | A | 7 | 3.1 | A | 7 | 96000 | B | 7 | 77777 | A | 7 | 0.5 | E | 8 | 0.059 | F | 8 | 0.22 | F | 8 | 0 | 1 | D | 9 | 0 | C | 8
1994-02-19 | 18:00 | 49 | 875 | 12 | 1 | 10 | 27 | 1 | 16 | 10 | 1 | 10 | 13 | 1 | 10 | 9 | 1 | 16 | 13 | 1 | 10 | 16 | 1 | 21 | 3 | A | 7 | 3 | A | 7 | 2.2 | A | 7 | -3.3 | A | 7 | 65 | A | 7 | 828 | A | 7 | 110 | A | 7 | 2.6 | A | 7 | 80000 | B | 7 | 77777 | A | 7 | 0.5 | E | 8 | 0.059 | F | 8 | 0.22 | F | 8 | 0 | 1 | D | 9 | 0 | C | 8
1994-02-19 | 19:00 | 0 | 0 | 0 | 1 | 0 | 0 | 1 | 0 | 0 | 1 | 0 | 0 | 1 | 0 | 0 | 1 | 0 | 0 | 1 | 0 | 0 | 1 | 0 | 2 | A | 7 | 2 | A | 7 | 0.6 | A | 7 | -4.4 | A | 7 | 66 | A | 7 | 829 | A | 7 | 110 | A | 7 | 3.1 | A | 7 | 48000 | B | 7 | 77777 | A | 7 | 0.5 | E | 8 | 0.059 | F | 8 | 0.22 | F | 8 | 0 | 1 | D | 9 | 0 | C | 8
1994-02-19 | 20:00 | 0 | 0 | 0 | 1 | 0 | 0 | 1 | 0 | 0 | 1 | 0 | 0 | 1 | 0 | 0 | 1 | 0 | 0 | 1 | 0 | 0 | 1 | 0 | 0 | A | 7 | 0 | A | 7 | 0 | A | 7 | -3.3 | A | 7 | 76 | A | 7 | 830 | A | 7 | 120 | A | 7 | 3.1 | A | 7 | 48000 | B | 7 | 77777 | A | 7 | 0.5 | E | 8 | 0.059 | F | 8 | 0.22 | F | 8 | 0 | 1 | D | 9 | 0 | C | 8
1994-02-19 | 21:00 | 0 | 0 | 0 | 1 | 0 | 0 | 1 | 0 | 0 | 1 | 0 | 0 | 1 | 0 | 0 | 1 | 0 | 0 | 1 | 0 | 0 | 1 | 0 | 4 | A | 7 | 2 | A | 7 | -1.1 | A | 7 | -3.9 | A | 7 | 79 | A | 7 | 830 | A | 7 | 0 | A | 7 | 0 | A | 7 | 32000 | B | 7 | 77777 | A | 7 | 0.5 | E | 8 | 0.059 | F | 8 | 0.22 | F | 8 | 0 | 1 | D | 9 | 0 | C | 8
1994-02-19 | 22:00 | 0 | 0 | 0 | 1 | 0 | 0 | 1 | 0 | 0 | 1 | 0 | 0 | 1 | 0 | 0 | 1 | 0 | 0 | 1 | 0 | 0 | 1 | 0 | 5 | A | 7 | 4 | A | 7 | -1.1 | A | 7 | -3.9 | A | 7 | 79 | A | 7 | 831 | A | 7 | 320 | A | 7 | 3.1 | A | 7 | 19200 | B | 7 | 77777 | A | 7 | 0.5 | E | 8 | 0.059 | F | 8 | 0.22 | F | 8 | 0 | 1 | D | 9 | 0 | C | 8
1994-02-19 | 23:00 | 0 | 0 | 0 | 1 | 0 | 0 | 1 | 0 | 0 | 1 | 0 | 0 | 1 | 0 | 0 | 1 | 0 | 0 | 1 | 0 | 0 | 1 | 0 | 10 | A | 7 | 10 | A | 7 | -1.7 | A | 7 | -2.8 | A | 7 | 91 | A | 7 | 832 | A | 7 | 340 | A | 7 | 4.1 | A | 7 | 6400 | B | 7 | 61 | A | 7 | 0.5 | E | 8 | 0.059 | F | 8 | 0.22 | F | 8 | 0 | 1 | D | 9 | 0 | C | 8
1994-02-19 | 24:00 | 0 | 0 | 0 | 1 | 0 | 0 | 1 | 0 | 0 | 1 | 0 | 0 | 1 | 0 | 0 | 1 | 0 | 0 | 1 | 0 | 0 | 1 | 0 | 10 | A | 7 | 10 | A | 7 | -1.1 | A | 7 | -2.2 | A | 7 | 91 | A | 7 | 832 | A | 7 | 350 | A | 7 | 4.1 | A | 7 | 8000 | B | 7 | 91 | A | 7 | 0.5 | E | 8 | 0.059 | F | 8 | 0.22 | F | 8 | 0 | 1 | D | 9 | 0 | C | 8
1994-02-20 | 1:00 | 0 | 0 | 0 | 1 | 0 | 0 | 1 | 0 | 0 | 1 | 0 | 0 | 1 | 0 | 0 | 1 | 0 | 0 | 1 | 0 | 0 | 1 | 0 | 10 | A | 7 | 10 | A | 7 | -1.1 | A | 7 | -2.8 | A | 7 | 87 | A | 7 | 832 | A | 7 | 350 | A | 7 | 3.6 | A | 7 | 8000 | B | 7 | 183 | A | 7 | 0.5 | E | 8 | 0.059 | F | 8 | 0.22 | F | 8 | 0 | 1 | D | 9 | 0 | C | 8
1994-02-20 | 2:00 | 0 | 0 | 0 | 1 | 0 | 0 | 1 | 0 | 0 | 1 | 0 | 0 | 1 | 0 | 0 | 1 | 0 | 0 | 1 | 0 | 0 | 1 | 0 | 10 | A | 7 | 10 | A | 7 | -1.7 | A | 7 | -2.8 | A | 7 | 91 | A | 7 | 833 | A | 7 | 20 | A | 7 | 3.1 | A | 7 | 6400 | B | 7 | 91 | A | 7 | 0.5 | E | 8 | 0.059 | F | 8 | 0.22 | F | 8 | 0 | 1 | D | 9 | 0 | C | 8
1994-02-20 | 3:00 | 0 | 0 | 0 | 1 | 0 | 0 | 1 | 0 | 0 | 1 | 0 | 0 | 1 | 0 | 0 | 1 | 0 | 0 | 1 | 0 | 0 | 1 | 0 | 10 | A | 7 | 10 | A | 7 | -1.1 | A | 7 | -2.8 | A | 7 | 87 | A | 7 | 833 | A | 7 | 0 | A | 7 | 0 | A | 7 | 9600 | B | 7 | 152 | A | 7 | 0.5 | E | 8 | 0.059 | F | 8 | 0.22 | F | 8 | 0 | 1 | D | 9 | 0 | C | 8
1994-02-20 | 4:00 | 0 | 0 | 0 | 1 | 0 | 0 | 1 | 0 | 0 | 1 | 0 | 0 | 1 | 0 | 0 | 1 | 0 | 0 | 1 | 0 | 0 | 1 | 0 | 6 | A | 7 | 6 | A | 7 | -1.7 | A | 7 | -3.3 | A | 7 | 87 | A | 7 | 833 | A | 7 | 230 | A | 7 | 2.1 | A | 7 | 9600 | B | 7 | 396 | A | 7 | 0.4 | E | 8 | 0.059 | F | 8 | 0.22 | F | 8 | 0 | 1 | D | 9 | 0 | C | 8
1994-02-20 | 5:00 | 0 | 0 | 0 | 1 | 0 | 0 | 1 | 0 | 0 | 1 | 0 | 0 | 1 | 0 | 0 | 1 | 0 | 0 | 1 | 0 | 0 | 1 | 0 | 8 | A | 7 | 8 | A | 7 | -2.2 | A | 7 | -4.4 | A | 7 | 83 | A | 7 | 834 | A | 7 | 220 | A | 7 | 2.6 | A | 7 | 9600 | B | 7 | 427 | A | 7 | 0.4 | E | 8 | 0.059 | F | 8 | 0.22 | F | 8 | 0 | 1 | D | 9 | 0 | C | 8
1994-02-20 | 6:00 | 0 | 0 | 0 | 1 | 0 | 0 | 1 | 0 | 0 | 1 | 0 | 0 | 1 | 0 | 0 | 1 | 0 | 0 | 1 | 0 | 0 | 1 | 0 | 0 | A | 7 | 0 | A | 7 | -3.9 | A | 7 | -5.6 | A | 7 | 86 | A | 7 | 834 | A | 7 | 0 | A | 7 | 0 | A | 7 | 9600 | B | 7 | 77777 | A | 7 | 0.4 | E | 8 | 0.059 | F | 8 | 0.22 | F | 8 | 0 | 1 | D | 9 | 0 | C | 8
1994-02-20 | 7:00 | 6 | 315 | 1 | 1 | 10 | 54 | 1 | 16 | 0 | 1 | 10 | 0 | 1 | 10 | 0 | 1 | 16 | 0 | 1 | 10 | 0 | 1 | 21 | 1 | A | 7 | 1 | A | 7 | -3.3 | A | 7 | -6.1 | A | 7 | 79 | A | 7 | 835 | A | 7 | 200 | A | 7 | 2.1 | A | 7 | 11200 | B | 7 | 77777 | A | 7 | 0.4 | E | 8 | 0.059 | F | 8 | 0.22 | F | 8 | 0 | 1 | D | 9 | 0 | C | 8
1994-02-20 | 8:00 | 184 | 1399 | 102 | 1 | 10 | 536 | 1 | 16 | 32 | 1 | 10 | 102 | 1 | 10 | 363 | 1 | 16 | 54 | 1 | 10 | 56 | 1 | 21 | 2 | A | 7 | 2 | A | 7 | -2.2 | A | 7 | -7.8 | A | 7 | 62 | A | 7 | 836 | A | 7 | 190 | A | 7 | 4.1 | A | 7 | 64000 | B | 7 | 77777 | A | 7 | 0.4 | E | 8 | 0.059 | F | 8 | 0.22 | F | 8 | 0 | 1 | D | 9 | 0 | C | 8
1994-02-20 | 9:00 | 427 | 1399 | 279 | 1 | 10 | 787 | 1 | 16 | 38 | 1 | 10 | 296 | 1 | 10 | 711 | 1 | 16 | 78 | 1 | 10 | 96 | 1 | 21 | 1 | A | 7 | 1 | A | 7 | 0 | A | 7 | -10.6 | A | 7 | 40 | A | 7 | 836 | A | 7 | 170 | A | 7 | 3.1 | A | 7 | 80000 | B | 7 | 77777 | A | 7 | 0.4 | E | 8 | 0.059 | F | 8 | 0.22 | F | 8 | 0 | 1 | D | 9 | 0 | C | 8
1994-02-20 | 10:00 | 631 | 1399 | 473 | 1 | 10 | 946 | 1 | 16 | 46 | 1 | 10 | 502 | 1 | 10 | 913 | 1 | 16 | 89 | 1 | 10 | 123 | 1 | 21 | 0 | A | 7 | 0 | A | 7 | 3.3 | A | 7 | -8.9 | A | 7 | 37 | A | 7 | 836 | A | 7 | 160 | A | 7 | 2.1 | A | 7 | 112000 | B | 7 | 77777 | A | 7 | 0.4 | E | 8 | 0.059 | F | 8 | 0.22 | F | 8 | 0 | 1 | D | 9 | 0 | C | 8
1994-02-20 | 11:00 | 781 | 1399 | 609 | 1 | 10 | 993 | 1 | 16 | 54 | 1 | 10 | 644 | 1 | 10 | 979 | 1 | 16 | 95 | 1 | 10 | 148 | 1 | 21 | 0 | A | 7 | 0 | A | 7 | 4.4 | A | 7 | -12.2 | A | 7 | 26 | A | 7 | 836 | A | 7 | 140 | A | 7 | 2.6 | A | 7 | 112000 | B | 7 | 77777 | A | 7 | 0.4 | E | 8 | 0.059 | F | 8 | 0.22 | F | 8 | 0 | 1 | D | 9 | 0 | C | 8
1994-02-20 | 12:00 | 867 | 1399 | 687 | 1 | 10 | 1014 | 1 | 16 | 58 | 1 | 10 | 725 | 1 | 10 | 1007 | 1 | 16 | 99 | 1 | 10 | 164 | 1 | 21 | 0 | A | 7 | 0 | A | 7 | 5.6 | A | 7 | -13.9 | A | 7 | 20 | A | 7 | 836 | A | 7 | 130 | A | 7 | 2.1 | A | 7 | 112000 | B | 7 | 77777 | A | 7 | 0.4 | E | 8 | 0.059 | F | 8 | 0.22 | F | 8 | 0 | 1 | D | 9 | 0 | C | 8
1994-02-20 | 13:00 | 882 | 1399 | 682 | 1 | 10 | 988 | 1 | 16 | 58 | 1 | 10 | 719 | 1 | 10 | 982 | 1 | 16 | 98 | 1 | 10 | 166 | 1 | 21 | 1 | A | 7 | 1 | A | 7 | 6.1 | A | 7 | -15 | A | 7 | 18 | A | 7 | 835 | A | 7 | 60 | A | 7 | 2.1 | A | 7 | 112000 | B | 7 | 77777 | A | 7 | 0.4 | E | 8 | 0.059 | F | 8 | 0.22 | F | 8 | 0 | 1 | D | 9 | 0 | C | 8
1994-02-20 | 14:00 | 825 | 1399 | 607 | 1 | 10 | 810 | 1 | 16 | 129 | 1 | 10 | 645 | 1 | 10 | 816 | 1 | 16 | 161 | 1 | 10 | 306 | 1 | 21 | 7 | A | 7 | 2 | A | 7 | 6.7 | A | 7 | -12.8 | A | 7 | 21 | A | 7 | 834 | A | 7 | 50 | A | 7 | 4.1 | A | 7 | 112000 | B | 7 | 77777 | A | 7 | 0.4 | E | 8 | 0.059 | F | 8 | 0.22 | F | 8 | 0 | 1 | D | 9 | 0 | C | 8
1994-02-20 | 15:00 | 701 | 1399 | 497 | 1 | 10 | 824 | 1 | 16 | 84 | 1 | 10 | 524 | 1 | 10 | 809 | 1 | 16 | 117 | 1 | 10 | 182 | 1 | 21 | 5 | A | 7 | 3 | A | 7 | 6.7 | A | 7 | -13.3 | A | 7 | 20 | A | 7 | 834 | A | 7 | 90 | A | 7 | 4.1 | A | 7 | 112000 | B | 7 | 77777 | A | 7 | 0.4 | E | 8 | 0.059 | F | 8 | 0.22 | F | 8 | 0 | 1 | D | 9 | 0 | C | 8
1994-02-20 | 16:00 | 518 | 1399 | 212 | 1 | 10 | 287 | 1 | 16 | 105 | 1 | 10 | 226 | 1 | 10 | 271 | 1 | 16 | 125 | 1 | 10 | 199 | 1 | 21 | 7 | A | 7 | 7 | A | 7 | 6.1 | A | 7 | -12.2 | A | 7 | 23 | A | 7 | 834 | A | 7 | 70 | A | 7 | 5.2 | A | 7 | 112000 | B | 7 | 3658 | A | 7 | 0.4 | E | 8 | 0.059 | F | 8 | 0.22 | F | 8 | 0 | 1 | D | 9 | 0 | C | 8
1994-02-20 | 17:00 | 289 | 1399 | 122 | 1 | 10 | 222 | 1 | 16 | 76 | 1 | 10 | 129 | 1 | 10 | 170 | 1 | 16 | 94 | 1 | 10 | 146 | 1 | 21 | 8 | A | 7 | 5 | A | 7 | 5.6 | A | 7 | -7.8 | A | 7 | 35 | A | 7 | 835 | A | 7 | 70 | A | 7 | 5.7 | A | 7 | 96000 | B | 7 | 3658 | A | 7 | 0.4 | E | 8 | 0.059 | F | 8 | 0.22 | F | 8 | 0 | 1 | D | 9 | 0 | C | 8
1994-02-20 | 18:00 | 52 | 921 | 17 | 1 | 10 | 31 | 1 | 16 | 15 | 1 | 10 | 19 | 1 | 10 | 13 | 1 | 16 | 18 | 1 | 10 | 31 | 1 | 21 | 7 | A | 7 | 5 | A | 7 | 3.3 | A | 7 | -6.7 | A | 7 | 45 | A | 7 | 835 | A | 7 | 70 | A | 7 | 6.2 | A | 7 | 96000 | B | 7 | 6706 | A | 7 | 0.4 | E | 8 | 0.059 | F | 8 | 0.22 | F | 8 | 0 | 1 | D | 9 | 0 | C | 8
1994-02-20 | 19:00 | 0 | 0 | 0 | 1 | 0 | 0 | 1 | 0 | 0 | 1 | 0 | 0 | 1 | 0 | 0 | 1 | 0 | 0 | 1 | 0 | 0 | 1 | 0 | 8 | A | 7 | 6 | A | 7 | 2.8 | A | 7 | -6.1 | A | 7 | 49 | A | 7 | 835 | A | 7 | 100 | A | 7 | 8.8 | A | 7 | 48000 | B | 7 | 3353 | A | 7 | 0.4 | E | 8 | 0.059 | F | 8 | 0.22 | F | 8 | 0 | 1 | D | 9 | 0 | C | 8
1994-02-20 | 20:00 | 0 | 0 | 0 | 1 | 0 | 0 | 1 | 0 | 0 | 1 | 0 | 0 | 1 | 0 | 0 | 1 | 0 | 0 | 1 | 0 | 0 | 1 | 0 | 7 | A | 7 | 6 | A | 7 | 2.2 | A | 7 | -7.2 | A | 7 | 46 | A | 7 | 835 | A | 7 | 140 | A | 7 | 4.6 | A | 7 | 40000 | B | 7 | 2896 | A | 7 | 0.4 | E | 8 | 0.059 | F | 8 | 0.22 | F | 8 | 0 | 1 | D | 9 | 0 | C | 8
1994-02-20 | 21:00 | 0 | 0 | 0 | 1 | 0 | 0 | 1 | 0 | 0 | 1 | 0 | 0 | 1 | 0 | 0 | 1 | 0 | 0 | 1 | 0 | 0 | 1 | 0 | 8 | A | 7 | 6 | A | 7 | 1.7 | A | 7 | -5.6 | A | 7 | 55 | A | 7 | 835 | A | 7 | 200 | A | 7 | 4.1 | A | 7 | 32000 | B | 7 | 2896 | A | 7 | 0.4 | E | 8 | 0.059 | F | 8 | 0.22 | F | 8 | 0 | 1 | D | 9 | 0 | C | 8
1994-02-20 | 22:00 | 0 | 0 | 0 | 1 | 0 | 0 | 1 | 0 | 0 | 1 | 0 | 0 | 1 | 0 | 0 | 1 | 0 | 0 | 1 | 0 | 0 | 1 | 0 | 2 | A | 7 | 2 | A | 7 | 1.1 | A | 7 | -6.1 | A | 7 | 55 | A | 7 | 836 | A | 7 | 170 | A | 7 | 2.6 | A | 7 | 32000 | B | 7 | 77777 | A | 7 | 0.4 | E | 8 | 0.059 | F | 8 | 0.22 | F | 8 | 0 | 1 | D | 9 | 0 | C | 8
1994-02-20 | 23:00 | 0 | 0 | 0 | 1 | 0 | 0 | 1 | 0 | 0 | 1 | 0 | 0 | 1 | 0 | 0 | 1 | 0 | 0 | 1 | 0 | 0 | 1 | 0 | 0 | A | 7 | 0 | A | 7 | 1.1 | A | 7 | -7.8 | A | 7 | 48 | A | 7 | 836 | A | 7 | 160 | A | 7 | 4.1 | A | 7 | 32000 | B | 7 | 77777 | A | 7 | 0.4 | E | 8 | 0.059 | F | 8 | 0.22 | F | 8 | 0 | 1 | D | 9 | 0 | C | 8
1994-02-20 | 24:00 | 0 | 0 | 0 | 1 | 0 | 0 | 1 | 0 | 0 | 1 | 0 | 0 | 1 | 0 | 0 | 1 | 0 | 0 | 1 | 0 | 0 | 1 | 0 | 0 | A | 7 | 0 | A | 7 | 0.6 | A | 7 | -6.1 | A | 7 | 57 | A | 7 | 835 | A | 7 | 180 | A | 7 | 3.6 | A | 7 | 32000 | B | 7 | 77777 | A | 7 | 0.4 | E | 8 | 0.059 | F | 8 | 0.22 | F | 8 | 0 | 1 | D | 9 | 0 | C | 8
1994-02-21 | 1:00 | 0 | 0 | 0 | 1 | 0 | 0 | 1 | 0 | 0 | 1 | 0 | 0 | 1 | 0 | 0 | 1 | 0 | 0 | 1 | 0 | 0 | 1 | 0 | 0 | A | 7 | 0 | A | 7 | 0 | A | 7 | -6.1 | A | 7 | 60 | A | 7 | 835 | A | 7 | 180 | A | 7 | 4.1 | A | 7 | 32000 | B | 7 | 77777 | A | 7 | 0.4 | E | 8 | 0.06 | F | 8 | 0.22 | F | 8 | 0 | 1 | D | 9 | 0 | C | 8
1994-02-21 | 2:00 | 0 | 0 | 0 | 1 | 0 | 0 | 1 | 0 | 0 | 1 | 0 | 0 | 1 | 0 | 0 | 1 | 0 | 0 | 1 | 0 | 0 | 1 | 0 | 0 | A | 7 | 0 | A | 7 | -1.1 | A | 7 | -6.1 | A | 7 | 66 | A | 7 | 835 | A | 7 | 180 | A | 7 | 2.6 | A | 7 | 32000 | B | 7 | 77777 | A | 7 | 0.4 | E | 8 | 0.06 | F | 8 | 0.22 | F | 8 | 0 | 1 | D | 9 | 0 | C | 8
1994-02-21 | 3:00 | 0 | 0 | 0 | 1 | 0 | 0 | 1 | 0 | 0 | 1 | 0 | 0 | 1 | 0 | 0 | 1 | 0 | 0 | 1 | 0 | 0 | 1 | 0 | 1 | A | 7 | 0 | A | 7 | -1.7 | A | 7 | -5.6 | A | 7 | 72 | A | 7 | 834 | A | 7 | 170 | A | 7 | 2.6 | A | 7 | 32000 | B | 7 | 77777 | A | 7 | 0.4 | E | 8 | 0.06 | F | 8 | 0.22 | F | 8 | 0 | 1 | D | 9 | 0 | C | 8
1994-02-21 | 4:00 | 0 | 0 | 0 | 1 | 0 | 0 | 1 | 0 | 0 | 1 | 0 | 0 | 1 | 0 | 0 | 1 | 0 | 0 | 1 | 0 | 0 | 1 | 0 | 3 | A | 7 | 0 | A | 7 | -2.8 | A | 7 | -6.1 | A | 7 | 76 | A | 7 | 834 | A | 7 | 290 | A | 7 | 2.6 | A | 7 | 32000 | B | 7 | 77777 | A | 7 | 0.4 | E | 8 | 0.06 | F | 8 | 0.22 | F | 8 | 0 | 1 | D | 9 | 0 | C | 8
1994-02-21 | 5:00 | 0 | 0 | 0 | 1 | 0 | 0 | 1 | 0 | 0 | 1 | 0 | 0 | 1 | 0 | 0 | 1 | 0 | 0 | 1 | 0 | 0 | 1 | 0 | 2 | A | 7 | 2 | A | 7 | -4.4 | A | 7 | -6.7 | A | 7 | 82 | A | 7 | 835 | A | 7 | 0 | A | 7 | 0 | A | 7 | 32000 | B | 7 | 77777 | A | 7 | 0.4 | E | 8 | 0.06 | F | 8 | 0.22 | F | 8 | 0 | 1 | D | 9 | 0 | C | 8
1994-02-21 | 6:00 | 0 | 0 | 0 | 1 | 0 | 0 | 1 | 0 | 0 | 1 | 0 | 0 | 1 | 0 | 0 | 1 | 0 | 0 | 1 | 0 | 0 | 1 | 0 | 0 | A | 7 | 0 | A | 7 | -5 | A | 7 | -6.7 | A | 7 | 86 | A | 7 | 835 | A | 7 | 0 | A | 7 | 0 | A | 7 | 32000 | B | 7 | 77777 | A | 7 | 0.4 | E | 8 | 0.06 | F | 8 | 0.22 | F | 8 | 0 | 1 | D | 9 | 0 | C | 8
1994-02-21 | 7:00 | 8 | 361 | 1 | 1 | 10 | 37 | 1 | 16 | 1 | 1 | 10 | 0 | 1 | 10 | 0 | 1 | 16 | 0 | 1 | 10 | 0 | 1 | 21 | 1 | A | 7 | 1 | A | 7 | -4.4 | A | 7 | -6.7 | A | 7 | 82 | A | 7 | 835 | A | 7 | 300 | A | 7 | 1.5 | A | 7 | 32000 | B | 7 | 77777 | A | 7 | 0.4 | E | 8 | 0.06 | F | 8 | 0.22 | F | 8 | 0 | 1 | D | 9 | 0 | C | 8
1994-02-21 | 8:00 | 190 | 1398 | 82 | 1 | 10 | 343 | 1 | 16 | 35 | 1 | 10 | 84 | 1 | 10 | 223 | 1 | 16 | 53 | 1 | 10 | 63 | 1 | 21 | 3 | A | 7 | 3 | A | 7 | -2.2 | A | 7 | -4.4 | A | 7 | 83 | A | 7 | 835 | A | 7 | 310 | A | 7 | 3.1 | A | 7 | 16000 | B | 7 | 77777 | A | 7 | 0.4 | E | 8 | 0.06 | F | 8 | 0.22 | F | 8 | 0 | 1 | D | 9 | 0 | C | 8
1994-02-21 | 9:00 | 434 | 1398 | 62 | 1 | 10 | 0 | 1 | 16 | 62 | 1 | 10 | 73 | 1 | 10 | 0 | 1 | 16 | 73 | 1 | 10 | 260 | 1 | 21 | 10 | A | 7 | 10 | A | 7 | -3.3 | A | 7 | -4.4 | A | 7 | 91 | A | 7 | 835 | A | 7 | 320 | A | 7 | 2.6 | A | 7 | 4000 | B | 7 | 122 | A | 7 | 0.4 | E | 8 | 0.06 | F | 8 | 0.22 | F | 8 | 0 | 1 | D | 9 | 0 | C | 8
1994-02-21 | 10:00 | 638 | 1398 | 97 | 1 | 10 | 0 | 1 | 16 | 97 | 1 | 10 | 115 | 1 | 10 | 0 | 1 | 16 | 115 | 1 | 10 | 436 | 1 | 21 | 10 | A | 7 | 10 | A | 7 | -2.2 | A | 7 | -3.9 | A | 7 | 87 | A | 7 | 835 | A | 7 | 320 | A | 7 | 2.6 | A | 7 | 4800 | B | 7 | 152 | A | 7 | 0.4 | E | 8 | 0.06 | F | 8 | 0.22 | F | 8 | 0 | 1 | D | 9 | 0 | C | 8
1994-02-21 | 11:00 | 788 | 1398 | 147 | 1 | 10 | 0 | 1 | 16 | 147 | 1 | 10 | 174 | 1 | 10 | 0 | 1 | 16 | 174 | 1 | 10 | 672 | 1 | 21 | 10 | A | 7 | 10 | A | 7 | -1.1 | A | 7 | -3.9 | A | 7 | 79 | A | 7 | 834 | A | 7 | 360 | A | 7 | 3.6 | A | 7 | 8000 | B | 7 | 305 | A | 7 | 0.4 | E | 8 | 0.06 | F | 8 | 0.22 | F | 8 | 0 | 1 | D | 9 | 0 | C | 8
1994-02-21 | 12:00 | 873 | 1398 | 197 | 1 | 10 | 0 | 1 | 16 | 197 | 1 | 10 | 231 | 1 | 10 | 0 | 1 | 16 | 231 | 1 | 10 | 889 | 1 | 21 | 10 | A | 7 | 10 | A | 7 | 0 | A | 7 | -4.4 | A | 7 | 69 | A | 7 | 834 | A | 7 | 320 | A | 7 | 4.1 | A | 7 | 9600 | B | 7 | 427 | A | 7 | 0.4 | E | 8 | 0.06 | F | 8 | 0.22 | F | 8 | 0 | 1 | D | 9 | 0 | C | 8
1994-02-21 | 13:00 | 888 | 1398 | 201 | 1 | 10 | 0 | 1 | 16 | 201 | 1 | 10 | 236 | 1 | 10 | 0 | 1 | 16 | 236 | 1 | 10 | 910 | 1 | 21 | 10 | A | 7 | 10 | A | 7 | 0.6 | A | 7 | -5 | A | 7 | 63 | A | 7 | 833 | A | 7 | 320 | A | 7 | 3.6 | A | 7 | 11200 | B | 7 | 549 | A | 7 | 0.4 | E | 8 | 0.06 | F | 8 | 0.22 | F | 8 | 0 | 1 | D | 9 | 0 | C | 8
1994-02-21 | 14:00 | 832 | 1398 | 187 | 1 | 10 | 0 | 1 | 16 | 187 | 1 | 10 | 219 | 1 | 10 | 0 | 1 | 16 | 219 | 1 | 10 | 833 | 1 | 21 | 10 | A | 7 | 10 | A | 7 | 0.6 | A | 7 | -4.4 | A | 7 | 66 | A | 7 | 832 | A | 7 | 340 | A | 7 | 4.6 | A | 7 | 11200 | B | 7 | 488 | A | 7 | 0.4 | E | 8 | 0.06 | F | 8 | 0.22 | F | 8 | 0 | 1 | D | 9 | 0 | C | 8
1994-02-21 | 15:00 | 707 | 1398 | 156 | 1 | 10 | 0 | 1 | 16 | 156 | 1 | 10 | 181 | 1 | 10 | 0 | 1 | 16 | 181 | 1 | 10 | 669 | 1 | 21 | 10 | A | 7 | 10 | A | 7 | 0 | A | 7 | -4.4 | A | 7 | 69 | A | 7 | 832 | A | 7 | 340 | A | 7 | 5.2 | A | 7 | 9600 | B | 7 | 488 | A | 7 | 0.4 | E | 8 | 0.06 | F | 8 | 0.22 | F | 8 | 0 | 1 | D | 9 | 0 | C | 8
1994-02-21 | 16:00 | 524 | 1398 | 110 | 1 | 10 | 0 | 1 | 16 | 110 | 1 | 10 | 127 | 1 | 10 | 0 | 1 | 16 | 127 | 1 | 10 | 444 | 1 | 21 | 10 | A | 7 | 10 | A | 7 | 0 | A | 7 | -4.4 | A | 7 | 69 | A | 7 | 832 | A | 7 | 350 | A | 7 | 6.2 | A | 7 | 12800 | B | 7 | 518 | A | 7 | 0.4 | E | 8 | 0.06 | F | 8 | 0.22 | F | 8 | 0 | 1 | D | 9 | 0 | C | 8
1994-02-21 | 17:00 | 295 | 1398 | 55 | 1 | 10 | 0 | 1 | 16 | 55 | 1 | 10 | 63 | 1 | 10 | 0 | 1 | 16 | 63 | 1 | 10 | 206 | 1 | 21 | 10 | A | 7 | 10 | A | 7 | -0.6 | A | 7 | -4.4 | A | 7 | 73 | A | 7 | 832 | A | 7 | 340 | A | 7 | 6.2 | A | 7 | 6400 | B | 7 | 457 | A | 7 | 0.5 | E | 8 | 0.06 | F | 8 | 0.22 | F | 8 | 0 | 1 | D | 9 | 0 | C | 8
1994-02-21 | 18:00 | 56 | 944 | 5 | 1 | 10 | 0 | 1 | 16 | 5 | 1 | 10 | 6 | 1 | 10 | 0 | 1 | 16 | 6 | 1 | 10 | 20 | 1 | 21 | 10 | A | 7 | 10 | A | 7 | -2.2 | A | 7 | -2.8 | A | 7 | 95 | A | 7 | 832 | A | 7 | 360 | A | 7 | 6.2 | A | 7 | 2400 | B | 7 | 122 | A | 7 | 0.5 | E | 8 | 0.06 | F | 8 | 0.22 | F | 8 | 0 | 1 | D | 9 | 0 | C | 8
1994-02-21 | 19:00 | 0 | 0 | 0 | 1 | 0 | 0 | 1 | 0 | 0 | 1 | 0 | 0 | 1 | 0 | 0 | 1 | 0 | 0 | 1 | 0 | 0 | 1 | 0 | 10 | A | 7 | 10 | A | 7 | -2.8 | A | 7 | -3.9 | A | 7 | 91 | A | 7 | 832 | A | 7 | 320 | A | 7 | 7.2 | A | 7 | 3200 | B | 7 | 122 | A | 7 | 0.5 | E | 8 | 0.06 | F | 8 | 0.22 | F | 8 | 0 | 1 | D | 9 | 0 | C | 8
1994-02-21 | 20:00 | 0 | 0 | 0 | 1 | 0 | 0 | 1 | 0 | 0 | 1 | 0 | 0 | 1 | 0 | 0 | 1 | 0 | 0 | 1 | 0 | 0 | 1 | 0 | 10 | A | 7 | 10 | A | 7 | -3.3 | A | 7 | -3.9 | A | 7 | 95 | A | 7 | 832 | A | 7 | 340 | A | 7 | 7.7 | A | 7 | 2000 | B | 7 | 183 | A | 7 | 0.5 | E | 8 | 0.06 | F | 8 | 0.22 | F | 8 | 0 | 1 | D | 9 | 0 | C | 8
1994-02-21 | 21:00 | 0 | 0 | 0 | 1 | 0 | 0 | 1 | 0 | 0 | 1 | 0 | 0 | 1 | 0 | 0 | 1 | 0 | 0 | 1 | 0 | 0 | 1 | 0 | 10 | A | 7 | 10 | A | 7 | -2.2 | A | 7 | -2.8 | A | 7 | 95 | A | 7 | 832 | A | 7 | 350 | A | 7 | 5.2 | A | 7 | 2400 | B | 7 | 396 | A | 7 | 0.5 | E | 8 | 0.06 | F | 8 | 0.22 | F | 8 | 0 | 1 | D | 9 | 0 | C | 8
1994-02-21 | 22:00 | 0 | 0 | 0 | 1 | 0 | 0 | 1 | 0 | 0 | 1 | 0 | 0 | 1 | 0 | 0 | 1 | 0 | 0 | 1 | 0 | 0 | 1 | 0 | 10 | A | 7 | 10 | A | 7 | -3.3 | A | 7 | -4.4 | A | 7 | 91 | A | 7 | 833 | A | 7 | 10 | A | 7 | 5.2 | A | 7 | 1600 | B | 7 | 183 | A | 7 | 0.5 | E | 8 | 0.06 | F | 8 | 0.22 | F | 8 | 0 | 1 | D | 9 | 0 | C | 8
1994-02-21 | 23:00 | 0 | 0 | 0 | 1 | 0 | 0 | 1 | 0 | 0 | 1 | 0 | 0 | 1 | 0 | 0 | 1 | 0 | 0 | 1 | 0 | 0 | 1 | 0 | 10 | A | 7 | 10 | A | 7 | -4.4 | A | 7 | -5.6 | A | 7 | 90 | A | 7 | 833 | A | 7 | 360 | A | 7 | 4.6 | A | 7 | 1600 | B | 7 | 183 | A | 7 | 0.5 | E | 8 | 0.06 | F | 8 | 0.22 | F | 8 | 0 | 1 | D | 9 | 0 | C | 8
1994-02-21 | 24:00 | 0 | 0 | 0 | 1 | 0 | 0 | 1 | 0 | 0 | 1 | 0 | 0 | 1 | 0 | 0 | 1 | 0 | 0 | 1 | 0 | 0 | 1 | 0 | 10 | A | 7 | 10 | A | 7 | -5 | A | 7 | -6.1 | A | 7 | 91 | A | 7 | 833 | A | 7 | 340 | A | 7 | 4.1 | A | 7 | 3200 | B | 7 | 244 | A | 7 | 0.5 | E | 8 | 0.06 | F | 8 | 0.22 | F | 8 | 0 | 1 | D | 9 | 0 | C | 8
1994-02-22 | 1:00 | 0 | 0 | 0 | 1 | 0 | 0 | 1 | 0 | 0 | 1 | 0 | 0 | 1 | 0 | 0 | 1 | 0 | 0 | 1 | 0 | 0 | 1 | 0 | 10 | A | 7 | 8 | A | 7 | -5.6 | A | 7 | -7.2 | A | 7 | 87 | A | 7 | 833 | A | 7 | 350 | A | 7 | 3.6 | A | 7 | 6400 | B | 7 | 1981 | A | 7 | 0.5 | E | 8 | 0.06 | F | 8 | 0.22 | F | 8 | 0 | 1 | D | 9 | 0 | C | 8
1994-02-22 | 2:00 | 0 | 0 | 0 | 1 | 0 | 0 | 1 | 0 | 0 | 1 | 0 | 0 | 1 | 0 | 0 | 1 | 0 | 0 | 1 | 0 | 0 | 1 | 0 | 10 | A | 7 | 6 | A | 7 | -7.8 | A | 7 | -8.9 | A | 7 | 91 | A | 7 | 832 | A | 7 | 330 | A | 7 | 2.6 | A | 7 | 6400 | B | 7 | 1524 | A | 7 | 0.5 | E | 8 | 0.06 | F | 8 | 0.22 | F | 8 | 0 | 1 | D | 9 | 0 | C | 8
1994-02-22 | 3:00 | 0 | 0 | 0 | 1 | 0 | 0 | 1 | 0 | 0 | 1 | 0 | 0 | 1 | 0 | 0 | 1 | 0 | 0 | 1 | 0 | 0 | 1 | 0 | 10 | A | 7 | 9 | A | 7 | -7.2 | A | 7 | -8.3 | A | 7 | 91 | A | 7 | 832 | A | 7 | 330 | A | 7 | 2.1 | A | 7 | 8000 | B | 7 | 1676 | A | 7 | 0.5 | E | 8 | 0.06 | F | 8 | 0.22 | F | 8 | 0 | 1 | D | 9 | 0 | C | 8
1994-02-22 | 4:00 | 0 | 0 | 0 | 1 | 0 | 0 | 1 | 0 | 0 | 1 | 0 | 0 | 1 | 0 | 0 | 1 | 0 | 0 | 1 | 0 | 0 | 1 | 0 | 10 | A | 7 | 10 | A | 7 | -6.7 | A | 7 | -7.8 | A | 7 | 91 | A | 7 | 832 | A | 7 | 320 | A | 7 | 2.1 | A | 7 | 4800 | B | 7 | 274 | A | 7 | 0.5 | E | 8 | 0.06 | F | 8 | 0.22 | F | 8 | 0 | 1 | D | 9 | 0 | C | 8
1994-02-22 | 5:00 | 0 | 0 | 0 | 1 | 0 | 0 | 1 | 0 | 0 | 1 | 0 | 0 | 1 | 0 | 0 | 1 | 0 | 0 | 1 | 0 | 0 | 1 | 0 | 10 | A | 7 | 10 | A | 7 | -6.7 | A | 7 | -7.8 | A | 7 | 91 | A | 7 | 831 | A | 7 | 360 | A | 7 | 2.1 | A | 7 | 6400 | B | 7 | 274 | A | 7 | 0.5 | E | 8 | 0.06 | F | 8 | 0.22 | F | 8 | 0 | 1 | D | 9 | 0 | C | 8
1994-02-22 | 6:00 | 0 | 0 | 0 | 1 | 0 | 0 | 1 | 0 | 0 | 1 | 0 | 0 | 1 | 0 | 0 | 1 | 0 | 0 | 1 | 0 | 0 | 1 | 0 | 10 | A | 7 | 10 | A | 7 | -7.2 | A | 7 | -7.8 | A | 7 | 95 | A | 7 | 831 | A | 7 | 360 | A | 7 | 2.1 | A | 7 | 4800 | B | 7 | 1676 | A | 7 | 0.5 | E | 8 | 0.06 | F | 8 | 0.22 | F | 8 | 0 | 1 | D | 9 | 0 | C | 8
1994-02-22 | 7:00 | 9 | 384 | 0 | 1 | 10 | 0 | 1 | 16 | 0 | 1 | 10 | 0 | 1 | 10 | 0 | 1 | 16 | 0 | 1 | 10 | 0 | 1 | 21 | 10 | A | 7 | 10 | A | 7 | -6.7 | A | 7 | -7.8 | A | 7 | 91 | A | 7 | 831 | A | 7 | 360 | A | 7 | 2.1 | A | 7 | 1600 | B | 7 | 274 | A | 7 | 0.5 | E | 8 | 0.06 | F | 8 | 0.22 | F | 8 | 0 | 1 | D | 9 | 0 | C | 8
1994-02-22 | 8:00 | 196 | 1398 | 23 | 1 | 10 | 0 | 1 | 16 | 23 | 1 | 10 | 27 | 1 | 10 | 0 | 1 | 16 | 27 | 1 | 10 | 90 | 1 | 21 | 10 | A | 7 | 10 | A | 7 | -6.7 | A | 7 | -7.8 | A | 7 | 91 | A | 7 | 831 | A | 7 | 360 | A | 7 | 2.6 | A | 7 | 1600 | B | 7 | 274 | A | 7 | 0.5 | E | 8 | 0.06 | F | 8 | 0.22 | F | 8 | 0 | 1 | D | 9 | 0 | C | 8
1994-02-22 | 9:00 | 440 | 1398 | 76 | 1 | 10 | 0 | 1 | 16 | 76 | 1 | 10 | 88 | 1 | 10 | 0 | 1 | 16 | 88 | 1 | 10 | 309 | 1 | 21 | 10 | A | 7 | 10 | A | 7 | -6.1 | A | 7 | -7.2 | A | 7 | 91 | A | 7 | 832 | A | 7 | 360 | A | 7 | 3.1 | A | 7 | 3200 | B | 7 | 762 | A | 7 | 0.5 | E | 8 | 0.06 | F | 8 | 0.22 | F | 8 | 0 | 1 | D | 9 | 0 | C | 8
1994-02-22 | 10:00 | 644 | 1398 | 106 | 1 | 10 | 0 | 1 | 16 | 106 | 1 | 10 | 125 | 1 | 10 | 0 | 1 | 16 | 125 | 1 | 10 | 472 | 1 | 21 | 10 | A | 7 | 10 | A | 7 | -5 | A | 7 | -6.7 | A | 7 | 86 | A | 7 | 832 | A | 7 | 360 | A | 7 | 2.6 | A | 7 | 4800 | B | 7 | 274 | A | 7 | 0.5 | E | 8 | 0.06 | F | 8 | 0.22 | F | 8 | 0 | 1 | D | 9 | 0 | C | 8
1994-02-22 | 11:00 | 794 | 1398 | 139 | 1 | 10 | 0 | 1 | 16 | 139 | 1 | 10 | 165 | 1 | 10 | 0 | 1 | 16 | 165 | 1 | 10 | 644 | 1 | 21 | 10 | A | 7 | 10 | A | 7 | -3.9 | A | 7 | -6.7 | A | 7 | 79 | A | 7 | 832 | A | 7 | 360 | A | 7 | 3.6 | A | 7 | 3200 | B | 7 | 244 | A | 7 | 0.5 | E | 8 | 0.06 | F | 8 | 0.22 | F | 8 | 0 | 1 | D | 9 | 0 | C | 8
1994-02-22 | 12:00 | 880 | 1398 | 157 | 1 | 10 | 0 | 1 | 16 | 157 | 1 | 10 | 188 | 1 | 10 | 0 | 1 | 16 | 188 | 1 | 10 | 744 | 1 | 21 | 10 | A | 7 | 10 | A | 7 | -3.9 | A | 7 | -7.8 | A | 7 | 71 | A | 7 | 831 | A | 7 | 360 | A | 7 | 3.1 | A | 7 | 11200 | B | 7 | 366 | A | 7 | 0.5 | E | 8 | 0.06 | F | 8 | 0.22 | F | 8 | 0 | 1 | D | 9 | 0 | C | 8
1994-02-22 | 13:00 | 894 | 1398 | 192 | 1 | 10 | 0 | 1 | 16 | 192 | 1 | 10 | 226 | 1 | 10 | 0 | 1 | 16 | 226 | 1 | 10 | 882 | 1 | 21 | 10 | A | 7 | 10 | A | 7 | -3.9 | A | 7 | -7.8 | A | 7 | 71 | A | 7 | 831 | A | 7 | 340 | A | 7 | 2.1 | A | 7 | 11200 | B | 7 | 1829 | A | 7 | 0.4 | E | 8 | 0.06 | F | 8 | 0.22 | F | 8 | 0 | 1 | D | 9 | 0 | C | 8
1994-02-22 | 14:00 | 838 | 1398 | 177 | 1 | 10 | 0 | 1 | 16 | 177 | 1 | 10 | 208 | 1 | 10 | 0 | 1 | 16 | 208 | 1 | 10 | 802 | 1 | 21 | 10 | A | 7 | 10 | A | 7 | -3.3 | A | 7 | -7.8 | A | 7 | 68 | A | 7 | 831 | A | 7 | 330 | A | 7 | 2.1 | A | 7 | 11200 | B | 7 | 518 | A | 7 | 0.4 | E | 8 | 0.06 | F | 8 | 0.22 | F | 8 | 0 | 1 | D | 9 | 0 | C | 8
1994-02-22 | 15:00 | 713 | 1398 | 145 | 1 | 10 | 0 | 1 | 16 | 145 | 1 | 10 | 170 | 1 | 10 | 0 | 1 | 16 | 170 | 1 | 10 | 635 | 1 | 21 | 10 | A | 7 | 10 | A | 7 | -3.3 | A | 7 | -7.8 | A | 7 | 68 | A | 7 | 831 | A | 7 | 350 | A | 7 | 2.6 | A | 7 | 11200 | B | 7 | 549 | A | 7 | 0.4 | E | 8 | 0.06 | F | 8 | 0.22 | F | 8 | 0 | 1 | D | 9 | 0 | C | 8
1994-02-22 | 16:00 | 530 | 1398 | 98 | 1 | 10 | 0 | 1 | 16 | 98 | 1 | 10 | 114 | 1 | 10 | 0 | 1 | 16 | 114 | 1 | 10 | 408 | 1 | 21 | 10 | A | 7 | 10 | A | 7 | -3.9 | A | 7 | -8.3 | A | 7 | 68 | A | 7 | 831 | A | 7 | 300 | A | 7 | 2.1 | A | 7 | 12800 | B | 7 | 732 | A | 7 | 0.4 | E | 8 | 0.06 | F | 8 | 0.22 | F | 8 | 0 | 1 | D | 9 | 0 | C | 8
1994-02-22 | 17:00 | 300 | 1398 | 45 | 1 | 10 | 0 | 1 | 16 | 45 | 1 | 10 | 52 | 1 | 10 | 0 | 1 | 16 | 52 | 1 | 10 | 177 | 1 | 21 | 10 | A | 7 | 10 | A | 7 | -3.3 | A | 7 | -10 | A | 7 | 56 | A | 7 | 832 | A | 7 | 360 | A | 7 | 1 | A | 7 | 16000 | B | 7 | 732 | A | 7 | 0.4 | E | 8 | 0.06 | F | 8 | 0.22 | F | 8 | 0 | 1 | D | 9 | 0 | C | 8
1994-02-22 | 18:00 | 59 | 967 | 9 | 1 | 10 | 0 | 1 | 16 | 9 | 1 | 10 | 11 | 1 | 10 | 0 | 1 | 16 | 11 | 1 | 10 | 35 | 1 | 21 | 10 | A | 7 | 10 | A | 7 | -4.4 | A | 7 | -7.2 | A | 7 | 79 | A | 7 | 832 | A | 7 | 40 | A | 7 | 2.1 | A | 7 | 11200 | B | 7 | 762 | A | 7 | 0.4 | E | 8 | 0.06 | F | 8 | 0.22 | F | 8 | 0 | 1 | D | 9 | 0 | C | 8
1994-02-22 | 19:00 | 0 | 0 | 0 | 1 | 0 | 0 | 1 | 0 | 0 | 1 | 0 | 0 | 1 | 0 | 0 | 1 | 0 | 0 | 1 | 0 | 0 | 1 | 0 | 10 | A | 7 | 10 | A | 7 | -4.4 | A | 7 | -6.7 | A | 7 | 82 | A | 7 | 833 | A | 7 | 40 | A | 7 | 2.6 | A | 7 | 8000 | B | 7 | 853 | A | 7 | 0.4 | E | 8 | 0.06 | F | 8 | 0.22 | F | 8 | 0 | 1 | D | 9 | 0 | C | 8
1994-02-22 | 20:00 | 0 | 0 | 0 | 1 | 0 | 0 | 1 | 0 | 0 | 1 | 0 | 0 | 1 | 0 | 0 | 1 | 0 | 0 | 1 | 0 | 0 | 1 | 0 | 10 | A | 7 | 10 | A | 7 | -5 | A | 7 | -7.2 | A | 7 | 83 | A | 7 | 833 | A | 7 | 120 | A | 7 | 1.5 | A | 7 | 11200 | B | 7 | 853 | A | 7 | 0.4 | E | 8 | 0.06 | F | 8 | 0.22 | F | 8 | 0 | 1 | D | 9 | 0 | C | 8
1994-02-22 | 21:00 | 0 | 0 | 0 | 1 | 0 | 0 | 1 | 0 | 0 | 1 | 0 | 0 | 1 | 0 | 0 | 1 | 0 | 0 | 1 | 0 | 0 | 1 | 0 | 10 | A | 7 | 10 | A | 7 | -5.6 | A | 7 | -7.8 | A | 7 | 83 | A | 7 | 834 | A | 7 | 130 | A | 7 | 2.1 | A | 7 | 12800 | B | 7 | 884 | A | 7 | 0.4 | E | 8 | 0.06 | F | 8 | 0.22 | F | 8 | 0 | 1 | D | 9 | 0 | C | 8
1994-02-22 | 22:00 | 0 | 0 | 0 | 1 | 0 | 0 | 1 | 0 | 0 | 1 | 0 | 0 | 1 | 0 | 0 | 1 | 0 | 0 | 1 | 0 | 0 | 1 | 0 | 10 | A | 7 | 10 | A | 7 | -5.6 | A | 7 | -7.2 | A | 7 | 87 | A | 7 | 834 | A | 7 | 130 | A | 7 | 1.5 | A | 7 | 16000 | B | 7 | 975 | A | 7 | 0.4 | E | 8 | 0.06 | F | 8 | 0.22 | F | 8 | 0 | 1 | D | 9 | 0 | C | 8
1994-02-22 | 23:00 | 0 | 0 | 0 | 1 | 0 | 0 | 1 | 0 | 0 | 1 | 0 | 0 | 1 | 0 | 0 | 1 | 0 | 0 | 1 | 0 | 0 | 1 | 0 | 10 | A | 7 | 10 | A | 7 | -5.6 | A | 7 | -7.8 | A | 7 | 83 | A | 7 | 834 | A | 7 | 0 | A | 7 | 0 | A | 7 | 16000 | B | 7 | 914 | A | 7 | 0.4 | E | 8 | 0.06 | F | 8 | 0.22 | F | 8 | 0 | 1 | D | 9 | 0 | C | 8
1994-02-22 | 24:00 | 0 | 0 | 0 | 1 | 0 | 0 | 1 | 0 | 0 | 1 | 0 | 0 | 1 | 0 | 0 | 1 | 0 | 0 | 1 | 0 | 0 | 1 | 0 | 9 | A | 7 | 9 | A | 7 | -6.7 | A | 7 | -8.3 | A | 7 | 87 | A | 7 | 834 | A | 7 | 170 | A | 7 | 1.5 | A | 7 | 12800 | B | 7 | 762 | A | 7 | 0.3 | E | 8 | 0.06 | F | 8 | 0.22 | F | 8 | 0 | 1 | D | 9 | 0 | C | 8
1994-02-23 | 1:00 | 0 | 0 | 0 | 1 | 0 | 0 | 1 | 0 | 0 | 1 | 0 | 0 | 1 | 0 | 0 | 1 | 0 | 0 | 1 | 0 | 0 | 1 | 0 | 7 | A | 7 | 7 | A | 7 | -7.8 | A | 7 | -8.9 | A | 7 | 91 | A | 7 | 834 | A | 7 | 140 | A | 7 | 1.5 | A | 7 | 16000 | B | 7 | 457 | A | 7 | 0.3 | E | 8 | 0.061 | F | 8 | 0.22 | F | 8 | 0 | 1 | D | 9 | 0 | C | 8
1994-02-23 | 2:00 | 0 | 0 | 0 | 1 | 0 | 0 | 1 | 0 | 0 | 1 | 0 | 0 | 1 | 0 | 0 | 1 | 0 | 0 | 1 | 0 | 0 | 1 | 0 | 0 | A | 7 | 0 | A | 7 | -8.9 | A | 7 | -10.6 | A | 7 | 86 | A | 7 | 833 | A | 7 | 200 | A | 7 | 3.6 | A | 7 | 16000 | B | 7 | 77777 | A | 7 | 0.3 | E | 8 | 0.061 | F | 8 | 0.22 | F | 8 | 0 | 1 | D | 9 | 0 | C | 8
1994-02-23 | 3:00 | 0 | 0 | 0 | 1 | 0 | 0 | 1 | 0 | 0 | 1 | 0 | 0 | 1 | 0 | 0 | 1 | 0 | 0 | 1 | 0 | 0 | 1 | 0 | 0 | A | 7 | 0 | A | 7 | -8.9 | A | 7 | -10.6 | A | 7 | 86 | A | 7 | 833 | A | 7 | 180 | A | 7 | 4.6 | A | 7 | 32000 | B | 7 | 77777 | A | 7 | 0.3 | E | 8 | 0.061 | F | 8 | 0.22 | F | 8 | 0 | 1 | D | 9 | 0 | C | 8
1994-02-23 | 4:00 | 0 | 0 | 0 | 1 | 0 | 0 | 1 | 0 | 0 | 1 | 0 | 0 | 1 | 0 | 0 | 1 | 0 | 0 | 1 | 0 | 0 | 1 | 0 | 0 | A | 7 | 0 | A | 7 | -10 | A | 7 | -12.8 | A | 7 | 78 | A | 7 | 833 | A | 7 | 210 | A | 7 | 1 | A | 7 | 40000 | B | 7 | 77777 | A | 7 | 0.3 | E | 8 | 0.061 | F | 8 | 0.22 | F | 8 | 0 | 1 | D | 9 | 0 | C | 8
1994-02-23 | 5:00 | 0 | 0 | 0 | 1 | 0 | 0 | 1 | 0 | 0 | 1 | 0 | 0 | 1 | 0 | 0 | 1 | 0 | 0 | 1 | 0 | 0 | 1 | 0 | 0 | A | 7 | 0 | A | 7 | -11.1 | A | 7 | -13.3 | A | 7 | 82 | A | 7 | 834 | A | 7 | 150 | A | 7 | 2.6 | A | 7 | 40000 | B | 7 | 77777 | A | 7 | 0.3 | E | 8 | 0.061 | F | 8 | 0.22 | F | 8 | 0 | 1 | D | 9 | 0 | C | 8
1994-02-23 | 6:00 | 0 | 0 | 0 | 1 | 0 | 0 | 1 | 0 | 0 | 1 | 0 | 0 | 1 | 0 | 0 | 1 | 0 | 0 | 1 | 0 | 0 | 1 | 0 | 1 | A | 7 | 1 | A | 7 | -12.2 | A | 7 | -13.9 | A | 7 | 86 | A | 7 | 834 | A | 7 | 90 | A | 7 | 1 | A | 7 | 64000 | B | 7 | 77777 | A | 7 | 0.3 | E | 8 | 0.061 | F | 8 | 0.22 | F | 8 | 0 | 1 | D | 9 | 0 | C | 8
1994-02-23 | 7:00 | 11 | 407 | 1 | 1 | 10 | 11 | 1 | 16 | 1 | 1 | 10 | 0 | 1 | 10 | 0 | 1 | 16 | 0 | 1 | 10 | 0 | 1 | 21 | 0 | A | 7 | 0 | A | 7 | -11.7 | A | 7 | -14.4 | A | 7 | 78 | A | 7 | 834 | A | 7 | 190 | A | 7 | 1.5 | A | 7 | 96000 | B | 7 | 77777 | A | 7 | 0.3 | E | 8 | 0.061 | F | 8 | 0.22 | F | 8 | 0 | 1 | D | 9 | 0 | C | 8
1994-02-23 | 8:00 | 203 | 1397 | 91 | 1 | 10 | 339 | 1 | 16 | 41 | 1 | 10 | 92 | 1 | 10 | 225 | 1 | 16 | 59 | 1 | 10 | 72 | 1 | 21 | 1 | A | 7 | 0 | A | 7 | -4.4 | A | 7 | -14.4 | A | 7 | 41 | A | 7 | 834 | A | 7 | 290 | A | 7 | 5.2 | A | 7 | 96000 | B | 7 | 77777 | A | 7 | 0.3 | E | 8 | 0.061 | F | 8 | 0.22 | F | 8 | 0 | 1 | D | 9 | 0 | C | 8
1994-02-23 | 9:00 | 447 | 1397 | 278 | 1 | 10 | 646 | 1 | 16 | 71 | 1 | 10 | 290 | 1 | 10 | 583 | 1 | 16 | 103 | 1 | 10 | 136 | 1 | 21 | 1 | A | 7 | 0 | A | 7 | -2.2 | A | 7 | -12.8 | A | 7 | 40 | A | 7 | 834 | A | 7 | 230 | A | 7 | 2.6 | A | 7 | 96000 | B | 7 | 77777 | A | 7 | 0.3 | E | 8 | 0.061 | F | 8 | 0.22 | F | 8 | 0 | 1 | D | 9 | 0 | C | 8
1994-02-23 | 10:00 | 651 | 1397 | 462 | 1 | 10 | 795 | 1 | 16 | 91 | 1 | 10 | 477 | 1 | 10 | 768 | 1 | 16 | 118 | 1 | 10 | 181 | 1 | 21 | 0 | A | 7 | 0 | A | 7 | -1.1 | A | 7 | -13.3 | A | 7 | 35 | A | 7 | 834 | A | 7 | 230 | A | 7 | 4.1 | A | 7 | 96000 | B | 7 | 77777 | A | 7 | 0.3 | E | 8 | 0.061 | F | 8 | 0.22 | F | 8 | 0 | 1 | D | 9 | 0 | C | 8
1994-02-23 | 11:00 | 801 | 1397 | 601 | 1 | 10 | 861 | 1 | 16 | 107 | 1 | 10 | 628 | 1 | 10 | 853 | 1 | 16 | 137 | 1 | 10 | 235 | 1 | 21 | 0 | A | 7 | 0 | A | 7 | 1.1 | A | 7 | -15 | A | 7 | 25 | A | 7 | 834 | A | 7 | 290 | A | 7 | 5.7 | A | 7 | 120000 | B | 7 | 77777 | A | 7 | 0.3 | E | 8 | 0.061 | F | 8 | 0.22 | F | 8 | 0 | 1 | D | 9 | 0 | C | 8
1994-02-23 | 12:00 | 886 | 1397 | 680 | 1 | 10 | 891 | 1 | 16 | 115 | 1 | 10 | 715 | 1 | 10 | 890 | 1 | 16 | 148 | 1 | 10 | 275 | 1 | 21 | 0 | A | 7 | 0 | A | 7 | 1.7 | A | 7 | -14.4 | A | 7 | 25 | A | 7 | 833 | A | 7 | 310 | A | 7 | 6.7 | A | 7 | 112000 | B | 7 | 77777 | A | 7 | 0.3 | E | 8 | 0.061 | F | 8 | 0.22 | F | 8 | 0 | 1 | D | 9 | 0 | C | 8
1994-02-23 | 13:00 | 901 | 1397 | 694 | 1 | 10 | 896 | 1 | 16 | 116 | 1 | 10 | 730 | 1 | 10 | 896 | 1 | 16 | 150 | 1 | 10 | 282 | 1 | 21 | 0 | A | 7 | 0 | A | 7 | 2.8 | A | 7 | -15.6 | A | 7 | 21 | A | 7 | 832 | A | 7 | 290 | A | 7 | 6.7 | A | 7 | 112000 | B | 7 | 77777 | A | 7 | 0.3 | E | 8 | 0.061 | F | 8 | 0.22 | F | 8 | 0 | 1 | D | 9 | 0 | C | 8
1994-02-23 | 14:00 | 844 | 1397 | 640 | 1 | 10 | 876 | 1 | 16 | 111 | 1 | 10 | 671 | 1 | 10 | 872 | 1 | 16 | 142 | 1 | 10 | 254 | 1 | 21 | 0 | A | 7 | 0 | A | 7 | 3.9 | A | 7 | -14.4 | A | 7 | 22 | A | 7 | 832 | A | 7 | 240 | A | 7 | 6.2 | A | 7 | 112000 | B | 7 | 77777 | A | 7 | 0.3 | E | 8 | 0.061 | F | 8 | 0.22 | F | 8 | 0 | 1 | D | 9 | 0 | C | 8
1994-02-23 | 15:00 | 719 | 1397 | 509 | 1 | 10 | 756 | 1 | 16 | 120 | 1 | 10 | 536 | 1 | 10 | 748 | 1 | 16 | 149 | 1 | 10 | 259 | 1 | 21 | 1 | A | 7 | 1 | A | 7 | 5.6 | A | 7 | -16.1 | A | 7 | 16 | A | 7 | 831 | A | 7 | 220 | A | 7 | 2.1 | A | 7 | 112000 | B | 7 | 77777 | A | 7 | 0.3 | E | 8 | 0.061 | F | 8 | 0.22 | F | 8 | 0 | 1 | D | 9 | 0 | C | 8
1994-02-23 | 16:00 | 536 | 1397 | 315 | 1 | 10 | 499 | 1 | 16 | 123 | 1 | 10 | 332 | 1 | 10 | 474 | 1 | 16 | 150 | 1 | 10 | 238 | 1 | 21 | 6 | A | 7 | 5 | A | 7 | 6.1 | A | 7 | -15 | A | 7 | 18 | A | 7 | 830 | A | 7 | 260 | A | 7 | 3.1 | A | 7 | 112000 | B | 7 | 6706 | A | 7 | 0.4 | E | 8 | 0.061 | F | 8 | 0.22 | F | 8 | 0 | 1 | D | 9 | 0 | C | 8
1994-02-23 | 17:00 | 306 | 1397 | 120 | 1 | 10 | 132 | 1 | 16 | 91 | 1 | 10 | 130 | 1 | 10 | 107 | 1 | 16 | 106 | 1 | 10 | 197 | 1 | 21 | 6 | A | 7 | 5 | A | 7 | 3.3 | A | 7 | -14.4 | A | 7 | 23 | A | 7 | 829 | A | 7 | 150 | A | 7 | 2.6 | A | 7 | 112000 | B | 7 | 6706 | A | 7 | 0.4 | E | 8 | 0.061 | F | 8 | 0.22 | F | 8 | 0 | 1 | D | 9 | 0 | C | 8
1994-02-23 | 18:00 | 62 | 990 | 16 | 1 | 10 | 49 | 1 | 16 | 13 | 1 | 10 | 18 | 1 | 10 | 18 | 1 | 16 | 17 | 1 | 10 | 21 | 1 | 21 | 5 | A | 7 | 4 | A | 7 | 3.3 | A | 7 | -14.4 | A | 7 | 23 | A | 7 | 829 | A | 7 | 290 | A | 7 | 4.6 | A | 7 | 112000 | B | 7 | 77777 | A | 7 | 0.4 | E | 8 | 0.061 | F | 8 | 0.22 | F | 8 | 0 | 1 | D | 9 | 0 | C | 8
1994-02-23 | 19:00 | 0 | 0 | 0 | 1 | 0 | 0 | 1 | 0 | 0 | 1 | 0 | 0 | 1 | 0 | 0 | 1 | 0 | 0 | 1 | 0 | 0 | 1 | 0 | 5 | A | 7 | 2 | A | 7 | 1.1 | A | 7 | -11.7 | A | 7 | 34 | A | 7 | 829 | A | 7 | 320 | A | 7 | 4.6 | A | 7 | 48000 | B | 7 | 77777 | A | 7 | 0.4 | E | 8 | 0.061 | F | 8 | 0.22 | F | 8 | 0 | 1 | D | 9 | 0 | C | 8
1994-02-23 | 20:00 | 0 | 0 | 0 | 1 | 0 | 0 | 1 | 0 | 0 | 1 | 0 | 0 | 1 | 0 | 0 | 1 | 0 | 0 | 1 | 0 | 0 | 1 | 0 | 8 | A | 7 | 6 | A | 7 | 0 | A | 7 | -12.2 | A | 7 | 35 | A | 7 | 829 | A | 7 | 350 | A | 7 | 3.6 | A | 7 | 48000 | B | 7 | 4877 | A | 7 | 0.4 | E | 8 | 0.061 | F | 8 | 0.22 | F | 8 | 0 | 1 | D | 9 | 0 | C | 8
1994-02-23 | 21:00 | 0 | 0 | 0 | 1 | 0 | 0 | 1 | 0 | 0 | 1 | 0 | 0 | 1 | 0 | 0 | 1 | 0 | 0 | 1 | 0 | 0 | 1 | 0 | 7 | A | 7 | 7 | A | 7 | 1.1 | A | 7 | -13.3 | A | 7 | 29 | A | 7 | 829 | A | 7 | 130 | A | 7 | 3.1 | A | 7 | 48000 | B | 7 | 4877 | A | 7 | 0.4 | E | 8 | 0.061 | F | 8 | 0.22 | F | 8 | 0 | 1 | D | 9 | 0 | C | 8
1994-02-23 | 22:00 | 0 | 0 | 0 | 1 | 0 | 0 | 1 | 0 | 0 | 1 | 0 | 0 | 1 | 0 | 0 | 1 | 0 | 0 | 1 | 0 | 0 | 1 | 0 | 8 | A | 7 | 6 | A | 7 | 0 | A | 7 | -12.2 | A | 7 | 35 | A | 7 | 828 | A | 7 | 200 | A | 7 | 1.5 | A | 7 | 48000 | B | 7 | 4877 | A | 7 | 0.4 | E | 8 | 0.061 | F | 8 | 0.22 | F | 8 | 0 | 1 | D | 9 | 0 | C | 8
1994-02-23 | 23:00 | 0 | 0 | 0 | 1 | 0 | 0 | 1 | 0 | 0 | 1 | 0 | 0 | 1 | 0 | 0 | 1 | 0 | 0 | 1 | 0 | 0 | 1 | 0 | 6 | A | 7 | 6 | A | 7 | 0.6 | A | 7 | -11.7 | A | 7 | 35 | A | 7 | 828 | A | 7 | 190 | A | 7 | 3.1 | A | 7 | 48000 | B | 7 | 4877 | A | 7 | 0.4 | E | 8 | 0.061 | F | 8 | 0.22 | F | 8 | 0 | 1 | D | 9 | 0 | C | 8
1994-02-23 | 24:00 | 0 | 0 | 0 | 1 | 0 | 0 | 1 | 0 | 0 | 1 | 0 | 0 | 1 | 0 | 0 | 1 | 0 | 0 | 1 | 0 | 0 | 1 | 0 | 6 | A | 7 | 6 | A | 7 | 3.9 | A | 7 | -11.7 | A | 7 | 28 | A | 7 | 827 | A | 7 | 250 | A | 7 | 5.7 | A | 7 | 48000 | B | 7 | 4877 | A | 7 | 0.4 | E | 8 | 0.061 | F | 8 | 0.22 | F | 8 | 0 | 1 | D | 9 | 0 | C | 8
1994-02-24 | 1:00 | 0 | 0 | 0 | 1 | 0 | 0 | 1 | 0 | 0 | 1 | 0 | 0 | 1 | 0 | 0 | 1 | 0 | 0 | 1 | 0 | 0 | 1 | 0 | 6 | A | 7 | 5 | A | 7 | 1.7 | A | 7 | -10.6 | A | 7 | 36 | A | 7 | 826 | A | 7 | 330 | A | 7 | 3.6 | A | 7 | 48000 | B | 7 | 6096 | A | 7 | 0.4 | E | 8 | 0.062 | F | 8 | 0.22 | F | 8 | 0 | 1 | D | 9 | 0 | C | 8
1994-02-24 | 2:00 | 0 | 0 | 0 | 1 | 0 | 0 | 1 | 0 | 0 | 1 | 0 | 0 | 1 | 0 | 0 | 1 | 0 | 0 | 1 | 0 | 0 | 1 | 0 | 6 | A | 7 | 6 | A | 7 | 1.1 | A | 7 | -10.6 | A | 7 | 37 | A | 7 | 826 | A | 7 | 240 | A | 7 | 3.1 | A | 7 | 48000 | B | 7 | 4267 | A | 7 | 0.4 | E | 8 | 0.062 | F | 8 | 0.22 | F | 8 | 0 | 1 | D | 9 | 0 | C | 8
1994-02-24 | 3:00 | 0 | 0 | 0 | 1 | 0 | 0 | 1 | 0 | 0 | 1 | 0 | 0 | 1 | 0 | 0 | 1 | 0 | 0 | 1 | 0 | 0 | 1 | 0 | 8 | A | 7 | 8 | A | 7 | 3.9 | A | 7 | -10.6 | A | 7 | 31 | A | 7 | 826 | A | 7 | 220 | A | 7 | 3.1 | A | 7 | 48000 | B | 7 | 4572 | A | 7 | 0.4 | E | 8 | 0.062 | F | 8 | 0.22 | F | 8 | 0 | 1 | D | 9 | 0 | C | 8
1994-02-24 | 4:00 | 0 | 0 | 0 | 1 | 0 | 0 | 1 | 0 | 0 | 1 | 0 | 0 | 1 | 0 | 0 | 1 | 0 | 0 | 1 | 0 | 0 | 1 | 0 | 7 | A | 7 | 7 | A | 7 | 2.2 | A | 7 | -8.9 | A | 7 | 40 | A | 7 | 825 | A | 7 | 270 | A | 7 | 2.6 | A | 7 | 48000 | B | 7 | 4572 | A | 7 | 0.4 | E | 8 | 0.062 | F | 8 | 0.22 | F | 8 | 0 | 1 | D | 9 | 0 | C | 8
1994-02-24 | 5:00 | 0 | 0 | 0 | 1 | 0 | 0 | 1 | 0 | 0 | 1 | 0 | 0 | 1 | 0 | 0 | 1 | 0 | 0 | 1 | 0 | 0 | 1 | 0 | 10 | A | 7 | 9 | A | 7 | 4.4 | A | 7 | -7.8 | A | 7 | 38 | A | 7 | 825 | A | 7 | 290 | A | 7 | 2.6 | A | 7 | 48000 | B | 7 | 4267 | A | 7 | 0.4 | E | 8 | 0.062 | F | 8 | 0.22 | F | 8 | 0 | 1 | D | 9 | 0 | C | 8
1994-02-24 | 6:00 | 0 | 0 | 0 | 1 | 0 | 0 | 1 | 0 | 0 | 1 | 0 | 0 | 1 | 0 | 0 | 1 | 0 | 0 | 1 | 0 | 0 | 1 | 0 | 9 | A | 7 | 7 | A | 7 | 2.2 | A | 7 | -7.8 | A | 7 | 44 | A | 7 | 825 | A | 7 | 80 | A | 7 | 3.6 | A | 7 | 48000 | B | 7 | 4267 | A | 7 | 0.4 | E | 8 | 0.062 | F | 8 | 0.22 | F | 8 | 0 | 1 | D | 9 | 0 | C | 8
1994-02-24 | 7:00 | 13 | 454 | 3 | 1 | 10 | 8 | 1 | 16 | 2 | 1 | 10 | 0 | 1 | 10 | 0 | 1 | 16 | 0 | 1 | 10 | 0 | 1 | 21 | 8 | A | 7 | 6 | A | 7 | 3.9 | A | 7 | -7.8 | A | 7 | 39 | A | 7 | 825 | A | 7 | 240 | A | 7 | 3.6 | A | 7 | 96000 | B | 7 | 6096 | A | 7 | 0.4 | E | 8 | 0.062 | F | 8 | 0.22 | F | 8 | 0 | 1 | D | 9 | 0 | C | 8
1994-02-24 | 8:00 | 209 | 1396 | 119 | 1 | 10 | 561 | 1 | 16 | 34 | 1 | 10 | 119 | 1 | 10 | 400 | 1 | 16 | 59 | 1 | 10 | 61 | 1 | 21 | 2 | A | 7 | 2 | A | 7 | 3.9 | A | 7 | -7.8 | A | 7 | 39 | A | 7 | 825 | A | 7 | 260 | A | 7 | 2.1 | A | 7 | 96000 | B | 7 | 77777 | A | 7 | 0.4 | E | 8 | 0.062 | F | 8 | 0.22 | F | 8 | 0 | 1 | D | 9 | 0 | C | 8
1994-02-24 | 9:00 | 453 | 1396 | 272 | 1 | 10 | 598 | 1 | 16 | 78 | 1 | 10 | 283 | 1 | 10 | 540 | 1 | 16 | 107 | 1 | 10 | 148 | 1 | 21 | 4 | A | 7 | 3 | A | 7 | 7.2 | A | 7 | -7.8 | A | 7 | 31 | A | 7 | 825 | A | 7 | 300 | A | 7 | 4.1 | A | 7 | 96000 | B | 7 | 77777 | A | 7 | 0.4 | E | 8 | 0.062 | F | 8 | 0.22 | F | 8 | 0 | 1 | D | 9 | 0 | C | 8
1994-02-24 | 10:00 | 658 | 1396 | 389 | 1 | 10 | 521 | 1 | 16 | 144 | 1 | 10 | 416 | 1 | 10 | 518 | 1 | 16 | 171 | 1 | 10 | 294 | 1 | 21 | 7 | A | 7 | 2 | A | 7 | 10 | A | 7 | -8.3 | A | 7 | 25 | A | 7 | 824 | A | 7 | 350 | A | 7 | 2.6 | A | 7 | 112000 | B | 7 | 77777 | A | 7 | 0.4 | E | 8 | 0.062 | F | 8 | 0.22 | F | 8 | 0 | 1 | D | 9 | 0 | C | 8
1994-02-24 | 11:00 | 808 | 1396 | 431 | 1 | 10 | 565 | 1 | 16 | 104 | 1 | 10 | 464 | 1 | 10 | 572 | 1 | 16 | 131 | 1 | 10 | 249 | 1 | 21 | 8 | A | 7 | 4 | A | 7 | 10.6 | A | 7 | -7.2 | A | 7 | 26 | A | 7 | 824 | A | 7 | 350 | A | 7 | 6.2 | A | 7 | 120000 | B | 7 | 77777 | A | 7 | 0.4 | E | 8 | 0.062 | F | 8 | 0.22 | F | 8 | 0 | 1 | D | 9 | 0 | C | 8
1994-02-24 | 12:00 | 893 | 1396 | 648 | 1 | 10 | 798 | 1 | 16 | 138 | 1 | 10 | 691 | 1 | 10 | 810 | 1 | 16 | 171 | 1 | 10 | 352 | 1 | 21 | 7 | A | 7 | 2 | A | 7 | 11.7 | A | 7 | -6.7 | A | 7 | 25 | A | 7 | 824 | A | 7 | 310 | A | 7 | 1.5 | A | 7 | 120000 | B | 7 | 77777 | A | 7 | 0.5 | E | 8 | 0.062 | F | 8 | 0.22 | F | 8 | 0 | 1 | D | 9 | 0 | C | 8
1994-02-24 | 13:00 | 907 | 1396 | 681 | 1 | 10 | 788 | 1 | 16 | 169 | 1 | 10 | 716 | 1 | 10 | 794 | 1 | 16 | 199 | 1 | 10 | 427 | 1 | 21 | 8 | A | 7 | 3 | A | 7 | 11.7 | A | 7 | -6.7 | A | 7 | 25 | A | 7 | 822 | A | 7 | 310 | A | 7 | 9.3 | A | 7 | 112000 | B | 7 | 77777 | A | 7 | 0.5 | E | 8 | 0.062 | F | 8 | 0.22 | F | 8 | 0 | 1 | D | 9 | 0 | C | 8
1994-02-24 | 14:00 | 850 | 1396 | 577 | 1 | 10 | 717 | 1 | 16 | 140 | 1 | 10 | 611 | 1 | 10 | 723 | 1 | 16 | 169 | 1 | 10 | 338 | 1 | 21 | 7 | A | 7 | 4 | A | 7 | 12.2 | A | 7 | -6.1 | A | 7 | 26 | A | 7 | 822 | A | 7 | 270 | A | 7 | 12.4 | A | 7 | 112000 | B | 7 | 77777 | A | 7 | 0.5 | E | 8 | 0.062 | F | 8 | 0.22 | F | 8 | 0 | 1 | D | 9 | 0 | C | 8
1994-02-24 | 15:00 | 725 | 1396 | 403 | 1 | 10 | 432 | 1 | 16 | 178 | 1 | 10 | 426 | 1 | 10 | 435 | 1 | 16 | 199 | 1 | 10 | 383 | 1 | 21 | 8 | A | 7 | 4 | A | 7 | 11.7 | A | 7 | -6.7 | A | 7 | 25 | A | 7 | 822 | A | 7 | 260 | A | 7 | 15.5 | A | 7 | 112000 | B | 7 | 77777 | A | 7 | 0.5 | E | 8 | 0.062 | F | 8 | 0.22 | F | 8 | 0 | 1 | D | 9 | 0 | C | 8
1994-02-24 | 16:00 | 541 | 1396 | 343 | 1 | 10 | 674 | 1 | 16 | 81 | 1 | 10 | 361 | 1 | 10 | 639 | 1 | 16 | 112 | 1 | 10 | 162 | 1 | 21 | 7 | A | 7 | 2 | A | 7 | 12.2 | A | 7 | -6.1 | A | 7 | 26 | A | 7 | 822 | A | 7 | 290 | A | 7 | 8.2 | A | 7 | 112000 | B | 7 | 77777 | A | 7 | 0.5 | E | 8 | 0.062 | F | 8 | 0.22 | F | 8 | 0 | 1 | D | 9 | 0 | C | 8
1994-02-24 | 17:00 | 311 | 1396 | 140 | 1 | 10 | 250 | 1 | 16 | 84 | 1 | 10 | 148 | 1 | 10 | 198 | 1 | 16 | 103 | 1 | 10 | 163 | 1 | 21 | 8 | A | 7 | 5 | A | 7 | 12.2 | A | 7 | -6.7 | A | 7 | 24 | A | 7 | 822 | A | 7 | 290 | A | 7 | 12.9 | A | 7 | 112000 | B | 7 | 6706 | A | 7 | 0.5 | E | 8 | 0.062 | F | 8 | 0.22 | F | 8 | 0 | 1 | D | 9 | 0 | C | 8
1994-02-24 | 18:00 | 66 | 1012 | 23 | 1 | 10 | 137 | 1 | 16 | 14 | 1 | 10 | 25 | 1 | 10 | 67 | 1 | 16 | 20 | 1 | 10 | 26 | 1 | 21 | 7 | A | 7 | 2 | A | 7 | 11.1 | A | 7 | -6.7 | A | 7 | 26 | A | 7 | 823 | A | 7 | 290 | A | 7 | 8.2 | A | 7 | 96000 | B | 7 | 77777 | A | 7 | 0.5 | E | 8 | 0.062 | F | 8 | 0.22 | F | 8 | 0 | 1 | D | 9 | 0 | C | 8
1994-02-24 | 19:00 | 0 | 0 | 0 | 1 | 0 | 0 | 1 | 0 | 0 | 1 | 0 | 0 | 1 | 0 | 0 | 1 | 0 | 0 | 1 | 0 | 0 | 1 | 0 | 6 | A | 7 | 3 | A | 7 | 10.6 | A | 7 | -6.1 | A | 7 | 29 | A | 7 | 824 | A | 7 | 280 | A | 7 | 7.7 | A | 7 | 48000 | B | 7 | 77777 | A | 7 | 0.5 | E | 8 | 0.062 | F | 8 | 0.22 | F | 8 | 0 | 1 | D | 9 | 0 | C | 8
1994-02-24 | 20:00 | 0 | 0 | 0 | 1 | 0 | 0 | 1 | 0 | 0 | 1 | 0 | 0 | 1 | 0 | 0 | 1 | 0 | 0 | 1 | 0 | 0 | 1 | 0 | 6 | A | 7 | 6 | A | 7 | -3.9 | A | 7 | -7.2 | A | 7 | 75 | A | 7 | 827 | A | 7 | 60 | A | 7 | 8.8 | A | 7 | 48000 | B | 7 | 7620 | A | 7 | 0.5 | E | 8 | 0.062 | F | 8 | 0.22 | F | 8 | 0 | 1 | D | 9 | 0 | C | 8
1994-02-24 | 21:00 | 0 | 0 | 0 | 1 | 0 | 0 | 1 | 0 | 0 | 1 | 0 | 0 | 1 | 0 | 0 | 1 | 0 | 0 | 1 | 0 | 0 | 1 | 0 | 5 | A | 7 | 5 | A | 7 | -7.8 | A | 7 | -11.7 | A | 7 | 71 | A | 7 | 832 | A | 7 | 30 | A | 7 | 7.2 | A | 7 | 16000 | B | 7 | 77777 | A | 7 | 0.5 | E | 8 | 0.062 | F | 8 | 0.22 | F | 8 | 0 | 1 | D | 9 | 0 | C | 8
1994-02-24 | 22:00 | 0 | 0 | 0 | 1 | 0 | 0 | 1 | 0 | 0 | 1 | 0 | 0 | 1 | 0 | 0 | 1 | 0 | 0 | 1 | 0 | 0 | 1 | 0 | 10 | A | 7 | 10 | A | 7 | -9.4 | A | 7 | -13.3 | A | 7 | 70 | A | 7 | 834 | A | 7 | 360 | A | 7 | 5.2 | A | 7 | 8000 | B | 7 | 732 | A | 7 | 0.5 | E | 8 | 0.062 | F | 8 | 0.22 | F | 8 | 0 | 1 | D | 9 | 0 | C | 8
1994-02-24 | 23:00 | 0 | 0 | 0 | 1 | 0 | 0 | 1 | 0 | 0 | 1 | 0 | 0 | 1 | 0 | 0 | 1 | 0 | 0 | 1 | 0 | 0 | 1 | 0 | 10 | A | 7 | 10 | A | 7 | -10 | A | 7 | -13.9 | A | 7 | 70 | A | 7 | 835 | A | 7 | 360 | A | 7 | 3.1 | A | 7 | 8000 | B | 7 | 884 | A | 7 | 0.5 | E | 8 | 0.062 | F | 8 | 0.22 | F | 8 | 0 | 1 | D | 9 | 0 | C | 8
1994-02-24 | 24:00 | 0 | 0 | 0 | 1 | 0 | 0 | 1 | 0 | 0 | 1 | 0 | 0 | 1 | 0 | 0 | 1 | 0 | 0 | 1 | 0 | 0 | 1 | 0 | 10 | A | 7 | 10 | A | 7 | -9.4 | A | 7 | -13.9 | A | 7 | 67 | A | 7 | 835 | A | 7 | 10 | A | 7 | 4.6 | A | 7 | 9600 | B | 7 | 975 | A | 7 | 0.5 | E | 8 | 0.062 | F | 8 | 0.22 | F | 8 | 0 | 1 | D | 9 | 0 | C | 8
1994-02-25 | 1:00 | 0 | 0 | 0 | 1 | 0 | 0 | 1 | 0 | 0 | 1 | 0 | 0 | 1 | 0 | 0 | 1 | 0 | 0 | 1 | 0 | 0 | 1 | 0 | 2 | A | 7 | 2 | A | 7 | -10 | A | 7 | -13.9 | A | 7 | 70 | A | 7 | 836 | A | 7 | 360 | A | 7 | 3.1 | A | 7 | 11200 | B | 7 | 77777 | A | 7 | 0.5 | E | 8 | 0.062 | F | 8 | 0.22 | F | 8 | 0 | 1 | D | 9 | 0 | C | 8
1994-02-25 | 2:00 | 0 | 0 | 0 | 1 | 0 | 0 | 1 | 0 | 0 | 1 | 0 | 0 | 1 | 0 | 0 | 1 | 0 | 0 | 1 | 0 | 0 | 1 | 0 | 3 | A | 7 | 3 | A | 7 | -10 | A | 7 | -13.9 | A | 7 | 70 | A | 7 | 835 | A | 7 | 110 | A | 7 | 2.6 | A | 7 | 16000 | B | 7 | 77777 | A | 7 | 0.5 | E | 8 | 0.062 | F | 8 | 0.22 | F | 8 | 0 | 1 | D | 9 | 0 | C | 8
1994-02-25 | 3:00 | 0 | 0 | 0 | 1 | 0 | 0 | 1 | 0 | 0 | 1 | 0 | 0 | 1 | 0 | 0 | 1 | 0 | 0 | 1 | 0 | 0 | 1 | 0 | 1 | A | 7 | 1 | A | 7 | -10 | A | 7 | -14.4 | A | 7 | 67 | A | 7 | 835 | A | 7 | 110 | A | 7 | 3.6 | A | 7 | 24000 | B | 7 | 77777 | A | 7 | 0.5 | E | 8 | 0.062 | F | 8 | 0.22 | F | 8 | 0 | 1 | D | 9 | 0 | C | 8
1994-02-25 | 4:00 | 0 | 0 | 0 | 1 | 0 | 0 | 1 | 0 | 0 | 1 | 0 | 0 | 1 | 0 | 0 | 1 | 0 | 0 | 1 | 0 | 0 | 1 | 0 | 1 | A | 7 | 1 | A | 7 | -10.6 | A | 7 | -15 | A | 7 | 67 | A | 7 | 835 | A | 7 | 160 | A | 7 | 3.1 | A | 7 | 32000 | B | 7 | 77777 | A | 7 | 0.6 | E | 8 | 0.062 | F | 8 | 0.22 | F | 8 | 0 | 1 | D | 9 | 0 | C | 8
1994-02-25 | 5:00 | 0 | 0 | 0 | 1 | 0 | 0 | 1 | 0 | 0 | 1 | 0 | 0 | 1 | 0 | 0 | 1 | 0 | 0 | 1 | 0 | 0 | 1 | 0 | 1 | A | 7 | 1 | A | 7 | -11.1 | A | 7 | -15.6 | A | 7 | 66 | A | 7 | 836 | A | 7 | 120 | A | 7 | 4.6 | A | 7 | 32000 | B | 7 | 77777 | A | 7 | 0.6 | E | 8 | 0.062 | F | 8 | 0.22 | F | 8 | 0 | 1 | D | 9 | 0 | C | 8
1994-02-25 | 6:00 | 0 | 0 | 0 | 1 | 0 | 0 | 1 | 0 | 0 | 1 | 0 | 0 | 1 | 0 | 0 | 1 | 0 | 0 | 1 | 0 | 0 | 1 | 0 | 1 | A | 7 | 1 | A | 7 | -11.1 | A | 7 | -15 | A | 7 | 70 | A | 7 | 837 | A | 7 | 90 | A | 7 | 4.1 | A | 7 | 40000 | B | 7 | 77777 | A | 7 | 0.6 | E | 8 | 0.062 | F | 8 | 0.22 | F | 8 | 0 | 1 | D | 9 | 0 | C | 8
1994-02-25 | 7:00 | 15 | 477 | 5 | 1 | 10 | 80 | 1 | 16 | 2 | 1 | 10 | 0 | 1 | 10 | 0 | 1 | 16 | 0 | 1 | 10 | 0 | 1 | 21 | 2 | A | 7 | 1 | A | 7 | -10.6 | A | 7 | -15 | A | 7 | 67 | A | 7 | 837 | A | 7 | 80 | A | 7 | 3.6 | A | 7 | 40000 | B | 7 | 77777 | A | 7 | 0.6 | E | 8 | 0.062 | F | 8 | 0.22 | F | 8 | 0 | 1 | D | 9 | 0 | C | 8
1994-02-25 | 8:00 | 216 | 1396 | 70 | 1 | 10 | 270 | 1 | 16 | 28 | 1 | 10 | 73 | 1 | 10 | 189 | 1 | 16 | 44 | 1 | 10 | 53 | 1 | 21 | 8 | A | 7 | 4 | A | 7 | -10 | A | 7 | -14.4 | A | 7 | 67 | A | 7 | 839 | A | 7 | 90 | A | 7 | 4.1 | A | 7 | 80000 | B | 7 | 7620 | A | 7 | 0.6 | E | 8 | 0.062 | F | 8 | 0.22 | F | 8 | 0 | 1 | D | 9 | 0 | C | 8
1994-02-25 | 9:00 | 460 | 1396 | 257 | 1 | 10 | 426 | 1 | 16 | 117 | 1 | 10 | 268 | 1 | 10 | 388 | 1 | 16 | 140 | 1 | 10 | 223 | 1 | 21 | 9 | A | 7 | 6 | A | 7 | -8.9 | A | 7 | -14.4 | A | 7 | 61 | A | 7 | 840 | A | 7 | 110 | A | 7 | 2.1 | A | 7 | 24000 | B | 7 | 610 | A | 7 | 0.6 | E | 8 | 0.062 | F | 8 | 0.22 | F | 8 | 0 | 1 | D | 9 | 0 | C | 8
1994-02-25 | 10:00 | 664 | 1396 | 375 | 1 | 10 | 409 | 1 | 16 | 180 | 1 | 10 | 391 | 1 | 10 | 406 | 1 | 16 | 198 | 1 | 10 | 377 | 1 | 21 | 9 | A | 7 | 4 | A | 7 | -7.2 | A | 7 | -13.3 | A | 7 | 58 | A | 7 | 840 | A | 7 | 100 | A | 7 | 2.6 | A | 7 | 48000 | B | 7 | 77777 | A | 7 | 0.6 | E | 8 | 0.062 | F | 8 | 0.22 | F | 8 | 0 | 1 | D | 9 | 0 | C | 8
1994-02-25 | 11:00 | 814 | 1396 | 381 | 1 | 10 | 272 | 1 | 16 | 222 | 1 | 10 | 413 | 1 | 10 | 289 | 1 | 16 | 244 | 1 | 10 | 534 | 1 | 21 | 7 | A | 7 | 6 | A | 7 | -5.6 | A | 7 | -12.2 | A | 7 | 56 | A | 7 | 840 | A | 7 | 80 | A | 7 | 3.6 | A | 7 | 48000 | B | 7 | 762 | A | 7 | 0.6 | E | 8 | 0.062 | F | 8 | 0.22 | F | 8 | 0 | 1 | D | 9 | 0 | C | 8
1994-02-25 | 12:00 | 899 | 1396 | 478 | 1 | 10 | 339 | 1 | 16 | 259 | 1 | 10 | 518 | 1 | 10 | 363 | 1 | 16 | 283 | 1 | 10 | 677 | 1 | 21 | 8 | A | 7 | 4 | A | 7 | -4.4 | A | 7 | -11.7 | A | 7 | 53 | A | 7 | 839 | A | 7 | 140 | A | 7 | 3.1 | A | 7 | 40000 | B | 7 | 77777 | A | 7 | 0.6 | E | 8 | 0.062 | F | 8 | 0.22 | F | 8 | 0 | 1 | D | 9 | 0 | C | 8
1994-02-25 | 13:00 | 913 | 1396 | 726 | 1 | 10 | 811 | 1 | 16 | 195 | 1 | 10 | 756 | 1 | 10 | 811 | 1 | 16 | 224 | 1 | 10 | 487 | 1 | 21 | 10 | A | 7 | 4 | A | 7 | -2.2 | A | 7 | -10.6 | A | 7 | 48 | A | 7 | 839 | A | 7 | 310 | A | 7 | 2.1 | A | 7 | 40000 | B | 7 | 77777 | A | 7 | 0.6 | E | 8 | 0.062 | F | 8 | 0.22 | F | 8 | 0 | 1 | D | 9 | 0 | C | 8
1994-02-25 | 14:00 | 856 | 1396 | 668 | 1 | 10 | 789 | 1 | 16 | 183 | 1 | 10 | 693 | 1 | 10 | 785 | 1 | 16 | 210 | 1 | 10 | 427 | 1 | 21 | 10 | A | 7 | 5 | A | 7 | -1.1 | A | 7 | -9.4 | A | 7 | 49 | A | 7 | 838 | A | 7 | 140 | A | 7 | 3.1 | A | 7 | 40000 | B | 7 | 77777 | A | 7 | 0.6 | E | 8 | 0.062 | F | 8 | 0.22 | F | 8 | 0 | 1 | D | 9 | 0 | C | 8
1994-02-25 | 15:00 | 731 | 1396 | 434 | 1 | 10 | 470 | 1 | 16 | 188 | 1 | 10 | 457 | 1 | 10 | 474 | 1 | 16 | 209 | 1 | 10 | 409 | 1 | 21 | 10 | A | 7 | 5 | A | 7 | 0.6 | A | 7 | -8.9 | A | 7 | 45 | A | 7 | 837 | A | 7 | 80 | A | 7 | 2.1 | A | 7 | 32000 | B | 7 | 77777 | A | 7 | 0.6 | E | 8 | 0.062 | F | 8 | 0.22 | F | 8 | 0 | 1 | D | 9 | 0 | C | 8
1994-02-25 | 16:00 | 547 | 1396 | 383 | 1 | 10 | 631 | 1 | 16 | 136 | 1 | 10 | 402 | 1 | 10 | 602 | 1 | 16 | 165 | 1 | 10 | 267 | 1 | 21 | 10 | A | 7 | 5 | A | 7 | 1.7 | A | 7 | -8.3 | A | 7 | 44 | A | 7 | 837 | A | 7 | 80 | A | 7 | 2.1 | A | 7 | 32000 | B | 7 | 77777 | A | 7 | 0.6 | E | 8 | 0.062 | F | 8 | 0.22 | F | 8 | 0 | 1 | D | 9 | 0 | C | 8
1994-02-25 | 17:00 | 316 | 1396 | 189 | 1 | 10 | 528 | 1 | 16 | 69 | 1 | 10 | 192 | 1 | 10 | 419 | 1 | 16 | 96 | 1 | 10 | 121 | 1 | 21 | 9 | A | 7 | 2 | A | 7 | 0.6 | A | 7 | -8.9 | A | 7 | 45 | A | 7 | 836 | A | 7 | 60 | A | 7 | 4.6 | A | 7 | 32000 | B | 7 | 77777 | A | 7 | 0.6 | E | 8 | 0.062 | F | 8 | 0.22 | F | 8 | 0 | 1 | D | 9 | 0 | C | 8
1994-02-25 | 18:00 | 70 | 1035 | 27 | 1 | 10 | 99 | 1 | 16 | 21 | 1 | 10 | 30 | 1 | 10 | 42 | 1 | 16 | 27 | 1 | 10 | 37 | 1 | 21 | 8 | A | 7 | 3 | A | 7 | -2.2 | A | 7 | -10 | A | 7 | 51 | A | 7 | 837 | A | 7 | 80 | A | 7 | 5.2 | A | 7 | 32000 | B | 7 | 77777 | A | 7 | 0.6 | E | 8 | 0.062 | F | 8 | 0.22 | F | 8 | 0 | 1 | D | 9 | 0 | C | 8
1994-02-25 | 19:00 | 0 | 0 | 0 | 1 | 0 | 0 | 1 | 0 | 0 | 1 | 0 | 0 | 1 | 0 | 0 | 1 | 0 | 0 | 1 | 0 | 0 | 1 | 0 | 7 | A | 7 | 2 | A | 7 | -3.9 | A | 7 | -11.1 | A | 7 | 53 | A | 7 | 838 | A | 7 | 50 | A | 7 | 5.7 | A | 7 | 32000 | B | 7 | 77777 | A | 7 | 0.6 | E | 8 | 0.062 | F | 8 | 0.22 | F | 8 | 0 | 1 | D | 9 | 0 | C | 8
1994-02-25 | 20:00 | 0 | 0 | 0 | 1 | 0 | 0 | 1 | 0 | 0 | 1 | 0 | 0 | 1 | 0 | 0 | 1 | 0 | 0 | 1 | 0 | 0 | 1 | 0 | 8 | A | 7 | 3 | A | 7 | -4.4 | A | 7 | -10 | A | 7 | 61 | A | 7 | 838 | A | 7 | 330 | A | 7 | 3.6 | A | 7 | 32000 | B | 7 | 77777 | A | 7 | 0.6 | E | 8 | 0.062 | F | 8 | 0.22 | F | 8 | 0 | 1 | D | 9 | 0 | C | 8
1994-02-25 | 21:00 | 0 | 0 | 0 | 1 | 0 | 0 | 1 | 0 | 0 | 1 | 0 | 0 | 1 | 0 | 0 | 1 | 0 | 0 | 1 | 0 | 0 | 1 | 0 | 4 | A | 7 | 2 | A | 7 | -5 | A | 7 | -10.6 | A | 7 | 61 | A | 7 | 838 | A | 7 | 340 | A | 7 | 3.1 | A | 7 | 32000 | B | 7 | 77777 | A | 7 | 0.6 | E | 8 | 0.062 | F | 8 | 0.22 | F | 8 | 0 | 1 | D | 9 | 0 | C | 8
1994-02-25 | 22:00 | 0 | 0 | 0 | 1 | 0 | 0 | 1 | 0 | 0 | 1 | 0 | 0 | 1 | 0 | 0 | 1 | 0 | 0 | 1 | 0 | 0 | 1 | 0 | 1 | A | 7 | 1 | A | 7 | -6.1 | A | 7 | -10 | A | 7 | 71 | A | 7 | 838 | A | 7 | 360 | A | 7 | 2.6 | A | 7 | 32000 | B | 7 | 77777 | A | 7 | 0.6 | E | 8 | 0.062 | F | 8 | 0.22 | F | 8 | 0 | 1 | D | 9 | 0 | C | 8
1994-02-25 | 23:00 | 0 | 0 | 0 | 1 | 0 | 0 | 1 | 0 | 0 | 1 | 0 | 0 | 1 | 0 | 0 | 1 | 0 | 0 | 1 | 0 | 0 | 1 | 0 | 2 | A | 7 | 0 | A | 7 | -6.7 | A | 7 | -10.6 | A | 7 | 71 | A | 7 | 838 | A | 7 | 360 | A | 7 | 3.1 | A | 7 | 32000 | B | 7 | 77777 | A | 7 | 0.6 | E | 8 | 0.062 | F | 8 | 0.22 | F | 8 | 0 | 1 | D | 9 | 0 | C | 8
1994-02-25 | 24:00 | 0 | 0 | 0 | 1 | 0 | 0 | 1 | 0 | 0 | 1 | 0 | 0 | 1 | 0 | 0 | 1 | 0 | 0 | 1 | 0 | 0 | 1 | 0 | 3 | A | 7 | 1 | A | 7 | -6.7 | A | 7 | -10.6 | A | 7 | 71 | A | 7 | 838 | A | 7 | 60 | A | 7 | 1.5 | A | 7 | 32000 | B | 7 | 77777 | A | 7 | 0.6 | E | 8 | 0.062 | F | 8 | 0.22 | F | 8 | 0 | 1 | D | 9 | 0 | C | 8
1994-02-26 | 1:00 | 0 | 0 | 0 | 1 | 0 | 0 | 1 | 0 | 0 | 1 | 0 | 0 | 1 | 0 | 0 | 1 | 0 | 0 | 1 | 0 | 0 | 1 | 0 | 1 | A | 7 | 0 | A | 7 | -6.7 | A | 7 | -10 | A | 7 | 75 | A | 7 | 837 | A | 7 | 190 | A | 7 | 1.5 | A | 7 | 32000 | B | 7 | 77777 | A | 7 | 0.6 | E | 8 | 0.063 | F | 8 | 0.22 | F | 8 | 0 | 1 | D | 9 | 0 | C | 8
1994-02-26 | 2:00 | 0 | 0 | 0 | 1 | 0 | 0 | 1 | 0 | 0 | 1 | 0 | 0 | 1 | 0 | 0 | 1 | 0 | 0 | 1 | 0 | 0 | 1 | 0 | 0 | A | 7 | 0 | A | 7 | -6.1 | A | 7 | -10 | A | 7 | 71 | A | 7 | 837 | A | 7 | 40 | A | 7 | 1.5 | A | 7 | 32000 | B | 7 | 77777 | A | 7 | 0.7 | E | 8 | 0.063 | F | 8 | 0.22 | F | 8 | 0 | 1 | D | 9 | 0 | C | 8
1994-02-26 | 3:00 | 0 | 0 | 0 | 1 | 0 | 0 | 1 | 0 | 0 | 1 | 0 | 0 | 1 | 0 | 0 | 1 | 0 | 0 | 1 | 0 | 0 | 1 | 0 | 0 | A | 7 | 0 | A | 7 | -6.7 | A | 7 | -10 | A | 7 | 75 | A | 7 | 836 | A | 7 | 0 | A | 7 | 0 | A | 7 | 40000 | B | 7 | 77777 | A | 7 | 0.7 | E | 8 | 0.063 | F | 8 | 0.22 | F | 8 | 0 | 1 | D | 9 | 0 | C | 8
1994-02-26 | 4:00 | 0 | 0 | 0 | 1 | 0 | 0 | 1 | 0 | 0 | 1 | 0 | 0 | 1 | 0 | 0 | 1 | 0 | 0 | 1 | 0 | 0 | 1 | 0 | 2 | A | 7 | 1 | A | 7 | -6.7 | A | 7 | -9.4 | A | 7 | 79 | A | 7 | 836 | A | 7 | 0 | A | 7 | 0 | A | 7 | 40000 | B | 7 | 77777 | A | 7 | 0.7 | E | 8 | 0.063 | F | 8 | 0.22 | F | 8 | 0 | 1 | D | 9 | 0 | C | 8
1994-02-26 | 5:00 | 0 | 0 | 0 | 1 | 0 | 0 | 1 | 0 | 0 | 1 | 0 | 0 | 1 | 0 | 0 | 1 | 0 | 0 | 1 | 0 | 0 | 1 | 0 | 3 | A | 7 | 1 | A | 7 | -7.2 | A | 7 | -9.4 | A | 7 | 82 | A | 7 | 836 | A | 7 | 350 | A | 7 | 1.5 | A | 7 | 48000 | B | 7 | 77777 | A | 7 | 0.7 | E | 8 | 0.063 | F | 8 | 0.22 | F | 8 | 0 | 1 | D | 9 | 0 | C | 8
1994-02-26 | 6:00 | 0 | 0 | 0 | 1 | 0 | 0 | 1 | 0 | 0 | 1 | 0 | 0 | 1 | 0 | 0 | 1 | 0 | 0 | 1 | 0 | 0 | 1 | 0 | 2 | A | 7 | 1 | A | 7 | -7.2 | A | 7 | -9.4 | A | 7 | 82 | A | 7 | 836 | A | 7 | 140 | A | 7 | 2.1 | A | 7 | 64000 | B | 7 | 77777 | A | 7 | 0.7 | E | 8 | 0.063 | F | 8 | 0.22 | F | 8 | 0 | 1 | D | 9 | 0 | C | 8
1994-02-26 | 7:00 | 17 | 523 | 6 | 1 | 10 | 54 | 1 | 16 | 4 | 1 | 10 | 0 | 1 | 10 | 0 | 1 | 16 | 0 | 1 | 10 | 0 | 1 | 21 | 5 | A | 7 | 3 | A | 7 | -6.7 | A | 7 | -8.9 | A | 7 | 83 | A | 7 | 836 | A | 7 | 140 | A | 7 | 1.5 | A | 7 | 96000 | B | 7 | 77777 | A | 7 | 0.7 | E | 8 | 0.063 | F | 8 | 0.22 | F | 8 | 0 | 1 | D | 9 | 0 | C | 8
1994-02-26 | 8:00 | 223 | 1395 | 95 | 1 | 10 | 173 | 1 | 16 | 67 | 1 | 10 | 99 | 1 | 10 | 114 | 1 | 16 | 80 | 1 | 10 | 130 | 1 | 21 | 6 | A | 7 | 4 | A | 7 | -3.3 | A | 7 | -8.3 | A | 7 | 65 | A | 7 | 836 | A | 7 | 80 | A | 7 | 1.5 | A | 7 | 96000 | B | 7 | 7925 | A | 7 | 0.7 | E | 8 | 0.063 | F | 8 | 0.22 | F | 8 | 0 | 1 | D | 9 | 0 | C | 8
1994-02-26 | 9:00 | 467 | 1395 | 267 | 1 | 10 | 526 | 1 | 16 | 91 | 1 | 10 | 275 | 1 | 10 | 475 | 1 | 16 | 115 | 1 | 10 | 169 | 1 | 21 | 9 | A | 7 | 3 | A | 7 | 0.6 | A | 7 | -6.7 | A | 7 | 54 | A | 7 | 837 | A | 7 | 110 | A | 7 | 1 | A | 7 | 120000 | B | 7 | 77777 | A | 7 | 0.7 | E | 8 | 0.063 | F | 8 | 0.22 | F | 8 | 0 | 1 | D | 9 | 0 | C | 8
1994-02-26 | 10:00 | 671 | 1395 | 465 | 1 | 10 | 711 | 1 | 16 | 123 | 1 | 10 | 485 | 1 | 10 | 694 | 1 | 16 | 150 | 1 | 10 | 254 | 1 | 21 | 7 | A | 7 | 2 | A | 7 | 6.1 | A | 7 | -4.4 | A | 7 | 45 | A | 7 | 836 | A | 7 | 0 | A | 7 | 0 | A | 7 | 112000 | B | 7 | 77777 | A | 7 | 0.7 | E | 8 | 0.063 | F | 8 | 0.22 | F | 8 | 0 | 1 | D | 9 | 0 | C | 8
1994-02-26 | 11:00 | 821 | 1395 | 538 | 1 | 10 | 581 | 1 | 16 | 196 | 1 | 10 | 574 | 1 | 10 | 594 | 1 | 16 | 223 | 1 | 10 | 456 | 1 | 21 | 9 | A | 7 | 3 | A | 7 | 9.4 | A | 7 | -3.3 | A | 7 | 39 | A | 7 | 836 | A | 7 | 360 | A | 7 | 3.1 | A | 7 | 96000 | B | 7 | 77777 | A | 7 | 0.7 | E | 8 | 0.063 | F | 8 | 0.22 | F | 8 | 0 | 1 | D | 9 | 0 | C | 8
1994-02-26 | 12:00 | 906 | 1395 | 664 | 1 | 10 | 773 | 1 | 16 | 162 | 1 | 10 | 701 | 1 | 10 | 780 | 1 | 16 | 192 | 1 | 10 | 412 | 1 | 21 | 9 | A | 7 | 2 | A | 7 | 13.9 | A | 7 | -2.2 | A | 7 | 32 | A | 7 | 835 | A | 7 | 10 | A | 7 | 2.1 | A | 7 | 96000 | B | 7 | 77777 | A | 7 | 0.7 | E | 8 | 0.063 | F | 8 | 0.22 | F | 8 | 0 | 1 | D | 9 | 0 | C | 8
1994-02-26 | 13:00 | 920 | 1395 | 668 | 1 | 10 | 785 | 1 | 16 | 150 | 1 | 10 | 710 | 1 | 10 | 796 | 1 | 16 | 183 | 1 | 10 | 392 | 1 | 21 | 9 | A | 7 | 5 | A | 7 | 15.6 | A | 7 | -3.9 | A | 7 | 25 | A | 7 | 833 | A | 7 | 60 | A | 7 | 3.1 | A | 7 | 96000 | B | 7 | 6706 | A | 7 | 0.7 | E | 8 | 0.063 | F | 8 | 0.22 | F | 8 | 0 | 1 | D | 9 | 0 | C | 8
1994-02-26 | 14:00 | 862 | 1395 | 499 | 1 | 10 | 560 | 1 | 16 | 152 | 1 | 10 | 525 | 1 | 10 | 563 | 1 | 16 | 176 | 1 | 10 | 369 | 1 | 21 | 9 | A | 7 | 5 | A | 7 | 15.6 | A | 7 | -3.9 | A | 7 | 25 | A | 7 | 833 | A | 7 | 50 | A | 7 | 3.6 | A | 7 | 96000 | B | 7 | 6706 | A | 7 | 0.7 | E | 8 | 0.063 | F | 8 | 0.22 | F | 8 | 0 | 1 | D | 9 | 0 | C | 8
1994-02-26 | 15:00 | 737 | 1395 | 323 | 1 | 10 | 419 | 1 | 16 | 101 | 1 | 10 | 344 | 1 | 10 | 419 | 1 | 16 | 122 | 1 | 10 | 227 | 1 | 21 | 9 | A | 7 | 5 | A | 7 | 14.4 | A | 7 | -1.7 | A | 7 | 32 | A | 7 | 832 | A | 7 | 80 | A | 7 | 5.2 | A | 7 | 80000 | B | 7 | 6706 | A | 7 | 0.7 | E | 8 | 0.063 | F | 8 | 0.22 | F | 8 | 0 | 1 | D | 9 | 0 | C | 8
1994-02-26 | 16:00 | 552 | 1395 | 324 | 1 | 10 | 435 | 1 | 16 | 151 | 1 | 10 | 336 | 1 | 10 | 415 | 1 | 16 | 170 | 1 | 10 | 300 | 1 | 21 | 9 | A | 7 | 4 | A | 7 | 15.6 | A | 7 | -1.1 | A | 7 | 31 | A | 7 | 832 | A | 7 | 80 | A | 7 | 5.7 | A | 7 | 80000 | B | 7 | 77777 | A | 7 | 0.7 | E | 8 | 0.063 | F | 8 | 0.22 | F | 8 | 0 | 1 | D | 9 | 0 | C | 8
1994-02-26 | 17:00 | 322 | 1395 | 167 | 1 | 10 | 233 | 1 | 16 | 113 | 1 | 10 | 173 | 1 | 10 | 187 | 1 | 16 | 129 | 1 | 10 | 234 | 1 | 21 | 9 | A | 7 | 6 | A | 7 | 14.4 | A | 7 | -4.4 | A | 7 | 26 | A | 7 | 832 | A | 7 | 60 | A | 7 | 5.2 | A | 7 | 80000 | B | 7 | 6706 | A | 7 | 0.7 | E | 8 | 0.063 | F | 8 | 0.22 | F | 8 | 0 | 1 | D | 9 | 0 | C | 8
1994-02-26 | 18:00 | 73 | 1058 | 20 | 1 | 10 | 72 | 1 | 16 | 15 | 1 | 10 | 22 | 1 | 10 | 31 | 1 | 16 | 20 | 1 | 10 | 26 | 1 | 21 | 9 | A | 7 | 5 | A | 7 | 7.8 | A | 7 | -0.6 | A | 7 | 55 | A | 7 | 833 | A | 7 | 360 | A | 7 | 4.6 | A | 7 | 80000 | B | 7 | 6706 | A | 7 | 0.7 | E | 8 | 0.063 | F | 8 | 0.22 | F | 8 | 0 | 1 | D | 9 | 0 | C | 8
1994-02-26 | 19:00 | 0 | 0 | 0 | 1 | 0 | 0 | 1 | 0 | 0 | 1 | 0 | 0 | 1 | 0 | 0 | 1 | 0 | 0 | 1 | 0 | 0 | 1 | 0 | 8 | A | 7 | 5 | A | 7 | 3.3 | A | 7 | -1.1 | A | 7 | 72 | A | 7 | 833 | A | 7 | 340 | A | 7 | 4.1 | A | 7 | 48000 | B | 7 | 6706 | A | 7 | 0.7 | E | 8 | 0.063 | F | 8 | 0.22 | F | 8 | 0 | 1 | D | 9 | 0 | C | 8
1994-02-26 | 20:00 | 0 | 0 | 0 | 1 | 0 | 0 | 1 | 0 | 0 | 1 | 0 | 0 | 1 | 0 | 0 | 1 | 0 | 0 | 1 | 0 | 0 | 1 | 0 | 7 | A | 7 | 4 | A | 7 | 2.2 | A | 7 | -2.2 | A | 7 | 71 | A | 7 | 834 | A | 7 | 360 | A | 7 | 2.1 | A | 7 | 48000 | B | 7 | 6706 | A | 7 | 0.7 | E | 8 | 0.063 | F | 8 | 0.22 | F | 8 | 0 | 1 | D | 9 | 0 | C | 8
1994-02-26 | 21:00 | 0 | 0 | 0 | 1 | 0 | 0 | 1 | 0 | 0 | 1 | 0 | 0 | 1 | 0 | 0 | 1 | 0 | 0 | 1 | 0 | 0 | 1 | 0 | 9 | A | 7 | 4 | A | 7 | 1.1 | A | 7 | -2.8 | A | 7 | 73 | A | 7 | 834 | A | 7 | 0 | A | 7 | 0 | A | 7 | 48000 | B | 7 | 77777 | A | 7 | 0.7 | E | 8 | 0.063 | F | 8 | 0.22 | F | 8 | 0 | 1 | D | 9 | 0 | C | 8
1994-02-26 | 22:00 | 0 | 0 | 0 | 1 | 0 | 0 | 1 | 0 | 0 | 1 | 0 | 0 | 1 | 0 | 0 | 1 | 0 | 0 | 1 | 0 | 0 | 1 | 0 | 10 | A | 7 | 5 | A | 7 | 1.1 | A | 7 | -2.8 | A | 7 | 73 | A | 7 | 834 | A | 7 | 150 | A | 7 | 2.1 | A | 7 | 48000 | B | 7 | 77777 | A | 7 | 0.7 | E | 8 | 0.063 | F | 8 | 0.22 | F | 8 | 0 | 1 | D | 9 | 0 | C | 8
1994-02-26 | 23:00 | 0 | 0 | 0 | 1 | 0 | 0 | 1 | 0 | 0 | 1 | 0 | 0 | 1 | 0 | 0 | 1 | 0 | 0 | 1 | 0 | 0 | 1 | 0 | 10 | A | 7 | 5 | A | 7 | 1.1 | A | 7 | -2.8 | A | 7 | 73 | A | 7 | 834 | A | 7 | 0 | A | 7 | 0 | A | 7 | 48000 | B | 7 | 77777 | A | 7 | 0.7 | E | 8 | 0.063 | F | 8 | 0.22 | F | 8 | 0 | 1 | D | 9 | 0 | C | 8
1994-02-26 | 24:00 | 0 | 0 | 0 | 1 | 0 | 0 | 1 | 0 | 0 | 1 | 0 | 0 | 1 | 0 | 0 | 1 | 0 | 0 | 1 | 0 | 0 | 1 | 0 | 10 | A | 7 | 7 | A | 7 | 0 | A | 7 | -2.8 | A | 7 | 79 | A | 7 | 834 | A | 7 | 0 | A | 7 | 0 | A | 7 | 32000 | B | 7 | 6096 | A | 7 | 0.7 | E | 8 | 0.063 | F | 8 | 0.22 | F | 8 | 0 | 1 | D | 9 | 0 | C | 8
1994-02-27 | 1:00 | 0 | 0 | 0 | 1 | 0 | 0 | 1 | 0 | 0 | 1 | 0 | 0 | 1 | 0 | 0 | 1 | 0 | 0 | 1 | 0 | 0 | 1 | 0 | 10 | A | 7 | 10 | A | 7 | 1.1 | A | 7 | -2.8 | A | 7 | 73 | A | 7 | 833 | A | 7 | 0 | A | 7 | 0 | A | 7 | 32000 | B | 7 | 6096 | A | 7 | 0.7 | E | 8 | 0.064 | F | 8 | 0.22 | F | 8 | 0 | 1 | D | 9 | 0 | C | 8
1994-02-27 | 2:00 | 0 | 0 | 0 | 1 | 0 | 0 | 1 | 0 | 0 | 1 | 0 | 0 | 1 | 0 | 0 | 1 | 0 | 0 | 1 | 0 | 0 | 1 | 0 | 10 | A | 7 | 9 | A | 7 | 0.6 | A | 7 | -2.2 | A | 7 | 80 | A | 7 | 833 | A | 7 | 160 | A | 7 | 2.6 | A | 7 | 32000 | B | 7 | 6706 | A | 7 | 0.7 | E | 8 | 0.064 | F | 8 | 0.22 | F | 8 | 0 | 1 | D | 9 | 0 | C | 8
1994-02-27 | 3:00 | 0 | 0 | 0 | 1 | 0 | 0 | 1 | 0 | 0 | 1 | 0 | 0 | 1 | 0 | 0 | 1 | 0 | 0 | 1 | 0 | 0 | 1 | 0 | 10 | A | 7 | 9 | A | 7 | 0 | A | 7 | -2.2 | A | 7 | 83 | A | 7 | 832 | A | 7 | 160 | A | 7 | 2.1 | A | 7 | 32000 | B | 7 | 6706 | A | 7 | 0.7 | E | 8 | 0.064 | F | 8 | 0.22 | F | 8 | 0 | 1 | D | 9 | 0 | C | 8
1994-02-27 | 4:00 | 0 | 0 | 0 | 1 | 0 | 0 | 1 | 0 | 0 | 1 | 0 | 0 | 1 | 0 | 0 | 1 | 0 | 0 | 1 | 0 | 0 | 1 | 0 | 10 | A | 7 | 8 | A | 7 | 0 | A | 7 | -2.2 | A | 7 | 83 | A | 7 | 832 | A | 7 | 210 | A | 7 | 2.1 | A | 7 | 40000 | B | 7 | 6706 | A | 7 | 0.7 | E | 8 | 0.064 | F | 8 | 0.22 | F | 8 | 0 | 1 | D | 9 | 0 | C | 8
1994-02-27 | 5:00 | 0 | 0 | 0 | 1 | 0 | 0 | 1 | 0 | 0 | 1 | 0 | 0 | 1 | 0 | 0 | 1 | 0 | 0 | 1 | 0 | 0 | 1 | 0 | 10 | A | 7 | 7 | A | 7 | 0 | A | 7 | -2.2 | A | 7 | 83 | A | 7 | 832 | A | 7 | 190 | A | 7 | 2.1 | A | 7 | 48000 | B | 7 | 7620 | A | 7 | 0.7 | E | 8 | 0.064 | F | 8 | 0.22 | F | 8 | 0 | 1 | D | 9 | 0 | C | 8
1994-02-27 | 6:00 | 0 | 0 | 0 | 1 | 0 | 0 | 1 | 0 | 0 | 1 | 0 | 0 | 1 | 0 | 0 | 1 | 0 | 0 | 1 | 0 | 0 | 1 | 0 | 10 | A | 7 | 10 | A | 7 | 0.6 | A | 7 | -3.3 | A | 7 | 73 | A | 7 | 832 | A | 7 | 160 | A | 7 | 2.6 | A | 7 | 48000 | B | 7 | 4267 | A | 7 | 0.7 | E | 8 | 0.064 | F | 8 | 0.22 | F | 8 | 0 | 1 | D | 9 | 0 | C | 8
1994-02-27 | 7:00 | 19 | 546 | 3 | 1 | 10 | 3 | 1 | 16 | 2 | 1 | 10 | 0 | 1 | 10 | 0 | 1 | 16 | 0 | 1 | 10 | 0 | 1 | 21 | 9 | A | 7 | 9 | A | 7 | 1.7 | A | 7 | -3.9 | A | 7 | 64 | A | 7 | 831 | A | 7 | 170 | A | 7 | 2.1 | A | 7 | 96000 | B | 7 | 4267 | A | 7 | 0.7 | E | 8 | 0.064 | F | 8 | 0.22 | F | 8 | 0 | 1 | D | 9 | 0 | C | 8
1994-02-27 | 8:00 | 229 | 1394 | 84 | 1 | 10 | 15 | 1 | 16 | 81 | 1 | 10 | 90 | 1 | 10 | 5 | 1 | 16 | 89 | 1 | 10 | 235 | 1 | 21 | 9 | A | 7 | 9 | A | 7 | 3.3 | A | 7 | -3.3 | A | 7 | 60 | A | 7 | 832 | A | 7 | 180 | A | 7 | 3.1 | A | 7 | 112000 | B | 7 | 4267 | A | 7 | 0.7 | E | 8 | 0.064 | F | 8 | 0.22 | F | 8 | 0 | 1 | D | 9 | 0 | C | 8
1994-02-27 | 9:00 | 474 | 1394 | 142 | 1 | 10 | 95 | 1 | 16 | 109 | 1 | 10 | 156 | 1 | 10 | 90 | 1 | 16 | 125 | 1 | 10 | 248 | 1 | 21 | 9 | A | 7 | 7 | A | 7 | 5 | A | 7 | -2.8 | A | 7 | 55 | A | 7 | 832 | A | 7 | 170 | A | 7 | 1 | A | 7 | 128000 | B | 7 | 7315 | A | 7 | 0.7 | E | 8 | 0.064 | F | 8 | 0.22 | F | 8 | 0 | 1 | D | 9 | 0 | C | 8
1994-02-27 | 10:00 | 678 | 1394 | 178 | 1 | 10 | 92 | 1 | 16 | 133 | 1 | 10 | 199 | 1 | 10 | 95 | 1 | 16 | 153 | 1 | 10 | 328 | 1 | 21 | 9 | A | 7 | 8 | A | 7 | 7.8 | A | 7 | -2.2 | A | 7 | 48 | A | 7 | 832 | A | 7 | 140 | A | 7 | 2.6 | A | 7 | 120000 | B | 7 | 4267 | A | 7 | 0.7 | E | 8 | 0.064 | F | 8 | 0.22 | F | 8 | 0 | 1 | D | 9 | 0 | C | 8
1994-02-27 | 11:00 | 828 | 1394 | 397 | 1 | 10 | 127 | 1 | 16 | 321 | 1 | 10 | 435 | 1 | 10 | 130 | 1 | 16 | 358 | 1 | 10 | 981 | 1 | 21 | 10 | A | 7 | 7 | A | 7 | 11.1 | A | 7 | -6.1 | A | 7 | 28 | A | 7 | 831 | A | 7 | 170 | A | 7 | 4.1 | A | 7 | 112000 | B | 7 | 4267 | A | 7 | 0.7 | E | 8 | 0.064 | F | 8 | 0.22 | F | 8 | 0 | 1 | D | 9 | 0 | C | 8
1994-02-27 | 12:00 | 912 | 1394 | 603 | 1 | 10 | 583 | 1 | 16 | 221 | 1 | 10 | 644 | 1 | 10 | 602 | 1 | 16 | 249 | 1 | 10 | 568 | 1 | 21 | 9 | A | 7 | 6 | A | 7 | 13.3 | A | 7 | -6.1 | A | 7 | 24 | A | 7 | 830 | A | 7 | 130 | A | 7 | 2.6 | A | 7 | 112000 | B | 7 | 7315 | A | 7 | 0.7 | E | 8 | 0.064 | F | 8 | 0.22 | F | 8 | 0 | 1 | D | 9 | 0 | C | 8
1994-02-27 | 13:00 | 926 | 1394 | 573 | 1 | 10 | 502 | 1 | 16 | 239 | 1 | 10 | 609 | 1 | 10 | 519 | 1 | 16 | 263 | 1 | 10 | 628 | 1 | 21 | 10 | A | 7 | 5 | A | 7 | 15 | A | 7 | -4.4 | A | 7 | 25 | A | 7 | 830 | A | 7 | 110 | A | 7 | 4.1 | A | 7 | 112000 | B | 7 | 77777 | A | 7 | 0.7 | E | 8 | 0.064 | F | 8 | 0.22 | F | 8 | 0 | 1 | D | 9 | 0 | C | 8
1994-02-27 | 14:00 | 868 | 1394 | 595 | 1 | 10 | 615 | 1 | 16 | 212 | 1 | 10 | 635 | 1 | 10 | 633 | 1 | 16 | 239 | 1 | 10 | 518 | 1 | 21 | 10 | A | 7 | 5 | A | 7 | 15.6 | A | 7 | -7.8 | A | 7 | 18 | A | 7 | 829 | A | 7 | 100 | A | 7 | 1.5 | A | 7 | 112000 | B | 7 | 77777 | A | 7 | 0.7 | E | 8 | 0.064 | F | 8 | 0.22 | F | 8 | 0 | 1 | D | 9 | 0 | C | 8
1994-02-27 | 15:00 | 743 | 1394 | 381 | 1 | 10 | 181 | 1 | 16 | 284 | 1 | 10 | 410 | 1 | 10 | 186 | 1 | 16 | 311 | 1 | 10 | 725 | 1 | 21 | 10 | A | 7 | 7 | A | 7 | 15 | A | 7 | -6.7 | A | 7 | 20 | A | 7 | 828 | A | 7 | 20 | A | 7 | 1.5 | A | 7 | 112000 | B | 7 | 2896 | A | 7 | 0.7 | E | 8 | 0.064 | F | 8 | 0.22 | F | 8 | 0 | 1 | D | 9 | 0 | C | 8
1994-02-27 | 16:00 | 558 | 1394 | 208 | 1 | 10 | 129 | 1 | 16 | 156 | 1 | 10 | 227 | 1 | 10 | 127 | 1 | 16 | 176 | 1 | 10 | 366 | 1 | 21 | 10 | A | 7 | 8 | A | 7 | 13.3 | A | 7 | -5 | A | 7 | 26 | A | 7 | 828 | A | 7 | 320 | A | 7 | 5.7 | A | 7 | 112000 | B | 7 | 2896 | A | 7 | 0.7 | E | 8 | 0.064 | F | 8 | 0.22 | F | 8 | 0 | 1 | D | 9 | 0 | C | 8
1994-02-27 | 17:00 | 327 | 1394 | 110 | 1 | 10 | 201 | 1 | 16 | 63 | 1 | 10 | 120 | 1 | 10 | 164 | 1 | 16 | 81 | 1 | 10 | 115 | 1 | 21 | 10 | A | 7 | 7 | A | 7 | 12.2 | A | 7 | -3.3 | A | 7 | 33 | A | 7 | 829 | A | 7 | 20 | A | 7 | 4.1 | A | 7 | 112000 | B | 7 | 2743 | A | 7 | 0.7 | E | 8 | 0.064 | F | 8 | 0.22 | F | 8 | 0 | 1 | D | 9 | 0 | C | 8
1994-02-27 | 18:00 | 77 | 1081 | 23 | 1 | 10 | 11 | 1 | 16 | 22 | 1 | 10 | 25 | 1 | 10 | 6 | 1 | 16 | 25 | 1 | 10 | 54 | 1 | 21 | 10 | A | 7 | 9 | A | 7 | 11.1 | A | 7 | -2.8 | A | 7 | 37 | A | 7 | 829 | A | 7 | 50 | A | 7 | 3.1 | A | 7 | 112000 | B | 7 | 2591 | A | 7 | 0.7 | E | 8 | 0.064 | F | 8 | 0.22 | F | 8 | 0 | 1 | D | 9 | 0 | C | 8
1994-02-27 | 19:00 | 0 | 0 | 0 | 1 | 0 | 0 | 1 | 0 | 0 | 1 | 0 | 0 | 1 | 0 | 0 | 1 | 0 | 0 | 1 | 0 | 0 | 1 | 0 | 10 | A | 7 | 10 | A | 7 | 9.4 | A | 7 | -1.7 | A | 7 | 45 | A | 7 | 830 | A | 7 | 10 | A | 7 | 3.1 | A | 7 | 48000 | B | 7 | 2591 | A | 7 | 0.7 | E | 8 | 0.064 | F | 8 | 0.22 | F | 8 | 0 | 1 | D | 9 | 0 | C | 8
1994-02-27 | 20:00 | 0 | 0 | 0 | 1 | 0 | 0 | 1 | 0 | 0 | 1 | 0 | 0 | 1 | 0 | 0 | 1 | 0 | 0 | 1 | 0 | 0 | 1 | 0 | 8 | A | 7 | 6 | A | 7 | 8.3 | A | 7 | -1.1 | A | 7 | 51 | A | 7 | 830 | A | 7 | 360 | A | 7 | 2.6 | A | 7 | 48000 | B | 7 | 7620 | A | 7 | 0.7 | E | 8 | 0.064 | F | 8 | 0.22 | F | 8 | 0 | 1 | D | 9 | 0 | C | 8
1994-02-27 | 21:00 | 0 | 0 | 0 | 1 | 0 | 0 | 1 | 0 | 0 | 1 | 0 | 0 | 1 | 0 | 0 | 1 | 0 | 0 | 1 | 0 | 0 | 1 | 0 | 10 | A | 7 | 7 | A | 7 | 7.2 | A | 7 | -1.1 | A | 7 | 55 | A | 7 | 831 | A | 7 | 360 | A | 7 | 3.1 | A | 7 | 32000 | B | 7 | 2286 | A | 7 | 0.7 | E | 8 | 0.064 | F | 8 | 0.22 | F | 8 | 0 | 1 | D | 9 | 0 | C | 8
1994-02-27 | 22:00 | 0 | 0 | 0 | 1 | 0 | 0 | 1 | 0 | 0 | 1 | 0 | 0 | 1 | 0 | 0 | 1 | 0 | 0 | 1 | 0 | 0 | 1 | 0 | 10 | A | 7 | 10 | A | 7 | 6.7 | A | 7 | -0.6 | A | 7 | 59 | A | 7 | 831 | A | 7 | 30 | A | 7 | 4.6 | A | 7 | 32000 | B | 7 | 1829 | A | 7 | 0.7 | E | 8 | 0.064 | F | 8 | 0.22 | F | 8 | 0 | 1 | D | 9 | 0 | C | 8
1994-02-27 | 23:00 | 0 | 0 | 0 | 1 | 0 | 0 | 1 | 0 | 0 | 1 | 0 | 0 | 1 | 0 | 0 | 1 | 0 | 0 | 1 | 0 | 0 | 1 | 0 | 10 | A | 7 | 10 | A | 7 | 5.6 | A | 7 | 0 | A | 7 | 67 | A | 7 | 832 | A | 7 | 60 | A | 7 | 3.1 | A | 7 | 32000 | B | 7 | 1829 | A | 7 | 0.7 | E | 8 | 0.064 | F | 8 | 0.22 | F | 8 | 0 | 1 | D | 9 | 0 | C | 8
1994-02-27 | 24:00 | 0 | 0 | 0 | 1 | 0 | 0 | 1 | 0 | 0 | 1 | 0 | 0 | 1 | 0 | 0 | 1 | 0 | 0 | 1 | 0 | 0 | 1 | 0 | 10 | A | 7 | 9 | A | 7 | 4.4 | A | 7 | -1.1 | A | 7 | 67 | A | 7 | 833 | A | 7 | 340 | A | 7 | 2.6 | A | 7 | 32000 | B | 7 | 975 | A | 7 | 0.7 | E | 8 | 0.064 | F | 8 | 0.22 | F | 8 | 0 | 1 | D | 9 | 0 | C | 8
1994-02-28 | 1:00 | 0 | 0 | 0 | 1 | 0 | 0 | 1 | 0 | 0 | 1 | 0 | 0 | 1 | 0 | 0 | 1 | 0 | 0 | 1 | 0 | 0 | 1 | 0 | 9 | A | 7 | 9 | A | 7 | 3.3 | A | 7 | -0.6 | A | 7 | 75 | A | 7 | 833 | A | 7 | 200 | A | 7 | 1 | A | 7 | 32000 | B | 7 | 1341 | A | 7 | 0.7 | E | 8 | 0.064 | F | 8 | 0.22 | F | 8 | 0 | 1 | D | 9 | 0 | C | 8
1994-02-28 | 2:00 | 0 | 0 | 0 | 1 | 0 | 0 | 1 | 0 | 0 | 1 | 0 | 0 | 1 | 0 | 0 | 1 | 0 | 0 | 1 | 0 | 0 | 1 | 0 | 10 | A | 7 | 10 | A | 7 | 3.9 | A | 7 | 0 | A | 7 | 76 | A | 7 | 833 | A | 7 | 0 | A | 7 | 0 | A | 7 | 32000 | B | 7 | 610 | A | 7 | 0.7 | E | 8 | 0.064 | F | 8 | 0.22 | F | 8 | 0 | 1 | D | 9 | 0 | C | 8
1994-02-28 | 3:00 | 0 | 0 | 0 | 1 | 0 | 0 | 1 | 0 | 0 | 1 | 0 | 0 | 1 | 0 | 0 | 1 | 0 | 0 | 1 | 0 | 0 | 1 | 0 | 10 | A | 7 | 10 | A | 7 | 3.9 | A | 7 | 0 | A | 7 | 76 | A | 7 | 833 | A | 7 | 10 | A | 7 | 2.1 | A | 7 | 32000 | B | 7 | 884 | A | 7 | 0.7 | E | 8 | 0.064 | F | 8 | 0.22 | F | 8 | 0 | 1 | D | 9 | 0 | C | 8
1994-02-28 | 4:00 | 0 | 0 | 0 | 1 | 0 | 0 | 1 | 0 | 0 | 1 | 0 | 0 | 1 | 0 | 0 | 1 | 0 | 0 | 1 | 0 | 0 | 1 | 0 | 7 | A | 7 | 7 | A | 7 | 2.2 | A | 7 | 0 | A | 7 | 85 | A | 7 | 833 | A | 7 | 0 | A | 7 | 0 | A | 7 | 32000 | B | 7 | 1676 | A | 7 | 0.7 | E | 8 | 0.064 | F | 8 | 0.22 | F | 8 | 0 | 1 | D | 9 | 0 | C | 8
1994-02-28 | 5:00 | 0 | 0 | 0 | 1 | 0 | 0 | 1 | 0 | 0 | 1 | 0 | 0 | 1 | 0 | 0 | 1 | 0 | 0 | 1 | 0 | 0 | 1 | 0 | 8 | A | 7 | 3 | A | 7 | 1.1 | A | 7 | 0 | A | 7 | 92 | A | 7 | 833 | A | 7 | 170 | A | 7 | 1.5 | A | 7 | 32000 | B | 7 | 77777 | A | 7 | 0.7 | E | 8 | 0.064 | F | 8 | 0.22 | F | 8 | 0 | 1 | D | 9 | 0 | C | 8
1994-02-28 | 6:00 | 0 | 0 | 0 | 1 | 0 | 0 | 1 | 0 | 0 | 1 | 0 | 0 | 1 | 0 | 0 | 1 | 0 | 0 | 1 | 0 | 0 | 1 | 0 | 10 | A | 7 | 10 | A | 7 | 1.1 | A | 7 | 0 | A | 7 | 92 | A | 7 | 834 | A | 7 | 130 | A | 7 | 2.1 | A | 7 | 32000 | B | 7 | 671 | A | 7 | 0.7 | E | 8 | 0.064 | F | 8 | 0.22 | F | 8 | 0 | 1 | D | 9 | 0 | C | 8
1994-02-28 | 7:00 | 22 | 592 | 3 | 1 | 10 | 1 | 1 | 16 | 3 | 1 | 10 | 0 | 1 | 10 | 0 | 1 | 16 | 0 | 1 | 10 | 0 | 1 | 21 | 10 | A | 7 | 9 | A | 7 | 1.7 | A | 7 | 0 | A | 7 | 88 | A | 7 | 834 | A | 7 | 190 | A | 7 | 2.1 | A | 7 | 12800 | B | 7 | 2438 | A | 7 | 0.7 | E | 8 | 0.064 | F | 8 | 0.22 | F | 8 | 0 | 1 | D | 9 | 0 | C | 8
1994-02-28 | 8:00 | 236 | 1394 | 37 | 1 | 10 | 0 | 1 | 16 | 37 | 1 | 10 | 43 | 1 | 10 | 0 | 1 | 16 | 43 | 1 | 10 | 140 | 1 | 21 | 10 | A | 7 | 10 | A | 7 | 3.3 | A | 7 | 0 | A | 7 | 79 | A | 7 | 835 | A | 7 | 210 | A | 7 | 2.6 | A | 7 | 12800 | B | 7 | 1402 | A | 7 | 0.8 | E | 8 | 0.064 | F | 8 | 0.22 | F | 8 | 0 | 1 | D | 9 | 0 | C | 8
1994-02-28 | 9:00 | 480 | 1394 | 177 | 1 | 10 | 207 | 1 | 16 | 105 | 1 | 10 | 191 | 1 | 10 | 197 | 1 | 16 | 123 | 1 | 10 | 204 | 1 | 21 | 8 | A | 7 | 8 | A | 7 | 5.6 | A | 7 | 0 | A | 7 | 67 | A | 7 | 835 | A | 7 | 310 | A | 7 | 1.5 | A | 7 | 11200 | B | 7 | 1280 | A | 7 | 0.8 | E | 8 | 0.064 | F | 8 | 0.22 | F | 8 | 0 | 1 | D | 9 | 0 | C | 8
1994-02-28 | 10:00 | 685 | 1394 | 286 | 1 | 10 | 217 | 1 | 16 | 179 | 1 | 10 | 309 | 1 | 10 | 225 | 1 | 16 | 198 | 1 | 10 | 393 | 1 | 21 | 7 | A | 7 | 7 | A | 7 | 8.9 | A | 7 | -0.6 | A | 7 | 51 | A | 7 | 835 | A | 7 | 350 | A | 7 | 2.6 | A | 7 | 16000 | B | 7 | 1829 | A | 7 | 0.8 | E | 8 | 0.064 | F | 8 | 0.22 | F | 8 | 0 | 1 | D | 9 | 0 | C | 8
1994-02-28 | 11:00 | 834 | 1394 | 297 | 1 | 10 | 8 | 1 | 16 | 292 | 1 | 10 | 335 | 1 | 10 | 8 | 1 | 16 | 331 | 1 | 10 | 1135 | 1 | 21 | 9 | A | 7 | 9 | A | 7 | 10 | A | 7 | -1.1 | A | 7 | 45 | A | 7 | 835 | A | 7 | 30 | A | 7 | 4.1 | A | 7 | 32000 | B | 7 | 1676 | A | 7 | 0.8 | E | 8 | 0.064 | F | 8 | 0.22 | F | 8 | 0 | 1 | D | 9 | 0 | C | 8
1994-02-28 | 12:00 | 919 | 1394 | 474 | 1 | 10 | 179 | 1 | 16 | 356 | 1 | 10 | 513 | 1 | 10 | 188 | 1 | 16 | 389 | 1 | 10 | 1026 | 1 | 21 | 7 | A | 7 | 7 | A | 7 | 8.3 | A | 7 | 0 | A | 7 | 56 | A | 7 | 835 | A | 7 | 60 | A | 7 | 3.1 | A | 7 | 32000 | B | 7 | 1372 | A | 7 | 0.8 | E | 8 | 0.064 | F | 8 | 0.22 | F | 8 | 0 | 1 | D | 9 | 0 | C | 8
1994-02-28 | 13:00 | 932 | 1394 | 455 | 1 | 10 | 175 | 1 | 16 | 338 | 1 | 10 | 495 | 1 | 10 | 184 | 1 | 16 | 371 | 1 | 10 | 985 | 1 | 21 | 8 | A | 7 | 8 | A | 7 | 8.3 | A | 7 | 0 | A | 7 | 56 | A | 7 | 834 | A | 7 | 60 | A | 7 | 5.7 | A | 7 | 32000 | B | 7 | 1372 | A | 7 | 0.8 | E | 8 | 0.064 | F | 8 | 0.22 | F | 8 | 0 | 1 | D | 9 | 0 | C | 8
1994-02-28 | 14:00 | 874 | 1394 | 545 | 1 | 10 | 581 | 1 | 16 | 180 | 1 | 10 | 568 | 1 | 10 | 581 | 1 | 16 | 202 | 1 | 10 | 432 | 1 | 21 | 7 | A | 7 | 7 | A | 7 | 8.3 | A | 7 | 0 | A | 7 | 56 | A | 7 | 834 | A | 7 | 50 | A | 7 | 5.2 | A | 7 | 24000 | B | 7 | 1372 | A | 7 | 0.8 | E | 8 | 0.064 | F | 8 | 0.22 | F | 8 | 0 | 1 | D | 9 | 0 | C | 8
1994-02-28 | 15:00 | 748 | 1394 | 160 | 1 | 10 | 0 | 1 | 16 | 160 | 1 | 10 | 187 | 1 | 10 | 0 | 1 | 16 | 187 | 1 | 10 | 703 | 1 | 21 | 10 | A | 7 | 10 | A | 7 | 5 | A | 7 | 0 | A | 7 | 70 | A | 7 | 835 | A | 7 | 30 | A | 7 | 7.2 | A | 7 | 9600 | B | 7 | 732 | A | 7 | 0.8 | E | 8 | 0.064 | F | 8 | 0.22 | F | 8 | 0 | 1 | D | 9 | 0 | C | 8
1994-02-28 | 16:00 | 564 | 1394 | 79 | 1 | 10 | 0 | 1 | 16 | 79 | 1 | 10 | 94 | 1 | 10 | 0 | 1 | 16 | 94 | 1 | 10 | 350 | 1 | 21 | 10 | A | 7 | 10 | A | 7 | 0.6 | A | 7 | -0.6 | A | 7 | 91 | A | 7 | 837 | A | 7 | 350 | A | 7 | 7.7 | A | 7 | 600 | B | 7 | 61 | A | 7 | 0.8 | E | 8 | 0.064 | F | 8 | 0.22 | F | 8 | 0 | 1 | D | 9 | 0 | C | 8
1994-02-28 | 17:00 | 332 | 1394 | 40 | 1 | 10 | 0 | 1 | 16 | 40 | 1 | 10 | 48 | 1 | 10 | 0 | 1 | 16 | 48 | 1 | 10 | 165 | 1 | 21 | 10 | A | 7 | 10 | A | 7 | 0.6 | A | 7 | -1.1 | A | 7 | 87 | A | 7 | 838 | A | 7 | 360 | A | 7 | 5.7 | A | 7 | 1600 | B | 7 | 61 | A | 7 | 0.8 | E | 8 | 0.064 | F | 8 | 0.22 | F | 8 | 0 | 1 | D | 9 | 0 | C | 8
1994-02-28 | 18:00 | 81 | 1127 | 8 | 1 | 10 | 0 | 1 | 16 | 8 | 1 | 10 | 10 | 1 | 10 | 0 | 1 | 16 | 10 | 1 | 10 | 32 | 1 | 21 | 10 | A | 7 | 10 | A | 7 | 0.6 | A | 7 | -0.6 | A | 7 | 91 | A | 7 | 839 | A | 7 | 10 | A | 7 | 4.1 | A | 7 | 1400 | B | 7 | 61 | A | 7 | 0.8 | E | 8 | 0.064 | F | 8 | 0.22 | F | 8 | 0 | 1 | D | 9 | 0 | C | 8
1994-02-28 | 19:00 | 0 | 0 | 0 | 1 | 0 | 0 | 1 | 0 | 0 | 1 | 0 | 0 | 1 | 0 | 0 | 1 | 0 | 0 | 1 | 0 | 0 | 1 | 0 | 10 | A | 7 | 10 | A | 7 | 0.6 | A | 7 | 0 | A | 7 | 96 | A | 7 | 840 | A | 7 | 320 | A | 7 | 3.1 | A | 7 | 4000 | B | 7 | 61 | A | 7 | 0.8 | E | 8 | 0.064 | F | 8 | 0.22 | F | 8 | 0 | 1 | D | 9 | 0 | C | 8
1994-02-28 | 20:00 | 0 | 0 | 0 | 1 | 0 | 0 | 1 | 0 | 0 | 1 | 0 | 0 | 1 | 0 | 0 | 1 | 0 | 0 | 1 | 0 | 0 | 1 | 0 | 10 | A | 7 | 10 | A | 7 | 0.6 | A | 7 | 0 | A | 7 | 96 | A | 7 | 840 | A | 7 | 310 | A | 7 | 2.6 | A | 7 | 4000 | B | 7 | 183 | A | 7 | 0.8 | E | 8 | 0.064 | F | 8 | 0.22 | F | 8 | 0 | 1 | D | 9 | 0 | C | 8
1994-02-28 | 21:00 | 0 | 0 | 0 | 1 | 0 | 0 | 1 | 0 | 0 | 1 | 0 | 0 | 1 | 0 | 0 | 1 | 0 | 0 | 1 | 0 | 0 | 1 | 0 | 10 | A | 7 | 10 | A | 7 | 0.6 | A | 7 | 0.6 | A | 7 | 100 | A | 7 | 840 | A | 7 | 280 | A | 7 | 2.6 | A | 7 | 4800 | B | 7 | 274 | A | 7 | 0.8 | E | 8 | 0.064 | F | 8 | 0.22 | F | 8 | 0 | 1 | D | 9 | 0 | C | 8
1994-02-28 | 22:00 | 0 | 0 | 0 | 1 | 0 | 0 | 1 | 0 | 0 | 1 | 0 | 0 | 1 | 0 | 0 | 1 | 0 | 0 | 1 | 0 | 0 | 1 | 0 | 10 | A | 7 | 10 | A | 7 | 1.7 | A | 7 | -0.5 | A | 7 | 96 | A | 7 | 841 | A | 7 | 310 | A | 7 | 3.1 | A | 7 | 4800 | B | 7 | 549 | A | 7 | 0.8 | E | 8 | 0.064 | F | 8 | 0.22 | F | 8 | 0 | 1 | D | 9 | 0 | C | 8
1994-02-28 | 23:00 | 0 | 0 | 0 | 1 | 0 | 0 | 1 | 0 | 0 | 1 | 0 | 0 | 1 | 0 | 0 | 1 | 0 | 0 | 1 | 0 | 0 | 1 | 0 | 10 | A | 7 | 10 | A | 7 | 2.8 | A | 7 | -1.7 | A | 7 | 96 | A | 7 | 840 | A | 7 | 270 | A | 7 | 3.6 | A | 7 | 3200 | B | 7 | 122 | A | 7 | 0.8 | E | 8 | 0.064 | F | 8 | 0.22 | F | 8 | 0 | 1 | D | 9 | 0 | C | 8
1994-02-28 | 24:00 | 0 | 0 | 0 | 1 | 0 | 0 | 1 | 0 | 0 | 1 | 0 | 0 | 1 | 0 | 0 | 1 | 0 | 0 | 1 | 0 | 0 | 1 | 0 | 2 | A | 7 | 2 | A | 7 | 3.9 | A | 7 | -2.9 | A | 7 | 96 | A | 7 | 840 | A | 7 | 210 | A | 7 | 4.1 | A | 7 | 32000 | B | 7 | 77777 | A | 7 | 0.8 | E | 8 | 0.064 | F | 8 | 0.22 | F | 8 | 0 | 1 | D | 9 | 0 | C | 8
1991-03-01 | 1:00 | 0 | 0 | 0 | 1 | 0 | 0 | 1 | 0 | 0 | 1 | 0 | 0 | 1 | 0 | 0 | 1 | 0 | 0 | 1 | 0 | 0 | 1 | 0 | 9 | A | 7 | 7 | A | 7 | 5 | A | 7 | -4.1 | A | 7 | 62 | A | 7 | 815 | A | 7 | 210 | A | 7 | 4.7 | A | 7 | 32000 | B | 7 | 7620 | A | 7 | 0.6 | E | 8 | 0.054 | F | 8 | 0.2 | F | 8 | 0 | 1 | D | 9 | 0 | C | 8
1991-03-01 | 2:00 | 0 | 0 | 0 | 1 | 0 | 0 | 1 | 0 | 0 | 1 | 0 | 0 | 1 | 0 | 0 | 1 | 0 | 0 | 1 | 0 | 0 | 1 | 0 | 9 | A | 7 | 8 | A | 7 | 6.1 | A | 7 | -5.3 | A | 7 | 37 | A | 7 | 815 | A | 7 | 290 | A | 7 | 5.2 | A | 7 | 32000 | B | 7 | 7620 | A | 7 | 0.6 | E | 8 | 0.054 | F | 8 | 0.2 | F | 8 | 0 | 1 | D | 9 | 0 | C | 8
1991-03-01 | 3:00 | 0 | 0 | 0 | 1 | 0 | 0 | 1 | 0 | 0 | 1 | 0 | 0 | 1 | 0 | 0 | 1 | 0 | 0 | 1 | 0 | 0 | 1 | 0 | 9 | A | 7 | 2 | A | 7 | 7.2 | A | 7 | -6.5 | A | 7 | 30 | A | 7 | 815 | A | 7 | 290 | A | 7 | 5.7 | A | 7 | 32000 | B | 7 | 77777 | A | 7 | 0.6 | E | 8 | 0.054 | F | 8 | 0.2 | F | 8 | 0 | 1 | D | 9 | 0 | C | 8
1991-03-01 | 4:00 | 0 | 0 | 0 | 1 | 0 | 0 | 1 | 0 | 0 | 1 | 0 | 0 | 1 | 0 | 0 | 1 | 0 | 0 | 1 | 0 | 0 | 1 | 0 | 9 | A | 7 | 6 | A | 7 | 8.3 | A | 7 | -7.8 | A | 7 | 29 | A | 7 | 815 | A | 7 | 280 | A | 7 | 6.2 | A | 7 | 32000 | B | 7 | 7620 | A | 7 | 0.6 | E | 8 | 0.054 | F | 8 | 0.2 | F | 8 | 0 | 1 | D | 9 | 0 | C | 8
1991-03-01 | 5:00 | 0 | 0 | 0 | 1 | 0 | 0 | 1 | 0 | 0 | 1 | 0 | 0 | 1 | 0 | 0 | 1 | 0 | 0 | 1 | 0 | 0 | 1 | 0 | 9 | A | 7 | 7 | A | 7 | 5.6 | A | 7 | -7.8 | A | 7 | 35 | A | 7 | 815 | A | 7 | 250 | A | 7 | 2.6 | A | 7 | 32000 | B | 7 | 7620 | A | 7 | 0.6 | E | 8 | 0.054 | F | 8 | 0.2 | F | 8 | 0 | 1 | D | 9 | 0 | C | 8
1991-03-01 | 6:00 | 0 | 0 | 0 | 1 | 0 | 0 | 1 | 0 | 0 | 1 | 0 | 0 | 1 | 0 | 0 | 1 | 0 | 0 | 1 | 0 | 0 | 1 | 0 | 9 | A | 7 | 8 | A | 7 | 4.4 | A | 7 | -6.7 | A | 7 | 41 | A | 7 | 816 | A | 7 | 160 | A | 7 | 3.1 | A | 7 | 32000 | B | 7 | 7620 | A | 7 | 0.7 | E | 8 | 0.054 | F | 8 | 0.2 | F | 8 | 0 | 1 | D | 9 | 0 | C | 8
1991-03-01 | 7:00 | 24 | 615 | 5 | 1 | 10 | 9 | 1 | 16 | 5 | 1 | 10 | 0 | 1 | 10 | 0 | 1 | 16 | 0 | 1 | 10 | 0 | 1 | 21 | 9 | A | 7 | 7 | A | 7 | 4.4 | A | 7 | -5.6 | A | 7 | 46 | A | 7 | 816 | A | 7 | 220 | A | 7 | 4.6 | A | 7 | 64000 | B | 7 | 5182 | A | 7 | 0.7 | E | 8 | 0.054 | F | 8 | 0.2 | F | 8 | 0 | 1 | D | 9 | 0 | C | 8
1991-03-01 | 8:00 | 241 | 1393 | 67 | 1 | 10 | 1 | 1 | 16 | 66 | 1 | 10 | 73 | 1 | 10 | 0 | 1 | 16 | 73 | 1 | 10 | 216 | 1 | 21 | 9 | A | 7 | 8 | A | 7 | 6.1 | A | 7 | -6.7 | A | 7 | 37 | A | 7 | 817 | A | 7 | 210 | A | 7 | 4.6 | A | 7 | 96000 | B | 7 | 5182 | A | 7 | 0.7 | E | 8 | 0.054 | F | 8 | 0.2 | F | 8 | 0 | 1 | D | 9 | 0 | C | 8
1991-03-01 | 9:00 | 485 | 1393 | 214 | 1 | 10 | 125 | 1 | 16 | 170 | 1 | 10 | 230 | 1 | 10 | 118 | 1 | 16 | 188 | 1 | 10 | 389 | 1 | 21 | 9 | A | 7 | 7 | A | 7 | 7.2 | A | 7 | -7.2 | A | 7 | 33 | A | 7 | 817 | A | 7 | 190 | A | 7 | 4.6 | A | 7 | 104000 | B | 7 | 4572 | A | 7 | 0.7 | E | 8 | 0.054 | F | 8 | 0.2 | F | 8 | 0 | 1 | D | 9 | 0 | C | 8
1991-03-01 | 10:00 | 689 | 1393 | 406 | 1 | 10 | 579 | 1 | 16 | 119 | 1 | 10 | 425 | 1 | 10 | 569 | 1 | 16 | 143 | 1 | 10 | 251 | 1 | 21 | 8 | A | 7 | 6 | A | 7 | 11.1 | A | 7 | -5.6 | A | 7 | 29 | A | 7 | 818 | A | 7 | 210 | A | 7 | 4.1 | A | 7 | 104000 | B | 7 | 4572 | A | 7 | 0.7 | E | 8 | 0.054 | F | 8 | 0.2 | F | 8 | 0 | 1 | D | 9 | 0 | C | 8
1991-03-01 | 11:00 | 839 | 1393 | 457 | 1 | 10 | 406 | 1 | 16 | 212 | 1 | 10 | 484 | 1 | 10 | 416 | 1 | 16 | 233 | 1 | 10 | 505 | 1 | 21 | 7 | A | 7 | 6 | A | 7 | 12.8 | A | 7 | -7.8 | A | 7 | 21 | A | 7 | 818 | A | 7 | 170 | A | 7 | 3.1 | A | 7 | 104000 | B | 7 | 4572 | A | 7 | 0.7 | E | 8 | 0.054 | F | 8 | 0.2 | F | 8 | 0 | 1 | D | 9 | 0 | C | 8
1991-03-01 | 12:00 | 923 | 1393 | 686 | 1 | 10 | 792 | 1 | 16 | 161 | 1 | 10 | 726 | 1 | 10 | 801 | 1 | 16 | 193 | 1 | 10 | 420 | 1 | 21 | 6 | A | 7 | 3 | A | 7 | 15 | A | 7 | -7.2 | A | 7 | 19 | A | 7 | 817 | A | 7 | 160 | A | 7 | 2.6 | A | 7 | 96000 | B | 7 | 77777 | A | 7 | 0.7 | E | 8 | 0.054 | F | 8 | 0.2 | F | 8 | 0 | 1 | D | 9 | 0 | C | 8
1991-03-01 | 13:00 | 937 | 1393 | 610 | 1 | 10 | 631 | 1 | 16 | 186 | 1 | 10 | 640 | 1 | 10 | 635 | 1 | 16 | 212 | 1 | 10 | 485 | 1 | 21 | 7 | A | 7 | 4 | A | 7 | 14.4 | A | 7 | -8.9 | A | 7 | 17 | A | 7 | 817 | A | 7 | 190 | A | 7 | 2.1 | A | 7 | 96000 | B | 7 | 77777 | A | 7 | 0.7 | E | 8 | 0.054 | F | 8 | 0.2 | F | 8 | 0 | 1 | D | 9 | 0 | C | 8
1991-03-01 | 14:00 | 879 | 1393 | 565 | 1 | 10 | 253 | 1 | 16 | 405 | 1 | 10 | 604 | 1 | 10 | 263 | 1 | 16 | 437 | 1 | 10 | 1131 | 1 | 21 | 10 | A | 7 | 9 | A | 7 | 14.4 | A | 7 | -8.3 | A | 7 | 18 | A | 7 | 816 | A | 7 | 10 | A | 7 | 4.6 | A | 7 | 96000 | B | 7 | 2286 | A | 7 | 0.7 | E | 8 | 0.054 | F | 8 | 0.2 | F | 8 | 0 | 1 | D | 9 | 0 | C | 8
1991-03-01 | 15:00 | 753 | 1393 | 232 | 1 | 10 | 35 | 1 | 16 | 213 | 1 | 10 | 255 | 1 | 10 | 35 | 1 | 16 | 236 | 1 | 10 | 669 | 1 | 21 | 10 | A | 7 | 9 | A | 7 | 14.4 | A | 7 | -8.3 | A | 7 | 18 | A | 7 | 817 | A | 7 | 360 | A | 7 | 3.6 | A | 7 | 96000 | B | 7 | 2591 | A | 7 | 0.7 | E | 8 | 0.054 | F | 8 | 0.2 | F | 8 | 0 | 1 | D | 9 | 0 | C | 8
1991-03-01 | 16:00 | 567 | 1393 | 151 | 1 | 10 | 0 | 1 | 16 | 151 | 1 | 10 | 171 | 1 | 10 | 0 | 1 | 16 | 171 | 1 | 10 | 582 | 1 | 21 | 10 | A | 7 | 10 | A | 7 | 13.3 | A | 7 | -8.3 | A | 7 | 20 | A | 7 | 817 | A | 7 | 20 | A | 7 | 4.1 | A | 7 | 96000 | B | 7 | 3353 | A | 7 | 0.7 | E | 8 | 0.054 | F | 8 | 0.2 | F | 8 | 0 | 1 | D | 9 | 0 | C | 8
1991-03-01 | 17:00 | 336 | 1393 | 65 | 1 | 10 | 0 | 1 | 16 | 65 | 1 | 10 | 74 | 1 | 10 | 0 | 1 | 16 | 74 | 1 | 10 | 247 | 1 | 21 | 10 | A | 7 | 10 | A | 7 | 12.2 | A | 7 | -7.2 | A | 7 | 23 | A | 7 | 817 | A | 7 | 10 | A | 7 | 3.6 | A | 7 | 96000 | B | 7 | 2286 | A | 7 | 0.7 | E | 8 | 0.054 | F | 8 | 0.2 | F | 8 | 0 | 1 | D | 9 | 14 | C | 8
1991-03-01 | 18:00 | 84 | 1126 | 12 | 1 | 10 | 0 | 1 | 16 | 12 | 1 | 10 | 14 | 1 | 10 | 0 | 1 | 16 | 14 | 1 | 10 | 46 | 1 | 21 | 10 | A | 7 | 10 | A | 7 | 11.7 | A | 7 | -6.7 | A | 7 | 25 | A | 7 | 818 | A | 7 | 20 | A | 7 | 4.1 | A | 7 | 48000 | B | 7 | 2438 | A | 7 | 0.7 | E | 8 | 0.054 | F | 8 | 0.2 | F | 8 | 0 | 1 | D | 9 | 0 | C | 8
1991-03-01 | 19:00 | 0 | 0 | 0 | 1 | 0 | 0 | 1 | 0 | 0 | 1 | 0 | 0 | 1 | 0 | 0 | 1 | 0 | 0 | 1 | 0 | 0 | 1 | 0 | 10 | A | 7 | 10 | A | 7 | 2.8 | A | 7 | -4.4 | A | 7 | 57 | A | 7 | 820 | A | 7 | 60 | A | 7 | 5.7 | A | 7 | 19200 | B | 7 | 2438 | A | 7 | 0.7 | E | 8 | 0.054 | F | 8 | 0.2 | F | 8 | 0 | 1 | D | 9 | 0 | C | 8
1991-03-01 | 20:00 | 0 | 0 | 0 | 1 | 0 | 0 | 1 | 0 | 0 | 1 | 0 | 0 | 1 | 0 | 0 | 1 | 0 | 0 | 1 | 0 | 0 | 1 | 0 | 10 | A | 7 | 8 | A | 7 | -0.6 | A | 7 | -6.1 | A | 7 | 63 | A | 7 | 822 | A | 7 | 30 | A | 7 | 5.7 | A | 7 | 19200 | B | 7 | 2134 | A | 7 | 0.7 | E | 8 | 0.054 | F | 8 | 0.2 | F | 8 | 0 | 1 | D | 9 | 0 | C | 8
1991-03-01 | 21:00 | 0 | 0 | 0 | 1 | 0 | 0 | 1 | 0 | 0 | 1 | 0 | 0 | 1 | 0 | 0 | 1 | 0 | 0 | 1 | 0 | 0 | 1 | 0 | 10 | A | 7 | 10 | A | 7 | -1.7 | A | 7 | -6.7 | A | 7 | 65 | A | 7 | 823 | A | 7 | 60 | A | 7 | 4.6 | A | 7 | 24000 | B | 7 | 610 | A | 7 | 0.8 | E | 8 | 0.054 | F | 8 | 0.2 | F | 8 | 0 | 1 | D | 9 | 0 | C | 8
1991-03-01 | 22:00 | 0 | 0 | 0 | 1 | 0 | 0 | 1 | 0 | 0 | 1 | 0 | 0 | 1 | 0 | 0 | 1 | 0 | 0 | 1 | 0 | 0 | 1 | 0 | 10 | A | 7 | 10 | A | 7 | -2.8 | A | 7 | -6.7 | A | 7 | 72 | A | 7 | 823 | A | 7 | 60 | A | 7 | 5.7 | A | 7 | 24000 | B | 7 | 549 | A | 7 | 0.8 | E | 8 | 0.054 | F | 8 | 0.2 | F | 8 | 0 | 1 | D | 9 | 0 | C | 8
1991-03-01 | 23:00 | 0 | 0 | 0 | 1 | 0 | 0 | 1 | 0 | 0 | 1 | 0 | 0 | 1 | 0 | 0 | 1 | 0 | 0 | 1 | 0 | 0 | 1 | 0 | 10 | A | 7 | 10 | A | 7 | -3.9 | A | 7 | -7.2 | A | 7 | 75 | A | 7 | 823 | A | 7 | 90 | A | 7 | 4.1 | A | 7 | 24000 | B | 7 | 518 | A | 7 | 0.8 | E | 8 | 0.054 | F | 8 | 0.2 | F | 8 | 0 | 1 | D | 9 | 0 | C | 8
1991-03-01 | 24:00 | 0 | 0 | 0 | 1 | 0 | 0 | 1 | 0 | 0 | 1 | 0 | 0 | 1 | 0 | 0 | 1 | 0 | 0 | 1 | 0 | 0 | 1 | 0 | 10 | A | 7 | 10 | A | 7 | -3.9 | A | 7 | -7.2 | A | 7 | 75 | A | 7 | 823 | A | 7 | 110 | A | 7 | 5.2 | A | 7 | 24000 | B | 7 | 610 | A | 7 | 0.8 | E | 8 | 0.054 | F | 8 | 0.2 | F | 8 | 0 | 1 | D | 9 | 0 | C | 8
1991-03-02 | 1:00 | 0 | 0 | 0 | 1 | 0 | 0 | 1 | 0 | 0 | 1 | 0 | 0 | 1 | 0 | 0 | 1 | 0 | 0 | 1 | 0 | 0 | 1 | 0 | 10 | A | 7 | 10 | A | 7 | -4.4 | A | 7 | -7.8 | A | 7 | 75 | A | 7 | 823 | A | 7 | 120 | A | 7 | 3.6 | A | 7 | 19200 | B | 7 | 549 | A | 7 | 0.8 | E | 8 | 0.055 | F | 8 | 0.2 | F | 8 | 0 | 1 | D | 9 | 0 | C | 8
1991-03-02 | 2:00 | 0 | 0 | 0 | 1 | 0 | 0 | 1 | 0 | 0 | 1 | 0 | 0 | 1 | 0 | 0 | 1 | 0 | 0 | 1 | 0 | 0 | 1 | 0 | 10 | A | 7 | 10 | A | 7 | -5 | A | 7 | -7.8 | A | 7 | 79 | A | 7 | 824 | A | 7 | 130 | A | 7 | 3.6 | A | 7 | 16000 | B | 7 | 427 | A | 7 | 0.8 | E | 8 | 0.055 | F | 8 | 0.2 | F | 8 | 0 | 1 | D | 9 | 0 | C | 8
1991-03-02 | 3:00 | 0 | 0 | 0 | 1 | 0 | 0 | 1 | 0 | 0 | 1 | 0 | 0 | 1 | 0 | 0 | 1 | 0 | 0 | 1 | 0 | 0 | 1 | 0 | 10 | A | 7 | 10 | A | 7 | -5 | A | 7 | -7.8 | A | 7 | 79 | A | 7 | 823 | A | 7 | 110 | A | 7 | 3.6 | A | 7 | 16000 | B | 7 | 427 | A | 7 | 0.8 | E | 8 | 0.055 | F | 8 | 0.2 | F | 8 | 0 | 1 | D | 9 | 0 | C | 8
1991-03-02 | 4:00 | 0 | 0 | 0 | 1 | 0 | 0 | 1 | 0 | 0 | 1 | 0 | 0 | 1 | 0 | 0 | 1 | 0 | 0 | 1 | 0 | 0 | 1 | 0 | 10 | A | 7 | 10 | A | 7 | -5 | A | 7 | -7.8 | A | 7 | 79 | A | 7 | 824 | A | 7 | 100 | A | 7 | 3.6 | A | 7 | 11200 | B | 7 | 366 | A | 7 | 0.8 | E | 8 | 0.055 | F | 8 | 0.2 | F | 8 | 0 | 1 | D | 9 | 0 | C | 8
1991-03-02 | 5:00 | 0 | 0 | 0 | 1 | 0 | 0 | 1 | 0 | 0 | 1 | 0 | 0 | 1 | 0 | 0 | 1 | 0 | 0 | 1 | 0 | 0 | 1 | 0 | 10 | A | 7 | 10 | A | 7 | -5 | A | 7 | -7.8 | A | 7 | 79 | A | 7 | 824 | A | 7 | 80 | A | 7 | 2.1 | A | 7 | 9600 | B | 7 | 305 | A | 7 | 0.8 | E | 8 | 0.055 | F | 8 | 0.2 | F | 8 | 0 | 1 | D | 9 | 85 | C | 8
1991-03-02 | 6:00 | 0 | 0 | 0 | 1 | 0 | 0 | 1 | 0 | 0 | 1 | 0 | 0 | 1 | 0 | 0 | 1 | 0 | 0 | 1 | 0 | 0 | 1 | 0 | 10 | A | 7 | 10 | A | 7 | -5 | A | 7 | -7.8 | A | 7 | 79 | A | 7 | 825 | A | 7 | 60 | A | 7 | 2.1 | A | 7 | 9600 | B | 7 | 305 | A | 7 | 0.8 | E | 8 | 0.055 | F | 8 | 0.2 | F | 8 | 0 | 1 | D | 9 | 85 | C | 8
1991-03-02 | 7:00 | 26 | 638 | 2 | 1 | 10 | 0 | 1 | 16 | 2 | 1 | 10 | 3 | 1 | 10 | 0 | 1 | 16 | 3 | 1 | 10 | 8 | 1 | 21 | 10 | A | 7 | 10 | A | 7 | -5 | A | 7 | -7.8 | A | 7 | 79 | A | 7 | 825 | A | 7 | 60 | A | 7 | 2.6 | A | 7 | 9600 | B | 7 | 305 | A | 7 | 0.8 | E | 8 | 0.055 | F | 8 | 0.2 | F | 8 | 0 | 1 | D | 9 | 85 | C | 8
1991-03-02 | 8:00 | 248 | 1392 | 97 | 1 | 10 | 38 | 1 | 16 | 90 | 1 | 10 | 106 | 1 | 10 | 30 | 1 | 16 | 100 | 1 | 10 | 203 | 1 | 21 | 10 | A | 7 | 9 | A | 7 | -5.6 | A | 7 | -7.8 | A | 7 | 83 | A | 7 | 826 | A | 7 | 60 | A | 7 | 1.5 | A | 7 | 8000 | B | 7 | 732 | A | 7 | 0.8 | E | 8 | 0.055 | F | 8 | 0.2 | F | 8 | 0 | 1 | D | 9 | 85 | C | 8
1991-03-02 | 9:00 | 492 | 1392 | 99 | 1 | 10 | 0 | 1 | 16 | 99 | 1 | 10 | 114 | 1 | 10 | 0 | 1 | 16 | 114 | 1 | 10 | 399 | 1 | 21 | 10 | A | 7 | 10 | A | 7 | -3.9 | A | 7 | -7.2 | A | 7 | 75 | A | 7 | 826 | A | 7 | 80 | A | 7 | 1.5 | A | 7 | 11200 | B | 7 | 732 | A | 7 | 0.8 | E | 8 | 0.055 | F | 8 | 0.2 | F | 8 | 0 | 1 | D | 9 | 0 | C | 8
1991-03-02 | 10:00 | 696 | 1392 | 166 | 1 | 10 | 100 | 1 | 16 | 116 | 1 | 10 | 188 | 1 | 10 | 104 | 1 | 16 | 136 | 1 | 10 | 289 | 1 | 21 | 10 | A | 7 | 9 | A | 7 | -1.7 | A | 7 | -6.1 | A | 7 | 69 | A | 7 | 826 | A | 7 | 0 | A | 7 | 0 | A | 7 | 11200 | B | 7 | 732 | A | 7 | 0.8 | E | 8 | 0.055 | F | 8 | 0.2 | F | 8 | 0 | 1 | D | 9 | 0 | C | 8
1991-03-02 | 11:00 | 846 | 1392 | 349 | 1 | 10 | 119 | 1 | 16 | 276 | 1 | 10 | 380 | 1 | 10 | 125 | 1 | 16 | 304 | 1 | 10 | 752 | 1 | 21 | 10 | A | 7 | 8 | A | 7 | 1.1 | A | 7 | -5 | A | 7 | 61 | A | 7 | 827 | A | 7 | 230 | A | 7 | 2.1 | A | 7 | 11200 | B | 7 | 2438 | A | 7 | 0.8 | E | 8 | 0.055 | F | 8 | 0.2 | F | 8 | 0 | 1 | D | 9 | 5 | C | 8
1991-03-02 | 12:00 | 930 | 1392 | 499 | 1 | 10 | 449 | 1 | 16 | 198 | 1 | 10 | 540 | 1 | 10 | 465 | 1 | 16 | 228 | 1 | 10 | 516 | 1 | 21 | 10 | A | 7 | 6 | A | 7 | 1.7 | A | 7 | -5.6 | A | 7 | 55 | A | 7 | 827 | A | 7 | 0 | A | 7 | 0 | A | 7 | 11200 | B | 7 | 7620 | A | 7 | 0.8 | E | 8 | 0.055 | F | 8 | 0.2 | F | 8 | 0 | 1 | D | 9 | 0 | C | 8
1991-03-02 | 13:00 | 943 | 1392 | 528 | 1 | 10 | 433 | 1 | 16 | 234 | 1 | 10 | 563 | 1 | 10 | 448 | 1 | 16 | 259 | 1 | 10 | 628 | 1 | 21 | 9 | A | 7 | 4 | A | 7 | 5 | A | 7 | -4.4 | A | 7 | 48 | A | 7 | 827 | A | 7 | 40 | A | 7 | 2.1 | A | 7 | 11200 | B | 7 | 77777 | A | 7 | 0.7 | E | 8 | 0.055 | F | 8 | 0.2 | F | 8 | 0 | 1 | D | 9 | 0 | C | 8
1991-03-02 | 14:00 | 885 | 1392 | 473 | 1 | 10 | 413 | 1 | 16 | 210 | 1 | 10 | 506 | 1 | 10 | 426 | 1 | 16 | 234 | 1 | 10 | 522 | 1 | 21 | 10 | A | 7 | 5 | A | 7 | 6.7 | A | 7 | -4.4 | A | 7 | 43 | A | 7 | 827 | A | 7 | 130 | A | 7 | 1.5 | A | 7 | 11200 | B | 7 | 77777 | A | 7 | 0.7 | E | 8 | 0.055 | F | 8 | 0.2 | F | 8 | 0 | 1 | D | 9 | 0 | C | 8
1991-03-02 | 15:00 | 758 | 1392 | 373 | 1 | 10 | 308 | 1 | 16 | 205 | 1 | 10 | 403 | 1 | 10 | 324 | 1 | 16 | 226 | 1 | 10 | 474 | 1 | 21 | 10 | A | 7 | 8 | A | 7 | 6.7 | A | 7 | -4.4 | A | 7 | 43 | A | 7 | 828 | A | 7 | 320 | A | 7 | 2.1 | A | 7 | 9600 | B | 7 | 6096 | A | 7 | 0.7 | E | 8 | 0.055 | F | 8 | 0.2 | F | 8 | 0 | 1 | D | 9 | 5 | C | 8
1991-03-02 | 16:00 | 573 | 1392 | 230 | 1 | 10 | 67 | 1 | 16 | 202 | 1 | 10 | 251 | 1 | 10 | 65 | 1 | 16 | 224 | 1 | 10 | 545 | 1 | 21 | 10 | A | 7 | 9 | A | 7 | 6.1 | A | 7 | -5 | A | 7 | 43 | A | 7 | 829 | A | 7 | 350 | A | 7 | 4.1 | A | 7 | 12800 | B | 7 | 6096 | A | 7 | 0.7 | E | 8 | 0.055 | F | 8 | 0.2 | F | 8 | 0 | 1 | D | 9 | 0 | C | 8
1991-03-02 | 17:00 | 341 | 1392 | 93 | 1 | 10 | 69 | 1 | 16 | 76 | 1 | 10 | 103 | 1 | 10 | 59 | 1 | 16 | 88 | 1 | 10 | 166 | 1 | 21 | 9 | A | 7 | 8 | A | 7 | 5 | A | 7 | -5 | A | 7 | 46 | A | 7 | 829 | A | 7 | 10 | A | 7 | 5.2 | A | 7 | 24000 | B | 7 | 6096 | A | 7 | 0.7 | E | 8 | 0.055 | F | 8 | 0.2 | F | 8 | 0 | 1 | D | 9 | 0 | C | 8
1991-03-02 | 18:00 | 88 | 1149 | 28 | 1 | 10 | 132 | 1 | 16 | 18 | 1 | 10 | 31 | 1 | 10 | 60 | 1 | 16 | 26 | 1 | 10 | 31 | 1 | 21 | 7 | A | 7 | 2 | A | 7 | 2.8 | A | 7 | -5 | A | 7 | 54 | A | 7 | 830 | A | 7 | 40 | A | 7 | 4.1 | A | 7 | 32000 | B | 7 | 77777 | A | 7 | 0.7 | E | 8 | 0.055 | F | 8 | 0.2 | F | 8 | 0 | 1 | D | 9 | 0 | C | 8
1991-03-02 | 19:00 | 0 | 0 | 0 | 1 | 0 | 0 | 1 | 0 | 0 | 1 | 0 | 0 | 1 | 0 | 0 | 1 | 0 | 0 | 1 | 0 | 0 | 1 | 0 | 9 | A | 7 | 4 | A | 7 | 1.1 | A | 7 | -5 | A | 7 | 61 | A | 7 | 831 | A | 7 | 130 | A | 7 | 2.6 | A | 7 | 24000 | B | 7 | 77777 | A | 7 | 0.7 | E | 8 | 0.055 | F | 8 | 0.2 | F | 8 | 0 | 1 | D | 9 | 0 | C | 8
1991-03-02 | 20:00 | 0 | 0 | 0 | 1 | 0 | 0 | 1 | 0 | 0 | 1 | 0 | 0 | 1 | 0 | 0 | 1 | 0 | 0 | 1 | 0 | 0 | 1 | 0 | 6 | A | 7 | 2 | A | 7 | 1.1 | A | 7 | -5.6 | A | 7 | 58 | A | 7 | 831 | A | 7 | 180 | A | 7 | 2.1 | A | 7 | 32000 | B | 7 | 77777 | A | 7 | 0.7 | E | 8 | 0.055 | F | 8 | 0.2 | F | 8 | 0 | 1 | D | 9 | 0 | C | 8
1991-03-02 | 21:00 | 0 | 0 | 0 | 1 | 0 | 0 | 1 | 0 | 0 | 1 | 0 | 0 | 1 | 0 | 0 | 1 | 0 | 0 | 1 | 0 | 0 | 1 | 0 | 4 | A | 7 | 3 | A | 7 | 0.6 | A | 7 | -5.6 | A | 7 | 60 | A | 7 | 831 | A | 7 | 180 | A | 7 | 2.6 | A | 7 | 32000 | B | 7 | 77777 | A | 7 | 0.7 | E | 8 | 0.055 | F | 8 | 0.2 | F | 8 | 0 | 1 | D | 9 | 0 | C | 8
1991-03-02 | 22:00 | 0 | 0 | 0 | 1 | 0 | 0 | 1 | 0 | 0 | 1 | 0 | 0 | 1 | 0 | 0 | 1 | 0 | 0 | 1 | 0 | 0 | 1 | 0 | 6 | A | 7 | 2 | A | 7 | 1.7 | A | 7 | -5.6 | A | 7 | 55 | A | 7 | 832 | A | 7 | 210 | A | 7 | 4.1 | A | 7 | 32000 | B | 7 | 77777 | A | 7 | 0.7 | E | 8 | 0.055 | F | 8 | 0.2 | F | 8 | 0 | 1 | D | 9 | 0 | C | 8
1991-03-02 | 23:00 | 0 | 0 | 0 | 1 | 0 | 0 | 1 | 0 | 0 | 1 | 0 | 0 | 1 | 0 | 0 | 1 | 0 | 0 | 1 | 0 | 0 | 1 | 0 | 8 | A | 7 | 3 | A | 7 | 2.2 | A | 7 | -5.6 | A | 7 | 53 | A | 7 | 832 | A | 7 | 190 | A | 7 | 4.1 | A | 7 | 32000 | B | 7 | 77777 | A | 7 | 0.7 | E | 8 | 0.055 | F | 8 | 0.2 | F | 8 | 0 | 1 | D | 9 | 0 | C | 8
1991-03-02 | 24:00 | 0 | 0 | 0 | 1 | 0 | 0 | 1 | 0 | 0 | 1 | 0 | 0 | 1 | 0 | 0 | 1 | 0 | 0 | 1 | 0 | 0 | 1 | 0 | 1 | A | 7 | 0 | A | 7 | 3.3 | A | 7 | -6.7 | A | 7 | 45 | A | 7 | 832 | A | 7 | 270 | A | 7 | 5.2 | A | 7 | 32000 | B | 7 | 77777 | A | 7 | 0.7 | E | 8 | 0.055 | F | 8 | 0.2 | F | 8 | 0 | 1 | D | 9 | 0 | C | 8
1991-03-03 | 1:00 | 0 | 0 | 0 | 1 | 0 | 0 | 1 | 0 | 0 | 1 | 0 | 0 | 1 | 0 | 0 | 1 | 0 | 0 | 1 | 0 | 0 | 1 | 0 | 0 | A | 7 | 0 | A | 7 | 6.1 | A | 7 | -7.8 | A | 7 | 33 | A | 7 | 832 | A | 7 | 270 | A | 7 | 6.2 | A | 7 | 32000 | B | 7 | 77777 | A | 7 | 0.6 | E | 8 | 0.056 | F | 8 | 0.2 | F | 8 | 0 | 1 | D | 9 | 0 | C | 8
1991-03-03 | 2:00 | 0 | 0 | 0 | 1 | 0 | 0 | 1 | 0 | 0 | 1 | 0 | 0 | 1 | 0 | 0 | 1 | 0 | 0 | 1 | 0 | 0 | 1 | 0 | 0 | A | 7 | 0 | A | 7 | 0.6 | A | 7 | -7.2 | A | 7 | 52 | A | 7 | 833 | A | 7 | 230 | A | 7 | 3.6 | A | 7 | 32000 | B | 7 | 77777 | A | 7 | 0.6 | E | 8 | 0.056 | F | 8 | 0.2 | F | 8 | 0 | 1 | D | 9 | 0 | C | 8
1991-03-03 | 3:00 | 0 | 0 | 0 | 1 | 0 | 0 | 1 | 0 | 0 | 1 | 0 | 0 | 1 | 0 | 0 | 1 | 0 | 0 | 1 | 0 | 0 | 1 | 0 | 0 | A | 7 | 0 | A | 7 | 1.1 | A | 7 | -8.3 | A | 7 | 46 | A | 7 | 832 | A | 7 | 150 | A | 7 | 3.6 | A | 7 | 32000 | B | 7 | 77777 | A | 7 | 0.6 | E | 8 | 0.056 | F | 8 | 0.2 | F | 8 | 0 | 1 | D | 9 | 0 | C | 8
1991-03-03 | 4:00 | 0 | 0 | 0 | 1 | 0 | 0 | 1 | 0 | 0 | 1 | 0 | 0 | 1 | 0 | 0 | 1 | 0 | 0 | 1 | 0 | 0 | 1 | 0 | 0 | A | 7 | 0 | A | 7 | 0 | A | 7 | -8.3 | A | 7 | 49 | A | 7 | 833 | A | 7 | 200 | A | 7 | 1.5 | A | 7 | 32000 | B | 7 | 77777 | A | 7 | 0.6 | E | 8 | 0.056 | F | 8 | 0.2 | F | 8 | 0 | 1 | D | 9 | 0 | C | 8
1991-03-03 | 5:00 | 0 | 0 | 0 | 1 | 0 | 0 | 1 | 0 | 0 | 1 | 0 | 0 | 1 | 0 | 0 | 1 | 0 | 0 | 1 | 0 | 0 | 1 | 0 | 0 | A | 7 | 0 | A | 7 | 6.1 | A | 7 | -9.4 | A | 7 | 29 | A | 7 | 833 | A | 7 | 300 | A | 7 | 6.7 | A | 7 | 32000 | B | 7 | 77777 | A | 7 | 0.6 | E | 8 | 0.056 | F | 8 | 0.2 | F | 8 | 0 | 1 | D | 9 | 0 | C | 8
1991-03-03 | 6:00 | 0 | 0 | 0 | 1 | 0 | 0 | 1 | 0 | 0 | 1 | 0 | 0 | 1 | 0 | 0 | 1 | 0 | 0 | 1 | 0 | 0 | 1 | 0 | 0 | A | 7 | 0 | A | 7 | 5.6 | A | 7 | -9.4 | A | 7 | 30 | A | 7 | 834 | A | 7 | 300 | A | 7 | 3.6 | A | 7 | 32000 | B | 7 | 77777 | A | 7 | 0.6 | E | 8 | 0.056 | F | 8 | 0.2 | F | 8 | 0 | 1 | D | 9 | 0 | C | 8
1991-03-03 | 7:00 | 30 | 684 | 7 | 1 | 10 | 36 | 1 | 16 | 5 | 1 | 10 | 8 | 1 | 10 | 12 | 1 | 16 | 7 | 1 | 10 | 8 | 1 | 21 | 0 | A | 7 | 0 | A | 7 | 2.2 | A | 7 | -8.3 | A | 7 | 42 | A | 7 | 834 | A | 7 | 180 | A | 7 | 1 | A | 7 | 112000 | B | 7 | 77777 | A | 7 | 0.6 | E | 8 | 0.056 | F | 8 | 0.2 | F | 8 | 0 | 1 | D | 9 | 0 | C | 8
1991-03-03 | 8:00 | 255 | 1392 | 127 | 1 | 10 | 434 | 1 | 16 | 47 | 1 | 10 | 130 | 1 | 10 | 320 | 1 | 16 | 71 | 1 | 10 | 84 | 1 | 21 | 0 | A | 7 | 0 | A | 7 | 8.9 | A | 7 | -9.4 | A | 7 | 24 | A | 7 | 835 | A | 7 | 320 | A | 7 | 7.2 | A | 7 | 112000 | B | 7 | 77777 | A | 7 | 0.6 | E | 8 | 0.056 | F | 8 | 0.2 | F | 8 | 0 | 1 | D | 9 | 0 | C | 8
1991-03-03 | 9:00 | 499 | 1392 | 322 | 1 | 10 | 691 | 1 | 16 | 75 | 1 | 10 | 339 | 1 | 10 | 644 | 1 | 16 | 108 | 1 | 10 | 147 | 1 | 21 | 0 | A | 7 | 0 | A | 7 | 10.6 | A | 7 | -10 | A | 7 | 20 | A | 7 | 835 | A | 7 | 320 | A | 7 | 8.2 | A | 7 | 112000 | B | 7 | 77777 | A | 7 | 0.6 | E | 8 | 0.056 | F | 8 | 0.2 | F | 8 | 0 | 1 | D | 9 | 0 | C | 8
1991-03-03 | 10:00 | 703 | 1392 | 484 | 1 | 10 | 769 | 1 | 16 | 95 | 1 | 10 | 503 | 1 | 10 | 752 | 1 | 16 | 122 | 1 | 10 | 197 | 1 | 21 | 1 | A | 7 | 1 | A | 7 | 12.8 | A | 7 | -11.1 | A | 7 | 16 | A | 7 | 835 | A | 7 | 340 | A | 7 | 3.1 | A | 7 | 104000 | B | 7 | 77777 | A | 7 | 0.6 | E | 8 | 0.056 | F | 8 | 0.2 | F | 8 | 0 | 1 | D | 9 | 0 | C | 8
1991-03-03 | 11:00 | 852 | 1392 | 642 | 1 | 11 | 866 | 1 | 16 | 111 | 1 | 11 | 673 | 1 | 11 | 863 | 1 | 16 | 143 | 1 | 11 | 258 | 1 | 22 | 1 | B | 8 | 0 | A | 7 | 13.3 | A | 7 | -11.7 | A | 7 | 15 | A | 7 | 835 | A | 7 | 310 | A | 7 | 4.1 | A | 7 | 104000 | B | 7 | 77777 | A | 7 | 0.6 | E | 8 | 0.056 | F | 8 | 0.2 | F | 8 | 0 | 1 | D | 9 | 0 | C | 8
1991-03-03 | 12:00 | 936 | 1392 | 721 | 1 | 10 | 894 | 1 | 16 | 119 | 1 | 10 | 760 | 1 | 10 | 897 | 1 | 16 | 155 | 1 | 10 | 304 | 1 | 21 | 0 | A | 7 | 0 | A | 7 | 14.4 | A | 7 | -11.7 | A | 7 | 14 | A | 7 | 835 | A | 7 | 290 | A | 7 | 5.2 | A | 7 | 104000 | B | 7 | 77777 | A | 7 | 0.6 | E | 8 | 0.056 | F | 8 | 0.2 | F | 8 | 0 | 1 | D | 9 | 0 | C | 8
1991-03-03 | 13:00 | 949 | 1392 | 732 | 1 | 10 | 898 | 1 | 16 | 119 | 1 | 10 | 774 | 1 | 10 | 902 | 1 | 16 | 156 | 1 | 10 | 310 | 1 | 21 | 1 | A | 7 | 1 | A | 7 | 15.6 | A | 7 | -11.1 | A | 7 | 13 | A | 7 | 835 | A | 7 | 300 | A | 7 | 10.3 | A | 7 | 112000 | B | 7 | 77777 | A | 7 | 0.6 | E | 8 | 0.056 | F | 8 | 0.2 | F | 8 | 0 | 1 | D | 9 | 0 | C | 8
1991-03-03 | 14:00 | 890 | 1392 | 479 | 1 | 10 | 436 | 1 | 16 | 200 | 1 | 10 | 516 | 1 | 10 | 450 | 1 | 16 | 227 | 1 | 10 | 498 | 1 | 21 | 8 | A | 7 | 4 | A | 7 | 16.1 | A | 7 | -12.2 | A | 7 | 12 | A | 7 | 834 | A | 7 | 330 | A | 7 | 7.2 | A | 7 | 112000 | B | 7 | 7620 | A | 7 | 0.6 | E | 8 | 0.056 | F | 8 | 0.2 | F | 8 | 0 | 1 | D | 9 | 0 | C | 8
1991-03-03 | 15:00 | 764 | 1392 | 387 | 1 | 10 | 462 | 1 | 16 | 133 | 1 | 10 | 425 | 1 | 10 | 471 | 1 | 16 | 165 | 1 | 10 | 287 | 1 | 21 | 6 | A | 7 | 4 | A | 7 | 16.7 | A | 7 | -12.2 | A | 7 | 11 | A | 7 | 833 | A | 7 | 290 | A | 7 | 3.1 | A | 7 | 112000 | B | 7 | 7620 | A | 7 | 0.6 | E | 8 | 0.056 | F | 8 | 0.2 | F | 8 | 0 | 1 | D | 9 | 0 | C | 8
1991-03-03 | 16:00 | 578 | 1392 | 372 | 1 | 10 | 521 | 1 | 16 | 155 | 1 | 10 | 387 | 1 | 10 | 503 | 1 | 16 | 177 | 1 | 10 | 311 | 1 | 21 | 6 | A | 7 | 5 | A | 7 | 17.2 | A | 7 | -10.6 | A | 7 | 13 | A | 7 | 832 | A | 7 | 130 | A | 7 | 3.1 | A | 7 | 112000 | B | 7 | 7620 | A | 7 | 0.6 | E | 8 | 0.056 | F | 8 | 0.2 | F | 8 | 0 | 1 | D | 9 | 0 | C | 8
1991-03-03 | 17:00 | 347 | 1392 | 115 | 1 | 10 | 78 | 1 | 16 | 96 | 1 | 10 | 126 | 1 | 10 | 67 | 1 | 16 | 109 | 1 | 10 | 210 | 1 | 21 | 7 | A | 7 | 6 | A | 7 | 16.1 | A | 7 | -13.3 | A | 7 | 11 | A | 7 | 832 | A | 7 | 280 | A | 7 | 6.7 | A | 7 | 96000 | B | 7 | 7315 | A | 7 | 0.6 | E | 8 | 0.056 | F | 8 | 0.2 | F | 8 | 0 | 1 | D | 9 | 0 | C | 8
1991-03-03 | 18:00 | 92 | 1194 | 33 | 1 | 10 | 26 | 1 | 16 | 31 | 1 | 10 | 36 | 1 | 10 | 16 | 1 | 16 | 35 | 1 | 10 | 72 | 1 | 21 | 4 | A | 7 | 4 | A | 7 | 15 | A | 7 | -13.3 | A | 7 | 11 | A | 7 | 832 | A | 7 | 280 | A | 7 | 10.3 | A | 7 | 96000 | B | 7 | 77777 | A | 7 | 0.6 | E | 8 | 0.056 | F | 8 | 0.2 | F | 8 | 0 | 1 | D | 9 | 0 | C | 8
1991-03-03 | 19:00 | 0 | 0 | 0 | 1 | 0 | 0 | 1 | 0 | 0 | 1 | 0 | 0 | 1 | 0 | 0 | 1 | 0 | 0 | 1 | 0 | 0 | 1 | 0 | 0 | A | 7 | 0 | A | 7 | 13.9 | A | 7 | -11.7 | A | 7 | 14 | A | 7 | 832 | A | 7 | 270 | A | 7 | 7.7 | A | 7 | 32000 | B | 7 | 77777 | A | 7 | 0.6 | E | 8 | 0.056 | F | 8 | 0.2 | F | 8 | 0 | 1 | D | 9 | 0 | C | 8
1991-03-03 | 20:00 | 0 | 0 | 0 | 1 | 0 | 0 | 1 | 0 | 0 | 1 | 0 | 0 | 1 | 0 | 0 | 1 | 0 | 0 | 1 | 0 | 0 | 1 | 0 | 5 | A | 7 | 3 | A | 7 | 13.9 | A | 7 | -12.8 | A | 7 | 13 | A | 7 | 833 | A | 7 | 290 | A | 7 | 6.7 | A | 7 | 32000 | B | 7 | 77777 | A | 7 | 0.6 | E | 8 | 0.056 | F | 8 | 0.2 | F | 8 | 0 | 1 | D | 9 | 0 | C | 8
1991-03-03 | 21:00 | 0 | 0 | 0 | 1 | 0 | 0 | 1 | 0 | 0 | 1 | 0 | 0 | 1 | 0 | 0 | 1 | 0 | 0 | 1 | 0 | 0 | 1 | 0 | 10 | A | 7 | 10 | A | 7 | 11.7 | A | 7 | -8.3 | A | 7 | 22 | A | 7 | 832 | A | 7 | 240 | A | 7 | 6.2 | A | 7 | 32000 | B | 7 | 5486 | A | 7 | 0.5 | E | 8 | 0.056 | F | 8 | 0.2 | F | 8 | 0 | 1 | D | 9 | 0 | C | 8
1991-03-03 | 22:00 | 0 | 0 | 0 | 1 | 0 | 0 | 1 | 0 | 0 | 1 | 0 | 0 | 1 | 0 | 0 | 1 | 0 | 0 | 1 | 0 | 0 | 1 | 0 | 10 | A | 7 | 9 | A | 7 | 10.6 | A | 7 | -6.7 | A | 7 | 27 | A | 7 | 833 | A | 7 | 130 | A | 7 | 4.1 | A | 7 | 32000 | B | 7 | 5486 | A | 7 | 0.5 | E | 8 | 0.056 | F | 8 | 0.2 | F | 8 | 0 | 1 | D | 9 | 0 | C | 8
1991-03-03 | 23:00 | 0 | 0 | 0 | 1 | 0 | 0 | 1 | 0 | 0 | 1 | 0 | 0 | 1 | 0 | 0 | 1 | 0 | 0 | 1 | 0 | 0 | 1 | 0 | 0 | A | 7 | 0 | A | 7 | 11.1 | A | 7 | -6.7 | A | 7 | 26 | A | 7 | 833 | A | 7 | 190 | A | 7 | 4.6 | A | 7 | 32000 | B | 7 | 77777 | A | 7 | 0.5 | E | 8 | 0.056 | F | 8 | 0.2 | F | 8 | 0 | 1 | D | 9 | 0 | C | 8
1991-03-03 | 24:00 | 0 | 0 | 0 | 1 | 0 | 0 | 1 | 0 | 0 | 1 | 0 | 0 | 1 | 0 | 0 | 1 | 0 | 0 | 1 | 0 | 0 | 1 | 0 | 6 | A | 7 | 4 | A | 7 | 11.1 | A | 7 | -6.1 | A | 7 | 28 | A | 7 | 833 | A | 7 | 270 | A | 7 | 6.7 | A | 7 | 32000 | B | 7 | 5486 | A | 7 | 0.5 | E | 8 | 0.056 | F | 8 | 0.2 | F | 8 | 0 | 1 | D | 9 | 0 | C | 8
1991-03-04 | 1:00 | 0 | 0 | 0 | 1 | 0 | 0 | 1 | 0 | 0 | 1 | 0 | 0 | 1 | 0 | 0 | 1 | 0 | 0 | 1 | 0 | 0 | 1 | 0 | 0 | A | 7 | 0 | A | 7 | 11.1 | A | 7 | -6.1 | A | 7 | 28 | A | 7 | 832 | A | 7 | 260 | A | 7 | 7.7 | A | 7 | 32000 | B | 7 | 77777 | A | 7 | 0.5 | E | 8 | 0.056 | F | 8 | 0.2 | F | 8 | 0 | 1 | D | 9 | 0 | C | 8
1991-03-04 | 2:00 | 0 | 0 | 0 | 1 | 0 | 0 | 1 | 0 | 0 | 1 | 0 | 0 | 1 | 0 | 0 | 1 | 0 | 0 | 1 | 0 | 0 | 1 | 0 | 0 | A | 7 | 0 | A | 7 | 10 | A | 7 | -6.7 | A | 7 | 28 | A | 7 | 832 | A | 7 | 290 | A | 7 | 5.2 | A | 7 | 32000 | B | 7 | 77777 | A | 7 | 0.5 | E | 8 | 0.056 | F | 8 | 0.2 | F | 8 | 0 | 1 | D | 9 | 0 | C | 8
1991-03-04 | 3:00 | 0 | 0 | 0 | 1 | 0 | 0 | 1 | 0 | 0 | 1 | 0 | 0 | 1 | 0 | 0 | 1 | 0 | 0 | 1 | 0 | 0 | 1 | 0 | 0 | A | 7 | 0 | A | 7 | 11.1 | A | 7 | -7.8 | A | 7 | 24 | A | 7 | 832 | A | 7 | 280 | A | 7 | 5.7 | A | 7 | 32000 | B | 7 | 77777 | A | 7 | 0.5 | E | 8 | 0.056 | F | 8 | 0.2 | F | 8 | 0 | 1 | D | 9 | 0 | C | 8
1991-03-04 | 4:00 | 0 | 0 | 0 | 1 | 0 | 0 | 1 | 0 | 0 | 1 | 0 | 0 | 1 | 0 | 0 | 1 | 0 | 0 | 1 | 0 | 0 | 1 | 0 | 0 | A | 7 | 0 | A | 7 | 10 | A | 7 | -8.3 | A | 7 | 25 | A | 7 | 832 | A | 7 | 270 | A | 7 | 3.6 | A | 7 | 32000 | B | 7 | 77777 | A | 7 | 0.5 | E | 8 | 0.056 | F | 8 | 0.2 | F | 8 | 0 | 1 | D | 9 | 0 | C | 8
1991-03-04 | 5:00 | 0 | 0 | 0 | 1 | 0 | 0 | 1 | 0 | 0 | 1 | 0 | 0 | 1 | 0 | 0 | 1 | 0 | 0 | 1 | 0 | 0 | 1 | 0 | 0 | A | 7 | 0 | A | 7 | 8.9 | A | 7 | -8.3 | A | 7 | 26 | A | 7 | 832 | A | 7 | 310 | A | 7 | 3.1 | A | 7 | 32000 | B | 7 | 77777 | A | 7 | 0.5 | E | 8 | 0.056 | F | 8 | 0.2 | F | 8 | 0 | 1 | D | 9 | 0 | C | 8
1991-03-04 | 6:00 | 0 | 0 | 0 | 1 | 0 | 0 | 1 | 0 | 0 | 1 | 0 | 0 | 1 | 0 | 0 | 1 | 0 | 0 | 1 | 0 | 0 | 1 | 0 | 0 | A | 7 | 0 | A | 7 | 7.2 | A | 7 | -7.2 | A | 7 | 33 | A | 7 | 832 | A | 7 | 270 | A | 7 | 4.1 | A | 7 | 32000 | B | 7 | 77777 | A | 7 | 0.5 | E | 8 | 0.056 | F | 8 | 0.2 | F | 8 | 0 | 1 | D | 9 | 0 | C | 8
1991-03-04 | 7:00 | 33 | 707 | 13 | 1 | 10 | 182 | 1 | 16 | 4 | 1 | 10 | 14 | 1 | 10 | 102 | 1 | 16 | 9 | 1 | 10 | 14 | 1 | 21 | 1 | A | 7 | 0 | A | 7 | 10.6 | A | 7 | -7.8 | A | 7 | 25 | A | 7 | 832 | A | 7 | 240 | A | 7 | 8.8 | A | 7 | 112000 | B | 7 | 77777 | A | 7 | 0.6 | E | 8 | 0.056 | F | 8 | 0.2 | F | 8 | 0 | 1 | D | 9 | 0 | C | 8
1991-03-04 | 8:00 | 262 | 1391 | 141 | 1 | 10 | 592 | 1 | 16 | 30 | 1 | 10 | 150 | 1 | 10 | 474 | 1 | 16 | 60 | 1 | 10 | 68 | 1 | 21 | 4 | A | 7 | 1 | A | 7 | 12.8 | A | 7 | -6.7 | A | 7 | 23 | A | 7 | 832 | A | 7 | 120 | A | 7 | 1.5 | A | 7 | 104000 | B | 7 | 77777 | A | 7 | 0.6 | E | 8 | 0.056 | F | 8 | 0.2 | F | 8 | 0 | 1 | D | 9 | 0 | C | 8
1991-03-04 | 9:00 | 506 | 1391 | 281 | 1 | 10 | 448 | 1 | 16 | 118 | 1 | 10 | 296 | 1 | 10 | 420 | 1 | 16 | 143 | 1 | 10 | 226 | 1 | 21 | 8 | A | 7 | 3 | A | 7 | 13.9 | A | 7 | -7.8 | A | 7 | 20 | A | 7 | 832 | A | 7 | 210 | A | 7 | 6.7 | A | 7 | 112000 | B | 7 | 77777 | A | 7 | 0.6 | E | 8 | 0.056 | F | 8 | 0.2 | F | 8 | 0 | 1 | D | 9 | 0 | C | 8
1991-03-04 | 10:00 | 710 | 1391 | 501 | 1 | 10 | 746 | 1 | 16 | 120 | 1 | 10 | 527 | 1 | 10 | 737 | 1 | 16 | 149 | 1 | 10 | 258 | 1 | 21 | 6 | A | 7 | 2 | A | 7 | 16.1 | A | 7 | -8.9 | A | 7 | 16 | A | 7 | 832 | A | 7 | 240 | A | 7 | 6.2 | A | 7 | 112000 | B | 7 | 77777 | A | 7 | 0.6 | E | 8 | 0.056 | F | 8 | 0.2 | F | 8 | 0 | 1 | D | 9 | 0 | C | 8
1991-03-04 | 11:00 | 859 | 1391 | 276 | 1 | 10 | 313 | 1 | 16 | 83 | 1 | 10 | 304 | 1 | 10 | 322 | 1 | 16 | 105 | 1 | 10 | 214 | 1 | 21 | 8 | A | 7 | 5 | A | 7 | 16.7 | A | 7 | -10 | A | 7 | 14 | A | 7 | 830 | A | 7 | 290 | A | 7 | 2.6 | A | 7 | 96000 | B | 7 | 6096 | A | 7 | 0.6 | E | 8 | 0.056 | F | 8 | 0.2 | F | 8 | 0 | 1 | D | 9 | 0 | C | 8
1991-03-04 | 12:00 | 943 | 1391 | 540 | 1 | 10 | 463 | 1 | 16 | 226 | 1 | 10 | 579 | 1 | 10 | 479 | 1 | 16 | 253 | 1 | 10 | 605 | 1 | 21 | 10 | A | 7 | 6 | A | 7 | 17.8 | A | 7 | -8.9 | A | 7 | 14 | A | 7 | 829 | A | 7 | 220 | A | 7 | 2.1 | A | 7 | 96000 | B | 7 | 6096 | A | 7 | 0.6 | E | 8 | 0.056 | F | 8 | 0.2 | F | 8 | 0 | 1 | D | 9 | 0 | C | 8
1991-03-04 | 13:00 | 955 | 1391 | 599 | 1 | 10 | 534 | 1 | 16 | 232 | 1 | 10 | 642 | 1 | 10 | 553 | 1 | 16 | 260 | 1 | 10 | 633 | 1 | 21 | 10 | A | 7 | 6 | A | 7 | 18.9 | A | 7 | -8.9 | A | 7 | 13 | A | 7 | 828 | A | 7 | 270 | A | 7 | 2.1 | A | 7 | 96000 | B | 7 | 6096 | A | 7 | 0.7 | E | 8 | 0.056 | F | 8 | 0.2 | F | 8 | 0 | 1 | D | 9 | 0 | C | 8
1991-03-04 | 14:00 | 896 | 1391 | 385 | 1 | 10 | 332 | 1 | 16 | 171 | 1 | 10 | 422 | 1 | 10 | 344 | 1 | 16 | 199 | 1 | 10 | 424 | 1 | 21 | 10 | A | 7 | 6 | A | 7 | 19.4 | A | 7 | -7.8 | A | 7 | 14 | A | 7 | 827 | A | 7 | 270 | A | 7 | 4.1 | A | 7 | 96000 | B | 7 | 6096 | A | 7 | 0.7 | E | 8 | 0.056 | F | 8 | 0.2 | F | 8 | 0 | 1 | D | 9 | 0 | C | 8
1991-03-04 | 15:00 | 770 | 1391 | 409 | 1 | 10 | 190 | 1 | 16 | 303 | 1 | 10 | 439 | 1 | 10 | 196 | 1 | 16 | 331 | 1 | 10 | 787 | 1 | 21 | 10 | A | 7 | 9 | A | 7 | 18.3 | A | 7 | -5.6 | A | 7 | 18 | A | 7 | 826 | A | 7 | 310 | A | 7 | 5.2 | A | 7 | 96000 | B | 7 | 6096 | A | 7 | 0.7 | E | 8 | 0.056 | F | 8 | 0.2 | F | 8 | 0 | 1 | D | 9 | 0 | C | 8
1991-03-04 | 16:00 | 584 | 1391 | 235 | 1 | 10 | 135 | 1 | 16 | 178 | 1 | 10 | 255 | 1 | 10 | 134 | 1 | 16 | 199 | 1 | 10 | 422 | 1 | 21 | 10 | A | 7 | 9 | A | 7 | 18.9 | A | 7 | -5.6 | A | 7 | 17 | A | 7 | 826 | A | 7 | 340 | A | 7 | 2.1 | A | 7 | 96000 | B | 7 | 6096 | A | 7 | 0.7 | E | 8 | 0.056 | F | 8 | 0.2 | F | 8 | 0 | 1 | D | 9 | 0 | C | 8
1991-03-04 | 17:00 | 352 | 1391 | 159 | 1 | 10 | 120 | 1 | 16 | 128 | 1 | 10 | 169 | 1 | 10 | 102 | 1 | 16 | 143 | 1 | 10 | 281 | 1 | 21 | 10 | A | 7 | 9 | A | 7 | 18.3 | A | 7 | -6.7 | A | 7 | 17 | A | 7 | 825 | A | 7 | 230 | A | 7 | 3.6 | A | 7 | 80000 | B | 7 | 6096 | A | 7 | 0.7 | E | 8 | 0.056 | F | 8 | 0.2 | F | 8 | 0 | 1 | D | 9 | 0 | C | 8
1991-03-04 | 18:00 | 96 | 1217 | 33 | 1 | 10 | 49 | 1 | 16 | 29 | 1 | 10 | 36 | 1 | 10 | 25 | 1 | 16 | 34 | 1 | 10 | 60 | 1 | 21 | 10 | A | 7 | 9 | A | 7 | 17.2 | A | 7 | -6.1 | A | 7 | 19 | A | 7 | 826 | A | 7 | 250 | A | 7 | 7.2 | A | 7 | 48000 | B | 7 | 6096 | A | 7 | 0.7 | E | 8 | 0.056 | F | 8 | 0.2 | F | 8 | 0 | 1 | D | 9 | 7 | C | 8
1991-03-04 | 19:00 | 0 | 0 | 0 | 1 | 0 | 0 | 1 | 0 | 0 | 1 | 0 | 0 | 1 | 0 | 0 | 1 | 0 | 0 | 1 | 0 | 0 | 1 | 0 | 10 | A | 7 | 10 | A | 7 | 16.7 | A | 7 | -5.6 | A | 7 | 20 | A | 7 | 826 | A | 7 | 270 | A | 7 | 6.2 | A | 7 | 32000 | B | 7 | 6096 | A | 7 | 0.8 | E | 8 | 0.056 | F | 8 | 0.2 | F | 8 | 0 | 1 | D | 9 | 0 | C | 8
1991-03-04 | 20:00 | 0 | 0 | 0 | 1 | 0 | 0 | 1 | 0 | 0 | 1 | 0 | 0 | 1 | 0 | 0 | 1 | 0 | 0 | 1 | 0 | 0 | 1 | 0 | 10 | A | 7 | 10 | A | 7 | 15 | A | 7 | -5 | A | 7 | 24 | A | 7 | 824 | A | 7 | 220 | A | 7 | 5.2 | A | 7 | 32000 | B | 7 | 6096 | A | 7 | 0.8 | E | 8 | 0.056 | F | 8 | 0.2 | F | 8 | 0 | 1 | D | 9 | 0 | C | 8
1991-03-04 | 21:00 | 0 | 0 | 0 | 1 | 0 | 0 | 1 | 0 | 0 | 1 | 0 | 0 | 1 | 0 | 0 | 1 | 0 | 0 | 1 | 0 | 0 | 1 | 0 | 10 | A | 7 | 10 | A | 7 | 15 | A | 7 | -4.4 | A | 7 | 25 | A | 7 | 824 | A | 7 | 220 | A | 7 | 8.8 | A | 7 | 48000 | B | 7 | 4267 | A | 7 | 0.8 | E | 8 | 0.056 | F | 8 | 0.2 | F | 8 | 0 | 1 | D | 9 | 0 | C | 8
1991-03-04 | 22:00 | 0 | 0 | 0 | 1 | 0 | 0 | 1 | 0 | 0 | 1 | 0 | 0 | 1 | 0 | 0 | 1 | 0 | 0 | 1 | 0 | 0 | 1 | 0 | 10 | A | 7 | 10 | A | 7 | 14.4 | A | 7 | -3.9 | A | 7 | 27 | A | 7 | 823 | A | 7 | 230 | A | 7 | 7.2 | A | 7 | 48000 | B | 7 | 4267 | A | 7 | 0.8 | E | 8 | 0.056 | F | 8 | 0.2 | F | 8 | 0 | 1 | D | 9 | 0 | C | 8
1991-03-04 | 23:00 | 0 | 0 | 0 | 1 | 0 | 0 | 1 | 0 | 0 | 1 | 0 | 0 | 1 | 0 | 0 | 1 | 0 | 0 | 1 | 0 | 0 | 1 | 0 | 10 | A | 7 | 10 | A | 7 | 13.9 | A | 7 | -3.9 | A | 7 | 28 | A | 7 | 823 | A | 7 | 220 | A | 7 | 7.2 | A | 7 | 48000 | B | 7 | 4267 | A | 7 | 0.8 | E | 8 | 0.056 | F | 8 | 0.2 | F | 8 | 0 | 1 | D | 9 | 0 | C | 8
1991-03-04 | 24:00 | 0 | 0 | 0 | 1 | 0 | 0 | 1 | 0 | 0 | 1 | 0 | 0 | 1 | 0 | 0 | 1 | 0 | 0 | 1 | 0 | 0 | 1 | 0 | 10 | A | 7 | 10 | A | 7 | 13.9 | A | 7 | -3.9 | A | 7 | 28 | A | 7 | 822 | A | 7 | 220 | A | 7 | 6.7 | A | 7 | 48000 | B | 7 | 4267 | A | 7 | 0.9 | E | 8 | 0.056 | F | 8 | 0.2 | F | 8 | 0 | 1 | D | 9 | 0 | C | 8
1991-03-05 | 1:00 | 0 | 0 | 0 | 1 | 0 | 0 | 1 | 0 | 0 | 1 | 0 | 0 | 1 | 0 | 0 | 1 | 0 | 0 | 1 | 0 | 0 | 1 | 0 | 10 | A | 7 | 10 | A | 7 | 13.3 | A | 7 | -1.1 | A | 7 | 37 | A | 7 | 822 | A | 7 | 220 | A | 7 | 7.2 | A | 7 | 32000 | B | 7 | 3962 | A | 7 | 0.9 | E | 8 | 0.057 | F | 8 | 0.2 | F | 8 | 0 | 1 | D | 9 | 0 | C | 8
1991-03-05 | 2:00 | 0 | 0 | 0 | 1 | 0 | 0 | 1 | 0 | 0 | 1 | 0 | 0 | 1 | 0 | 0 | 1 | 0 | 0 | 1 | 0 | 0 | 1 | 0 | 10 | A | 7 | 10 | A | 7 | 12.8 | A | 7 | -1.1 | A | 7 | 38 | A | 7 | 821 | A | 7 | 200 | A | 7 | 6.2 | A | 7 | 32000 | B | 7 | 3962 | A | 7 | 0.9 | E | 8 | 0.057 | F | 8 | 0.2 | F | 8 | 0 | 1 | D | 9 | 0 | C | 8
1991-03-05 | 3:00 | 0 | 0 | 0 | 1 | 0 | 0 | 1 | 0 | 0 | 1 | 0 | 0 | 1 | 0 | 0 | 1 | 0 | 0 | 1 | 0 | 0 | 1 | 0 | 10 | A | 7 | 7 | A | 7 | 12.2 | A | 7 | -0.6 | A | 7 | 41 | A | 7 | 820 | A | 7 | 210 | A | 7 | 7.2 | A | 7 | 32000 | B | 7 | 7620 | A | 7 | 0.9 | E | 8 | 0.057 | F | 8 | 0.2 | F | 8 | 0 | 1 | D | 9 | 0 | C | 8
1991-03-05 | 4:00 | 0 | 0 | 0 | 1 | 0 | 0 | 1 | 0 | 0 | 1 | 0 | 0 | 1 | 0 | 0 | 1 | 0 | 0 | 1 | 0 | 0 | 1 | 0 | 9 | A | 7 | 8 | A | 7 | 11.7 | A | 7 | -0.6 | A | 7 | 42 | A | 7 | 819 | A | 7 | 190 | A | 7 | 6.7 | A | 7 | 32000 | B | 7 | 7620 | A | 7 | 0.9 | E | 8 | 0.057 | F | 8 | 0.2 | F | 8 | 0 | 1 | D | 9 | 0 | C | 8
1991-03-05 | 5:00 | 0 | 0 | 0 | 1 | 0 | 0 | 1 | 0 | 0 | 1 | 0 | 0 | 1 | 0 | 0 | 1 | 0 | 0 | 1 | 0 | 0 | 1 | 0 | 10 | A | 7 | 9 | A | 7 | 11.1 | A | 7 | -0.6 | A | 7 | 44 | A | 7 | 819 | A | 7 | 200 | A | 7 | 7.2 | A | 7 | 32000 | B | 7 | 3962 | A | 7 | 0.9 | E | 8 | 0.057 | F | 8 | 0.2 | F | 8 | 0 | 1 | D | 9 | 0 | C | 8
1991-03-05 | 6:00 | 0 | 0 | 0 | 1 | 0 | 0 | 1 | 0 | 0 | 1 | 0 | 0 | 1 | 0 | 0 | 1 | 0 | 0 | 1 | 0 | 0 | 1 | 0 | 10 | A | 7 | 10 | A | 7 | 11.7 | A | 7 | -0.6 | A | 7 | 42 | A | 7 | 818 | A | 7 | 200 | A | 7 | 7.2 | A | 7 | 32000 | B | 7 | 3962 | A | 7 | 0.9 | E | 8 | 0.057 | F | 8 | 0.2 | F | 8 | 0 | 1 | D | 9 | 0 | C | 8
1991-03-05 | 7:00 | 36 | 753 | 4 | 1 | 10 | 0 | 1 | 16 | 4 | 1 | 10 | 5 | 1 | 10 | 0 | 1 | 16 | 5 | 1 | 10 | 16 | 1 | 21 | 10 | A | 7 | 10 | A | 7 | 12.2 | A | 7 | 0 | A | 7 | 43 | A | 7 | 819 | A | 7 | 210 | A | 7 | 7.2 | A | 7 | 112000 | B | 7 | 2438 | A | 7 | 0.9 | E | 8 | 0.057 | F | 8 | 0.2 | F | 8 | 0 | 1 | D | 9 | 0 | C | 8
1991-03-05 | 8:00 | 269 | 1390 | 50 | 1 | 10 | 0 | 1 | 16 | 50 | 1 | 10 | 57 | 1 | 10 | 0 | 1 | 16 | 57 | 1 | 10 | 186 | 1 | 21 | 10 | A | 7 | 10 | A | 7 | 10.6 | A | 7 | 1.7 | A | 7 | 54 | A | 7 | 820 | A | 7 | 230 | A | 7 | 6.7 | A | 7 | 32000 | B | 7 | 2591 | A | 7 | 0.9 | E | 8 | 0.057 | F | 8 | 0.2 | F | 8 | 3 | 1 | D | 9 | 0 | C | 8
1991-03-05 | 9:00 | 513 | 1390 | 108 | 1 | 10 | 0 | 1 | 16 | 108 | 1 | 10 | 124 | 1 | 10 | 0 | 1 | 16 | 124 | 1 | 10 | 435 | 1 | 21 | 10 | A | 7 | 10 | A | 7 | 8.9 | A | 7 | -2.2 | A | 7 | 45 | A | 7 | 821 | A | 7 | 260 | A | 7 | 4.1 | A | 7 | 32000 | B | 7 | 2438 | A | 7 | 0.9 | E | 8 | 0.057 | F | 8 | 0.2 | F | 8 | 0 | 1 | D | 9 | 80 | C | 8
1991-03-05 | 10:00 | 717 | 1390 | 153 | 1 | 10 | 75 | 1 | 16 | 114 | 1 | 10 | 174 | 1 | 10 | 78 | 1 | 16 | 133 | 1 | 10 | 287 | 1 | 21 | 10 | A | 7 | 9 | A | 7 | 6.1 | A | 7 | 2.2 | A | 7 | 76 | A | 7 | 821 | A | 7 | 60 | A | 7 | 5.7 | A | 7 | 64000 | B | 7 | 1372 | A | 7 | 0.9 | E | 8 | 0.057 | F | 8 | 0.2 | F | 8 | 0 | 1 | D | 9 | 80 | C | 8
1991-03-05 | 11:00 | 866 | 1390 | 244 | 1 | 10 | 0 | 1 | 16 | 244 | 1 | 10 | 281 | 1 | 10 | 0 | 1 | 16 | 281 | 1 | 10 | 1038 | 1 | 21 | 10 | A | 7 | 10 | A | 7 | 7.8 | A | 7 | 5.6 | A | 7 | 86 | A | 7 | 821 | A | 7 | 50 | A | 7 | 4.6 | A | 7 | 40000 | B | 7 | 3048 | A | 7 | 0.9 | E | 8 | 0.057 | F | 8 | 0.2 | F | 8 | 0 | 1 | D | 9 | 25 | C | 8
1991-03-05 | 12:00 | 949 | 1390 | 215 | 1 | 10 | 0 | 1 | 16 | 215 | 1 | 10 | 254 | 1 | 10 | 0 | 1 | 16 | 254 | 1 | 10 | 992 | 1 | 21 | 10 | A | 7 | 10 | A | 7 | 7.8 | A | 7 | 3.3 | A | 7 | 73 | A | 7 | 821 | A | 7 | 50 | A | 7 | 5.7 | A | 7 | 48000 | B | 7 | 2591 | A | 7 | 0.9 | E | 8 | 0.057 | F | 8 | 0.2 | F | 8 | 0 | 1 | D | 9 | 25 | C | 8
1991-03-05 | 13:00 | 962 | 1390 | 405 | 1 | 10 | 159 | 1 | 16 | 295 | 1 | 10 | 446 | 1 | 10 | 168 | 1 | 16 | 329 | 1 | 10 | 884 | 1 | 21 | 10 | A | 7 | 9 | A | 7 | 7.2 | A | 7 | 3.9 | A | 7 | 80 | A | 7 | 820 | A | 7 | 70 | A | 7 | 3.1 | A | 7 | 48000 | B | 7 | 2591 | A | 7 | 0.9 | E | 8 | 0.057 | F | 8 | 0.2 | F | 8 | 0 | 1 | D | 9 | 0 | C | 8
1991-03-05 | 14:00 | 902 | 1390 | 204 | 1 | 10 | 0 | 1 | 16 | 204 | 1 | 10 | 240 | 1 | 10 | 0 | 1 | 16 | 240 | 1 | 10 | 930 | 1 | 21 | 10 | A | 7 | 10 | A | 7 | 3.9 | A | 7 | 2.2 | A | 7 | 89 | A | 7 | 821 | A | 7 | 360 | A | 7 | 7.7 | A | 7 | 9600 | B | 7 | 671 | A | 7 | 0.9 | E | 8 | 0.057 | F | 8 | 0.2 | F | 8 | 23 | 1 | D | 9 | 80 | C | 8
1991-03-05 | 15:00 | 775 | 1390 | 144 | 1 | 10 | 0 | 1 | 16 | 144 | 1 | 10 | 170 | 1 | 10 | 0 | 1 | 16 | 170 | 1 | 10 | 658 | 1 | 21 | 10 | A | 7 | 10 | A | 7 | 0.6 | A | 7 | 0 | A | 7 | 96 | A | 7 | 822 | A | 7 | 360 | A | 7 | 5.2 | A | 7 | 800 | B | 7 | 305 | A | 7 | 0.9 | E | 8 | 0.057 | F | 8 | 0.2 | F | 8 | 25 | 1 | D | 9 | 86 | C | 8
1991-03-05 | 16:00 | 589 | 1390 | 127 | 1 | 10 | 0 | 1 | 16 | 127 | 1 | 10 | 147 | 1 | 10 | 0 | 1 | 16 | 147 | 1 | 10 | 525 | 1 | 21 | 10 | A | 7 | 10 | A | 7 | 1.7 | A | 7 | 1.1 | A | 7 | 96 | A | 7 | 822 | A | 7 | 80 | A | 7 | 1.5 | A | 7 | 16000 | B | 7 | 1128 | A | 7 | 0.9 | E | 8 | 0.057 | F | 8 | 0.2 | F | 8 | 0 | 1 | D | 9 | 80 | C | 8
1991-03-05 | 17:00 | 357 | 1390 | 70 | 1 | 10 | 0 | 1 | 16 | 70 | 1 | 10 | 80 | 1 | 10 | 0 | 1 | 16 | 80 | 1 | 10 | 268 | 1 | 21 | 10 | A | 7 | 10 | A | 7 | 2.2 | A | 7 | 1.1 | A | 7 | 92 | A | 7 | 822 | A | 7 | 160 | A | 7 | 3.1 | A | 7 | 16000 | B | 7 | 1250 | A | 7 | 0.9 | E | 8 | 0.057 | F | 8 | 0.2 | F | 8 | 0 | 1 | D | 9 | 0 | C | 8
1991-03-05 | 18:00 | 100 | 1240 | 15 | 1 | 10 | 0 | 1 | 16 | 15 | 1 | 10 | 18 | 1 | 10 | 0 | 1 | 16 | 18 | 1 | 10 | 56 | 1 | 21 | 10 | A | 7 | 10 | A | 7 | 2.2 | A | 7 | 1.1 | A | 7 | 92 | A | 7 | 823 | A | 7 | 210 | A | 7 | 2.6 | A | 7 | 16000 | B | 7 | 1219 | A | 7 | 0.9 | E | 8 | 0.057 | F | 8 | 0.2 | F | 8 | 0 | 1 | D | 9 | 0 | C | 8
1991-03-05 | 19:00 | 0 | 0 | 0 | 1 | 0 | 0 | 1 | 0 | 0 | 1 | 0 | 0 | 1 | 0 | 0 | 1 | 0 | 0 | 1 | 0 | 0 | 1 | 0 | 10 | A | 7 | 10 | A | 7 | 2.2 | A | 7 | 0.6 | A | 7 | 89 | A | 7 | 823 | A | 7 | 190 | A | 7 | 4.6 | A | 7 | 16000 | B | 7 | 3048 | A | 7 | 0.9 | E | 8 | 0.057 | F | 8 | 0.2 | F | 8 | 0 | 1 | D | 9 | 0 | C | 8
1991-03-05 | 20:00 | 0 | 0 | 0 | 1 | 0 | 0 | 1 | 0 | 0 | 1 | 0 | 0 | 1 | 0 | 0 | 1 | 0 | 0 | 1 | 0 | 0 | 1 | 0 | 10 | A | 7 | 10 | A | 7 | 1.7 | A | 7 | 0.6 | A | 7 | 92 | A | 7 | 824 | A | 7 | 240 | A | 7 | 2.6 | A | 7 | 24000 | B | 7 | 3048 | A | 7 | 0.9 | E | 8 | 0.057 | F | 8 | 0.2 | F | 8 | 0 | 1 | D | 9 | 0 | C | 8
1991-03-05 | 21:00 | 0 | 0 | 0 | 1 | 0 | 0 | 1 | 0 | 0 | 1 | 0 | 0 | 1 | 0 | 0 | 1 | 0 | 0 | 1 | 0 | 0 | 1 | 0 | 10 | A | 7 | 10 | A | 7 | 1.7 | A | 7 | 0.6 | A | 7 | 92 | A | 7 | 823 | A | 7 | 180 | A | 7 | 2.1 | A | 7 | 32000 | B | 7 | 3658 | A | 7 | 0.9 | E | 8 | 0.057 | F | 8 | 0.2 | F | 8 | 0 | 1 | D | 9 | 0 | C | 8
1991-03-05 | 22:00 | 0 | 0 | 0 | 1 | 0 | 0 | 1 | 0 | 0 | 1 | 0 | 0 | 1 | 0 | 0 | 1 | 0 | 0 | 1 | 0 | 0 | 1 | 0 | 10 | A | 7 | 9 | A | 7 | 1.7 | A | 7 | 0.6 | A | 7 | 92 | A | 7 | 824 | A | 7 | 110 | A | 7 | 1.5 | A | 7 | 32000 | B | 7 | 3658 | A | 7 | 0.8 | E | 8 | 0.057 | F | 8 | 0.2 | F | 8 | 0 | 1 | D | 9 | 0 | C | 8
1991-03-05 | 23:00 | 0 | 0 | 0 | 1 | 0 | 0 | 1 | 0 | 0 | 1 | 0 | 0 | 1 | 0 | 0 | 1 | 0 | 0 | 1 | 0 | 0 | 1 | 0 | 9 | A | 7 | 9 | A | 7 | 1.7 | A | 7 | 0.6 | A | 7 | 92 | A | 7 | 824 | A | 7 | 180 | A | 7 | 1.5 | A | 7 | 32000 | B | 7 | 1676 | A | 7 | 0.8 | E | 8 | 0.057 | F | 8 | 0.2 | F | 8 | 0 | 1 | D | 9 | 14 | C | 8
1991-03-05 | 24:00 | 0 | 0 | 0 | 1 | 0 | 0 | 1 | 0 | 0 | 1 | 0 | 0 | 1 | 0 | 0 | 1 | 0 | 0 | 1 | 0 | 0 | 1 | 0 | 10 | A | 7 | 10 | A | 7 | 1.7 | A | 7 | -2.2 | A | 7 | 74 | A | 7 | 824 | A | 7 | 10 | A | 7 | 1.5 | A | 7 | 32000 | B | 7 | 2438 | A | 7 | 0.8 | E | 8 | 0.057 | F | 8 | 0.2 | F | 8 | 0 | 1 | D | 9 | 0 | C | 8
1991-03-06 | 1:00 | 0 | 0 | 0 | 1 | 0 | 0 | 1 | 0 | 0 | 1 | 0 | 0 | 1 | 0 | 0 | 1 | 0 | 0 | 1 | 0 | 0 | 1 | 0 | 10 | A | 7 | 10 | A | 7 | 1.7 | A | 7 | -2.2 | A | 7 | 74 | A | 7 | 824 | A | 7 | 0 | A | 7 | 0 | A | 7 | 32000 | B | 7 | 2438 | A | 7 | 0.8 | E | 8 | 0.058 | F | 8 | 0.2 | F | 8 | 0 | 1 | D | 9 | 0 | C | 8
1991-03-06 | 2:00 | 0 | 0 | 0 | 1 | 0 | 0 | 1 | 0 | 0 | 1 | 0 | 0 | 1 | 0 | 0 | 1 | 0 | 0 | 1 | 0 | 0 | 1 | 0 | 10 | A | 7 | 10 | A | 7 | 1.7 | A | 7 | -3.3 | A | 7 | 67 | A | 7 | 825 | A | 7 | 80 | A | 7 | 2.6 | A | 7 | 32000 | B | 7 | 2438 | A | 7 | 0.8 | E | 8 | 0.058 | F | 8 | 0.2 | F | 8 | 0 | 1 | D | 9 | 0 | C | 8
1991-03-06 | 3:00 | 0 | 0 | 0 | 1 | 0 | 0 | 1 | 0 | 0 | 1 | 0 | 0 | 1 | 0 | 0 | 1 | 0 | 0 | 1 | 0 | 0 | 1 | 0 | 10 | A | 7 | 10 | A | 7 | 1.1 | A | 7 | -4.4 | A | 7 | 64 | A | 7 | 825 | A | 7 | 150 | A | 7 | 2.1 | A | 7 | 32000 | B | 7 | 2438 | A | 7 | 0.8 | E | 8 | 0.058 | F | 8 | 0.2 | F | 8 | 0 | 1 | D | 9 | 0 | C | 8
1991-03-06 | 4:00 | 0 | 0 | 0 | 1 | 0 | 0 | 1 | 0 | 0 | 1 | 0 | 0 | 1 | 0 | 0 | 1 | 0 | 0 | 1 | 0 | 0 | 1 | 0 | 7 | A | 7 | 5 | A | 7 | 0.6 | A | 7 | -6.7 | A | 7 | 54 | A | 7 | 825 | A | 7 | 60 | A | 7 | 1.5 | A | 7 | 32000 | B | 7 | 7620 | A | 7 | 0.8 | E | 8 | 0.058 | F | 8 | 0.2 | F | 8 | 0 | 1 | D | 9 | 0 | C | 8
1991-03-06 | 5:00 | 0 | 0 | 0 | 1 | 0 | 0 | 1 | 0 | 0 | 1 | 0 | 0 | 1 | 0 | 0 | 1 | 0 | 0 | 1 | 0 | 0 | 1 | 0 | 6 | A | 7 | 3 | A | 7 | 0 | A | 7 | -5.6 | A | 7 | 62 | A | 7 | 826 | A | 7 | 70 | A | 7 | 1.5 | A | 7 | 32000 | B | 7 | 77777 | A | 7 | 0.8 | E | 8 | 0.058 | F | 8 | 0.2 | F | 8 | 0 | 1 | D | 9 | 0 | C | 8
1991-03-06 | 6:00 | 0 | 0 | 0 | 1 | 0 | 0 | 1 | 0 | 0 | 1 | 0 | 0 | 1 | 0 | 0 | 1 | 0 | 0 | 1 | 0 | 0 | 1 | 0 | 6 | A | 7 | 6 | A | 7 | -1.1 | A | 7 | -8.3 | A | 7 | 54 | A | 7 | 827 | A | 7 | 0 | A | 7 | 0 | A | 7 | 32000 | B | 7 | 3353 | A | 7 | 0.8 | E | 8 | 0.058 | F | 8 | 0.2 | F | 8 | 0 | 1 | D | 9 | 0 | C | 8
1991-03-06 | 7:00 | 40 | 776 | 10 | 1 | 10 | 20 | 1 | 16 | 9 | 1 | 10 | 12 | 1 | 10 | 8 | 1 | 16 | 11 | 1 | 10 | 18 | 1 | 21 | 8 | A | 7 | 8 | A | 7 | -1.1 | A | 7 | -5 | A | 7 | 72 | A | 7 | 827 | A | 7 | 80 | A | 7 | 1.5 | A | 7 | 64000 | B | 7 | 1829 | A | 7 | 0.8 | E | 8 | 0.058 | F | 8 | 0.2 | F | 8 | 0 | 1 | D | 9 | 0 | C | 8
1991-03-06 | 8:00 | 276 | 1389 | 66 | 1 | 10 | 21 | 1 | 16 | 61 | 1 | 10 | 72 | 1 | 10 | 17 | 1 | 16 | 68 | 1 | 10 | 157 | 1 | 21 | 10 | A | 7 | 9 | A | 7 | -1.1 | A | 7 | -6.7 | A | 7 | 62 | A | 7 | 828 | A | 7 | 90 | A | 7 | 5.2 | A | 7 | 96000 | B | 7 | 1524 | A | 7 | 0.8 | E | 8 | 0.058 | F | 8 | 0.2 | F | 8 | 0 | 1 | D | 9 | 0 | C | 8
1991-03-06 | 9:00 | 520 | 1389 | 173 | 1 | 10 | 66 | 1 | 16 | 148 | 1 | 10 | 190 | 1 | 10 | 63 | 1 | 16 | 166 | 1 | 10 | 410 | 1 | 21 | 10 | A | 7 | 9 | A | 7 | -1.1 | A | 7 | -8.9 | A | 7 | 51 | A | 7 | 829 | A | 7 | 120 | A | 7 | 3.1 | A | 7 | 16000 | B | 7 | 1524 | A | 7 | 0.8 | E | 8 | 0.058 | F | 8 | 0.2 | F | 8 | 0 | 1 | D | 9 | 85 | C | 8
1991-03-06 | 10:00 | 724 | 1389 | 267 | 1 | 10 | 88 | 1 | 16 | 221 | 1 | 10 | 293 | 1 | 10 | 88 | 1 | 16 | 247 | 1 | 10 | 673 | 1 | 21 | 10 | A | 7 | 9 | A | 7 | -2.8 | A | 7 | -5 | A | 7 | 83 | A | 7 | 830 | A | 7 | 220 | A | 7 | 4.1 | A | 7 | 80000 | B | 7 | 1219 | A | 7 | 0.7 | E | 8 | 0.058 | F | 8 | 0.2 | F | 8 | 0 | 1 | D | 9 | 85 | C | 8
1991-03-06 | 11:00 | 872 | 1389 | 578 | 1 | 10 | 437 | 1 | 16 | 303 | 1 | 10 | 617 | 1 | 10 | 466 | 1 | 16 | 324 | 1 | 10 | 803 | 1 | 21 | 8 | A | 7 | 5 | A | 7 | -0.6 | A | 7 | -6.7 | A | 7 | 60 | A | 7 | 830 | A | 7 | 230 | A | 7 | 3.6 | A | 7 | 96000 | B | 7 | 1524 | A | 7 | 0.7 | E | 8 | 0.058 | F | 8 | 0.2 | F | 8 | 0 | 1 | D | 9 | 26 | C | 8
1991-03-06 | 12:00 | 955 | 1389 | 667 | 1 | 10 | 865 | 1 | 16 | 72 | 1 | 10 | 700 | 1 | 10 | 863 | 1 | 16 | 105 | 1 | 10 | 205 | 1 | 21 | 1 | A | 7 | 1 | A | 7 | 1.7 | A | 7 | -6.7 | A | 7 | 50 | A | 7 | 830 | A | 7 | 220 | A | 7 | 4.6 | A | 7 | 96000 | B | 7 | 77777 | A | 7 | 0.7 | E | 8 | 0.058 | F | 8 | 0.2 | F | 8 | 0 | 1 | D | 9 | 0 | C | 8
1991-03-06 | 13:00 | 968 | 1389 | 752 | 1 | 10 | 983 | 1 | 16 | 67 | 1 | 10 | 791 | 1 | 10 | 982 | 1 | 16 | 105 | 1 | 10 | 199 | 1 | 21 | 1 | A | 7 | 1 | A | 7 | 2.8 | A | 7 | -7.8 | A | 7 | 42 | A | 7 | 829 | A | 7 | 320 | A | 7 | 3.1 | A | 7 | 96000 | B | 7 | 77777 | A | 7 | 0.7 | E | 8 | 0.058 | F | 8 | 0.2 | F | 8 | 0 | 1 | D | 9 | 0 | C | 8
1991-03-06 | 14:00 | 908 | 1389 | 672 | 1 | 10 | 930 | 1 | 16 | 64 | 1 | 10 | 708 | 1 | 10 | 926 | 1 | 16 | 100 | 1 | 10 | 182 | 1 | 21 | 1 | A | 7 | 1 | A | 7 | 3.9 | A | 7 | -10 | A | 7 | 32 | A | 7 | 829 | A | 7 | 200 | A | 7 | 2.1 | A | 7 | 96000 | B | 7 | 77777 | A | 7 | 0.7 | E | 8 | 0.058 | F | 8 | 0.2 | F | 8 | 0 | 1 | D | 9 | 0 | C | 8
1991-03-06 | 15:00 | 781 | 1389 | 513 | 1 | 10 | 696 | 1 | 16 | 121 | 1 | 10 | 543 | 1 | 10 | 698 | 1 | 16 | 150 | 1 | 10 | 278 | 1 | 21 | 1 | A | 7 | 1 | A | 7 | 5 | A | 7 | -14.4 | A | 7 | 20 | A | 7 | 829 | A | 7 | 250 | A | 7 | 2.6 | A | 7 | 96000 | B | 7 | 77777 | A | 7 | 0.7 | E | 8 | 0.058 | F | 8 | 0.2 | F | 8 | 0 | 1 | D | 9 | 0 | C | 8
1991-03-06 | 16:00 | 594 | 1389 | 390 | 1 | 10 | 743 | 1 | 16 | 72 | 1 | 10 | 409 | 1 | 10 | 714 | 1 | 16 | 103 | 1 | 10 | 151 | 1 | 21 | 2 | A | 7 | 2 | A | 7 | 5 | A | 7 | -10.6 | A | 7 | 28 | A | 7 | 829 | A | 7 | 170 | A | 7 | 2.6 | A | 7 | 96000 | B | 7 | 77777 | A | 7 | 0.6 | E | 8 | 0.058 | F | 8 | 0.2 | F | 8 | 0 | 1 | D | 9 | 0 | C | 8
1991-03-06 | 17:00 | 362 | 1389 | 204 | 1 | 10 | 500 | 1 | 16 | 73 | 1 | 10 | 208 | 1 | 10 | 419 | 1 | 16 | 99 | 1 | 10 | 131 | 1 | 21 | 3 | A | 7 | 3 | A | 7 | 2.8 | A | 7 | -7.8 | A | 7 | 42 | A | 7 | 829 | A | 7 | 160 | A | 7 | 5.7 | A | 7 | 96000 | B | 7 | 77777 | A | 7 | 0.6 | E | 8 | 0.058 | F | 8 | 0.2 | F | 8 | 0 | 1 | D | 9 | 0 | C | 8
1991-03-06 | 18:00 | 104 | 1262 | 39 | 1 | 10 | 158 | 1 | 16 | 26 | 1 | 10 | 42 | 1 | 10 | 75 | 1 | 16 | 35 | 1 | 10 | 46 | 1 | 21 | 5 | A | 7 | 4 | A | 7 | 1.1 | A | 7 | -8.3 | A | 7 | 46 | A | 7 | 830 | A | 7 | 170 | A | 7 | 5.7 | A | 7 | 80000 | B | 7 | 77777 | A | 7 | 0.6 | E | 8 | 0.058 | F | 8 | 0.2 | F | 8 | 0 | 1 | D | 9 | 0 | C | 8
1991-03-06 | 19:00 | 0 | 0 | 0 | 1 | 0 | 0 | 1 | 0 | 0 | 1 | 0 | 0 | 1 | 0 | 0 | 1 | 0 | 0 | 1 | 0 | 0 | 1 | 0 | 6 | A | 7 | 5 | A | 7 | 0.6 | A | 7 | -6.1 | A | 7 | 57 | A | 7 | 831 | A | 7 | 160 | A | 7 | 2.6 | A | 7 | 48000 | B | 7 | 7620 | A | 7 | 0.6 | E | 8 | 0.058 | F | 8 | 0.2 | F | 8 | 0 | 1 | D | 9 | 0 | C | 8
1991-03-06 | 20:00 | 0 | 0 | 0 | 1 | 0 | 0 | 1 | 0 | 0 | 1 | 0 | 0 | 1 | 0 | 0 | 1 | 0 | 0 | 1 | 0 | 0 | 1 | 0 | 7 | A | 7 | 6 | A | 7 | 0 | A | 7 | -5.6 | A | 7 | 62 | A | 7 | 831 | A | 7 | 130 | A | 7 | 1.5 | A | 7 | 32000 | B | 7 | 7620 | A | 7 | 0.6 | E | 8 | 0.058 | F | 8 | 0.2 | F | 8 | 0 | 1 | D | 9 | 0 | C | 8
1991-03-06 | 21:00 | 0 | 0 | 0 | 1 | 0 | 0 | 1 | 0 | 0 | 1 | 0 | 0 | 1 | 0 | 0 | 1 | 0 | 0 | 1 | 0 | 0 | 1 | 0 | 8 | A | 7 | 5 | A | 7 | -0.6 | A | 7 | -5.6 | A | 7 | 66 | A | 7 | 831 | A | 7 | 120 | A | 7 | 2.1 | A | 7 | 32000 | B | 7 | 7620 | A | 7 | 0.6 | E | 8 | 0.058 | F | 8 | 0.2 | F | 8 | 0 | 1 | D | 9 | 0 | C | 8
1991-03-06 | 22:00 | 0 | 0 | 0 | 1 | 0 | 0 | 1 | 0 | 0 | 1 | 0 | 0 | 1 | 0 | 0 | 1 | 0 | 0 | 1 | 0 | 0 | 1 | 0 | 6 | A | 7 | 5 | A | 7 | -0.6 | A | 7 | -7.8 | A | 7 | 54 | A | 7 | 831 | A | 7 | 110 | A | 7 | 2.6 | A | 7 | 32000 | B | 7 | 7620 | A | 7 | 0.6 | E | 8 | 0.058 | F | 8 | 0.2 | F | 8 | 0 | 1 | D | 9 | 0 | C | 8
1991-03-06 | 23:00 | 0 | 0 | 0 | 1 | 0 | 0 | 1 | 0 | 0 | 1 | 0 | 0 | 1 | 0 | 0 | 1 | 0 | 0 | 1 | 0 | 0 | 1 | 0 | 8 | A | 7 | 8 | A | 7 | -0.6 | A | 7 | -7.8 | A | 7 | 54 | A | 7 | 831 | A | 7 | 110 | A | 7 | 3.1 | A | 7 | 24000 | B | 7 | 7620 | A | 7 | 0.5 | E | 8 | 0.058 | F | 8 | 0.2 | F | 8 | 0 | 1 | D | 9 | 14 | C | 8
1991-03-06 | 24:00 | 0 | 0 | 0 | 1 | 0 | 0 | 1 | 0 | 0 | 1 | 0 | 0 | 1 | 0 | 0 | 1 | 0 | 0 | 1 | 0 | 0 | 1 | 0 | 7 | A | 7 | 7 | A | 7 | -1.7 | A | 7 | -6.1 | A | 7 | 69 | A | 7 | 830 | A | 7 | 130 | A | 7 | 4.6 | A | 7 | 24000 | B | 7 | 1402 | A | 7 | 0.5 | E | 8 | 0.058 | F | 8 | 0.2 | F | 8 | 0 | 1 | D | 9 | 0 | C | 8
1991-03-07 | 1:00 | 0 | 0 | 0 | 1 | 0 | 0 | 1 | 0 | 0 | 1 | 0 | 0 | 1 | 0 | 0 | 1 | 0 | 0 | 1 | 0 | 0 | 1 | 0 | 10 | A | 7 | 10 | A | 7 | -1.7 | A | 7 | -5 | A | 7 | 76 | A | 7 | 830 | A | 7 | 130 | A | 7 | 3.6 | A | 7 | 32000 | B | 7 | 2743 | A | 7 | 0.5 | E | 8 | 0.059 | F | 8 | 0.2 | F | 8 | 0 | 1 | D | 9 | 0 | C | 8
1991-03-07 | 2:00 | 0 | 0 | 0 | 1 | 0 | 0 | 1 | 0 | 0 | 1 | 0 | 0 | 1 | 0 | 0 | 1 | 0 | 0 | 1 | 0 | 0 | 1 | 0 | 8 | A | 7 | 8 | A | 7 | -2.8 | A | 7 | -5.6 | A | 7 | 79 | A | 7 | 830 | A | 7 | 0 | A | 7 | 0 | A | 7 | 32000 | B | 7 | 7620 | A | 7 | 0.5 | E | 8 | 0.059 | F | 8 | 0.2 | F | 8 | 0 | 1 | D | 9 | 0 | C | 8
1991-03-07 | 3:00 | 0 | 0 | 0 | 1 | 0 | 0 | 1 | 0 | 0 | 1 | 0 | 0 | 1 | 0 | 0 | 1 | 0 | 0 | 1 | 0 | 0 | 1 | 0 | 7 | A | 7 | 6 | A | 7 | -3.3 | A | 7 | -5 | A | 7 | 87 | A | 7 | 830 | A | 7 | 290 | A | 7 | 3.6 | A | 7 | 32000 | B | 7 | 7620 | A | 7 | 0.5 | E | 8 | 0.059 | F | 8 | 0.2 | F | 8 | 0 | 1 | D | 9 | 0 | C | 8
1991-03-07 | 4:00 | 0 | 0 | 0 | 1 | 0 | 0 | 1 | 0 | 0 | 1 | 0 | 0 | 1 | 0 | 0 | 1 | 0 | 0 | 1 | 0 | 0 | 1 | 0 | 10 | A | 7 | 8 | A | 7 | -2.8 | A | 7 | -4.4 | A | 7 | 87 | A | 7 | 830 | A | 7 | 340 | A | 7 | 3.6 | A | 7 | 32000 | B | 7 | 2896 | A | 7 | 0.5 | E | 8 | 0.059 | F | 8 | 0.2 | F | 8 | 0 | 1 | D | 9 | 0 | C | 8
1991-03-07 | 5:00 | 0 | 0 | 0 | 1 | 0 | 0 | 1 | 0 | 0 | 1 | 0 | 0 | 1 | 0 | 0 | 1 | 0 | 0 | 1 | 0 | 0 | 1 | 0 | 7 | A | 7 | 7 | A | 7 | -3.9 | A | 7 | -6.1 | A | 7 | 83 | A | 7 | 831 | A | 7 | 360 | A | 7 | 4.1 | A | 7 | 32000 | B | 7 | 7620 | A | 7 | 0.5 | E | 8 | 0.059 | F | 8 | 0.2 | F | 8 | 0 | 1 | D | 9 | 0 | C | 8
1991-03-07 | 6:00 | 0 | 0 | 0 | 1 | 0 | 0 | 1 | 0 | 0 | 1 | 0 | 0 | 1 | 0 | 0 | 1 | 0 | 0 | 1 | 0 | 0 | 1 | 0 | 9 | A | 7 | 8 | A | 7 | -4.4 | A | 7 | -6.1 | A | 7 | 86 | A | 7 | 831 | A | 7 | 360 | A | 7 | 2.6 | A | 7 | 32000 | B | 7 | 7620 | A | 7 | 0.5 | E | 8 | 0.059 | F | 8 | 0.2 | F | 8 | 0 | 1 | D | 9 | 0 | C | 8
1991-03-07 | 7:00 | 44 | 822 | 15 | 1 | 10 | 72 | 1 | 16 | 12 | 1 | 10 | 18 | 1 | 10 | 27 | 1 | 16 | 16 | 1 | 10 | 20 | 1 | 21 | 7 | A | 7 | 5 | A | 7 | -4.4 | A | 7 | -5.6 | A | 7 | 90 | A | 7 | 832 | A | 7 | 40 | A | 7 | 2.1 | A | 7 | 64000 | B | 7 | 7620 | A | 7 | 0.4 | E | 8 | 0.059 | F | 8 | 0.2 | F | 8 | 0 | 1 | D | 9 | 0 | C | 8
1991-03-07 | 8:00 | 283 | 1389 | 113 | 1 | 10 | 155 | 1 | 16 | 81 | 1 | 10 | 118 | 1 | 10 | 117 | 1 | 16 | 94 | 1 | 10 | 158 | 1 | 21 | 8 | A | 7 | 8 | A | 7 | -3.9 | A | 7 | -5 | A | 7 | 91 | A | 7 | 832 | A | 7 | 120 | A | 7 | 1.5 | A | 7 | 24000 | B | 7 | 1676 | A | 7 | 0.4 | E | 8 | 0.059 | F | 8 | 0.2 | F | 8 | 0 | 1 | D | 9 | 0 | C | 8
1991-03-07 | 9:00 | 527 | 1389 | 337 | 1 | 10 | 774 | 1 | 16 | 43 | 1 | 10 | 357 | 1 | 10 | 728 | 1 | 16 | 80 | 1 | 10 | 111 | 1 | 21 | 2 | A | 7 | 0 | A | 7 | -2.2 | A | 7 | -5.6 | A | 7 | 75 | A | 7 | 832 | A | 7 | 60 | A | 7 | 3.1 | A | 7 | 48000 | B | 7 | 77777 | A | 7 | 0.4 | E | 8 | 0.059 | F | 8 | 0.2 | F | 8 | 0 | 1 | D | 9 | 0 | C | 8
1991-03-07 | 10:00 | 730 | 1389 | 563 | 1 | 10 | 978 | 1 | 16 | 49 | 1 | 10 | 598 | 1 | 10 | 960 | 1 | 16 | 91 | 1 | 10 | 136 | 1 | 21 | 0 | A | 7 | 0 | A | 7 | 0.6 | A | 7 | -7.2 | A | 7 | 52 | A | 7 | 832 | A | 7 | 0 | A | 7 | 0 | A | 7 | 48000 | B | 7 | 77777 | A | 7 | 0.4 | E | 8 | 0.059 | F | 8 | 0.2 | F | 8 | 0 | 1 | D | 9 | 0 | C | 8
1991-03-07 | 11:00 | 879 | 1389 | 652 | 1 | 10 | 944 | 1 | 16 | 55 | 1 | 10 | 690 | 1 | 10 | 939 | 1 | 16 | 94 | 1 | 10 | 161 | 1 | 21 | 1 | A | 7 | 1 | A | 7 | 2.2 | A | 7 | -11.7 | A | 7 | 31 | A | 7 | 832 | A | 7 | 290 | A | 7 | 2.1 | A | 7 | 96000 | B | 7 | 77777 | A | 7 | 0.4 | E | 8 | 0.059 | F | 8 | 0.2 | F | 8 | 0 | 1 | D | 9 | 0 | C | 8
1991-03-07 | 12:00 | 962 | 1389 | 729 | 1 | 10 | 968 | 1 | 16 | 58 | 1 | 10 | 770 | 1 | 10 | 967 | 1 | 16 | 98 | 1 | 10 | 180 | 1 | 21 | 1 | A | 7 | 1 | A | 7 | 2.2 | A | 7 | -12.8 | A | 7 | 28 | A | 7 | 831 | A | 7 | 290 | A | 7 | 3.6 | A | 7 | 96000 | B | 7 | 77777 | A | 7 | 0.4 | E | 8 | 0.059 | F | 8 | 0.2 | F | 8 | 0 | 1 | D | 9 | 0 | C | 8
1991-03-07 | 13:00 | 974 | 1389 | 787 | 1 | 10 | 1035 | 1 | 16 | 61 | 1 | 10 | 830 | 1 | 10 | 1035 | 1 | 16 | 102 | 1 | 10 | 189 | 1 | 21 | 0 | A | 7 | 0 | A | 7 | 3.9 | A | 7 | -13.9 | A | 7 | 23 | A | 7 | 830 | A | 7 | 190 | A | 7 | 3.1 | A | 7 | 96000 | B | 7 | 77777 | A | 7 | 0.4 | E | 8 | 0.059 | F | 8 | 0.2 | F | 8 | 0 | 1 | D | 9 | 0 | C | 8
1991-03-07 | 14:00 | 914 | 1389 | 732 | 1 | 10 | 1024 | 1 | 16 | 58 | 1 | 10 | 773 | 1 | 10 | 1021 | 1 | 16 | 99 | 1 | 10 | 172 | 1 | 21 | 0 | A | 7 | 0 | A | 7 | 5 | A | 7 | -16.1 | A | 7 | 17 | A | 7 | 829 | A | 7 | 250 | A | 7 | 5.2 | A | 7 | 96000 | B | 7 | 77777 | A | 7 | 0.4 | E | 8 | 0.059 | F | 8 | 0.2 | F | 8 | 0 | 1 | D | 9 | 0 | C | 8
1991-03-07 | 15:00 | 786 | 1389 | 616 | 1 | 10 | 996 | 1 | 16 | 51 | 1 | 10 | 652 | 1 | 10 | 984 | 1 | 16 | 93 | 1 | 10 | 144 | 1 | 21 | 0 | A | 7 | 0 | A | 7 | 5 | A | 7 | -17.2 | A | 7 | 15 | A | 7 | 829 | A | 7 | 250 | A | 7 | 6.2 | A | 7 | 96000 | B | 7 | 77777 | A | 7 | 0.4 | E | 8 | 0.059 | F | 8 | 0.2 | F | 8 | 0 | 1 | D | 9 | 0 | C | 8
1991-03-07 | 16:00 | 600 | 1389 | 447 | 1 | 10 | 938 | 1 | 16 | 42 | 1 | 10 | 476 | 1 | 10 | 901 | 1 | 16 | 85 | 1 | 10 | 115 | 1 | 21 | 0 | A | 7 | 0 | A | 7 | 5 | A | 7 | -18.3 | A | 7 | 14 | A | 7 | 829 | A | 7 | 300 | A | 7 | 6.2 | A | 7 | 96000 | B | 7 | 77777 | A | 7 | 0.4 | E | 8 | 0.059 | F | 8 | 0.2 | F | 8 | 0 | 1 | D | 9 | 0 | C | 8
1991-03-07 | 17:00 | 367 | 1389 | 244 | 1 | 10 | 814 | 1 | 16 | 29 | 1 | 10 | 261 | 1 | 10 | 714 | 1 | 16 | 71 | 1 | 10 | 79 | 1 | 21 | 0 | A | 7 | 0 | A | 7 | 3.9 | A | 7 | -17.2 | A | 7 | 17 | A | 7 | 829 | A | 7 | 300 | A | 7 | 7.2 | A | 7 | 96000 | B | 7 | 77777 | A | 7 | 0.4 | E | 8 | 0.059 | F | 8 | 0.2 | F | 8 | 0 | 1 | D | 9 | 0 | C | 8
1991-03-07 | 18:00 | 109 | 1284 | 52 | 1 | 10 | 449 | 1 | 16 | 14 | 1 | 10 | 58 | 1 | 10 | 290 | 1 | 16 | 32 | 1 | 10 | 36 | 1 | 21 | 0 | A | 7 | 0 | A | 7 | 2.8 | A | 7 | -16.7 | A | 7 | 19 | A | 7 | 829 | A | 7 | 300 | A | 7 | 7.2 | A | 7 | 80000 | B | 7 | 77777 | A | 7 | 0.4 | E | 8 | 0.059 | F | 8 | 0.2 | F | 8 | 0 | 1 | D | 9 | 0 | C | 8
1991-03-07 | 19:00 | 0 | 0 | 0 | 1 | 0 | 0 | 1 | 0 | 0 | 1 | 0 | 0 | 1 | 0 | 0 | 1 | 0 | 0 | 1 | 0 | 0 | 1 | 0 | 0 | A | 7 | 0 | A | 7 | 1.1 | A | 7 | -15 | A | 7 | 25 | A | 7 | 830 | A | 7 | 280 | A | 7 | 4.1 | A | 7 | 48000 | B | 7 | 77777 | A | 7 | 0.3 | E | 8 | 0.059 | F | 8 | 0.2 | F | 8 | 0 | 1 | D | 9 | 0 | C | 8
1991-03-07 | 20:00 | 0 | 0 | 0 | 1 | 0 | 0 | 1 | 0 | 0 | 1 | 0 | 0 | 1 | 0 | 0 | 1 | 0 | 0 | 1 | 0 | 0 | 1 | 0 | 3 | A | 7 | 1 | A | 7 | 1.1 | A | 7 | -15.6 | A | 7 | 24 | A | 7 | 830 | A | 7 | 240 | A | 7 | 3.1 | A | 7 | 32000 | B | 7 | 77777 | A | 7 | 0.3 | E | 8 | 0.059 | F | 8 | 0.2 | F | 8 | 0 | 1 | D | 9 | 0 | C | 8
1991-03-07 | 21:00 | 0 | 0 | 0 | 1 | 0 | 0 | 1 | 0 | 0 | 1 | 0 | 0 | 1 | 0 | 0 | 1 | 0 | 0 | 1 | 0 | 0 | 1 | 0 | 2 | A | 7 | 1 | A | 7 | 1.1 | A | 7 | -15.6 | A | 7 | 24 | A | 7 | 830 | A | 7 | 260 | A | 7 | 5.2 | A | 7 | 32000 | B | 7 | 77777 | A | 7 | 0.3 | E | 8 | 0.059 | F | 8 | 0.2 | F | 8 | 0 | 1 | D | 9 | 0 | C | 8
1991-03-07 | 22:00 | 0 | 0 | 0 | 1 | 0 | 0 | 1 | 0 | 0 | 1 | 0 | 0 | 1 | 0 | 0 | 1 | 0 | 0 | 1 | 0 | 0 | 1 | 0 | 6 | A | 7 | 4 | A | 7 | 0.6 | A | 7 | -15.6 | A | 7 | 24 | A | 7 | 830 | A | 7 | 170 | A | 7 | 3.6 | A | 7 | 32000 | B | 7 | 7620 | A | 7 | 0.3 | E | 8 | 0.059 | F | 8 | 0.2 | F | 8 | 0 | 1 | D | 9 | 0 | C | 8
1991-03-07 | 23:00 | 0 | 0 | 0 | 1 | 0 | 0 | 1 | 0 | 0 | 1 | 0 | 0 | 1 | 0 | 0 | 1 | 0 | 0 | 1 | 0 | 0 | 1 | 0 | 6 | A | 7 | 2 | A | 7 | -1.1 | A | 7 | -11.7 | A | 7 | 40 | A | 7 | 830 | A | 7 | 180 | A | 7 | 3.1 | A | 7 | 32000 | B | 7 | 77777 | A | 7 | 0.3 | E | 8 | 0.059 | F | 8 | 0.2 | F | 8 | 0 | 1 | D | 9 | 0 | C | 8
1991-03-07 | 24:00 | 0 | 0 | 0 | 1 | 0 | 0 | 1 | 0 | 0 | 1 | 0 | 0 | 1 | 0 | 0 | 1 | 0 | 0 | 1 | 0 | 0 | 1 | 0 | 3 | A | 7 | 1 | A | 7 | -1.1 | A | 7 | -11.7 | A | 7 | 40 | A | 7 | 831 | A | 7 | 210 | A | 7 | 3.1 | A | 7 | 32000 | B | 7 | 77777 | A | 7 | 0.3 | E | 8 | 0.059 | F | 8 | 0.2 | F | 8 | 0 | 1 | D | 9 | 0 | C | 8
1991-03-08 | 1:00 | 0 | 0 | 0 | 1 | 0 | 0 | 1 | 0 | 0 | 1 | 0 | 0 | 1 | 0 | 0 | 1 | 0 | 0 | 1 | 0 | 0 | 1 | 0 | 6 | A | 7 | 3 | A | 7 | -0.6 | A | 7 | -12.8 | A | 7 | 35 | A | 7 | 831 | A | 7 | 220 | A | 7 | 2.1 | A | 7 | 32000 | B | 7 | 77777 | A | 7 | 0.3 | E | 8 | 0.059 | F | 8 | 0.2 | F | 8 | 0 | 1 | D | 9 | 0 | C | 8
1991-03-08 | 2:00 | 0 | 0 | 0 | 1 | 0 | 0 | 1 | 0 | 0 | 1 | 0 | 0 | 1 | 0 | 0 | 1 | 0 | 0 | 1 | 0 | 0 | 1 | 0 | 4 | A | 7 | 2 | A | 7 | 1.1 | A | 7 | -15 | A | 7 | 25 | A | 7 | 831 | A | 7 | 300 | A | 7 | 6.2 | A | 7 | 32000 | B | 7 | 77777 | A | 7 | 0.3 | E | 8 | 0.059 | F | 8 | 0.2 | F | 8 | 0 | 1 | D | 9 | 0 | C | 8
1991-03-08 | 3:00 | 0 | 0 | 0 | 1 | 0 | 0 | 1 | 0 | 0 | 1 | 0 | 0 | 1 | 0 | 0 | 1 | 0 | 0 | 1 | 0 | 0 | 1 | 0 | 3 | A | 7 | 1 | A | 7 | 0.6 | A | 7 | -15 | A | 7 | 26 | A | 7 | 831 | A | 7 | 320 | A | 7 | 5.2 | A | 7 | 32000 | B | 7 | 77777 | A | 7 | 0.3 | E | 8 | 0.059 | F | 8 | 0.2 | F | 8 | 0 | 1 | D | 9 | 0 | C | 8
1991-03-08 | 4:00 | 0 | 0 | 0 | 1 | 0 | 0 | 1 | 0 | 0 | 1 | 0 | 0 | 1 | 0 | 0 | 1 | 0 | 0 | 1 | 0 | 0 | 1 | 0 | 1 | A | 7 | 0 | A | 7 | 0 | A | 7 | -14.4 | A | 7 | 29 | A | 7 | 832 | A | 7 | 300 | A | 7 | 3.1 | A | 7 | 32000 | B | 7 | 77777 | A | 7 | 0.3 | E | 8 | 0.059 | F | 8 | 0.2 | F | 8 | 0 | 1 | D | 9 | 0 | C | 8
1991-03-08 | 5:00 | 0 | 0 | 0 | 1 | 0 | 0 | 1 | 0 | 0 | 1 | 0 | 0 | 1 | 0 | 0 | 1 | 0 | 0 | 1 | 0 | 0 | 1 | 0 | 0 | A | 7 | 0 | A | 7 | 0 | A | 7 | -15 | A | 7 | 27 | A | 7 | 833 | A | 7 | 320 | A | 7 | 6.2 | A | 7 | 32000 | B | 7 | 77777 | A | 7 | 0.3 | E | 8 | 0.059 | F | 8 | 0.2 | F | 8 | 0 | 1 | D | 9 | 0 | C | 8
1991-03-08 | 6:00 | 0 | 0 | 0 | 1 | 0 | 0 | 1 | 0 | 0 | 1 | 0 | 0 | 1 | 0 | 0 | 1 | 0 | 0 | 1 | 0 | 0 | 1 | 0 | 0 | A | 7 | 0 | A | 7 | 0.6 | A | 7 | -15 | A | 7 | 26 | A | 7 | 833 | A | 7 | 310 | A | 7 | 8.2 | A | 7 | 48000 | B | 7 | 77777 | A | 7 | 0.3 | E | 8 | 0.059 | F | 8 | 0.2 | F | 8 | 0 | 1 | D | 9 | 0 | C | 8
1991-03-08 | 7:00 | 48 | 844 | 17 | 1 | 10 | 140 | 1 | 16 | 9 | 1 | 10 | 19 | 1 | 10 | 65 | 1 | 16 | 15 | 1 | 10 | 17 | 1 | 21 | 0 | A | 7 | 0 | A | 7 | 1.1 | A | 7 | -15 | A | 7 | 25 | A | 7 | 834 | A | 7 | 310 | A | 7 | 6.2 | A | 7 | 80000 | B | 7 | 77777 | A | 7 | 0.3 | E | 8 | 0.059 | F | 8 | 0.2 | F | 8 | 0 | 1 | D | 9 | 0 | C | 8
1991-03-08 | 8:00 | 290 | 1388 | 170 | 1 | 10 | 631 | 1 | 16 | 38 | 1 | 10 | 175 | 1 | 10 | 509 | 1 | 16 | 68 | 1 | 10 | 76 | 1 | 21 | 0 | A | 7 | 0 | A | 7 | 2.8 | A | 7 | -15 | A | 7 | 22 | A | 7 | 834 | A | 7 | 350 | A | 7 | 4.6 | A | 7 | 112000 | B | 7 | 77777 | A | 7 | 0.3 | E | 8 | 0.059 | F | 8 | 0.2 | F | 8 | 0 | 1 | D | 9 | 0 | C | 8
1991-03-08 | 9:00 | 534 | 1388 | 378 | 1 | 10 | 834 | 1 | 16 | 57 | 1 | 10 | 398 | 1 | 10 | 785 | 1 | 16 | 95 | 1 | 10 | 123 | 1 | 21 | 0 | A | 7 | 0 | A | 7 | 3.9 | A | 7 | -15.6 | A | 7 | 19 | A | 7 | 835 | A | 7 | 320 | A | 7 | 5.2 | A | 7 | 96000 | B | 7 | 77777 | A | 7 | 0.3 | E | 8 | 0.059 | F | 8 | 0.2 | F | 8 | 0 | 1 | D | 9 | 0 | C | 8
1991-03-08 | 10:00 | 737 | 1388 | 564 | 1 | 10 | 925 | 1 | 16 | 72 | 1 | 10 | 591 | 1 | 10 | 906 | 1 | 16 | 108 | 1 | 10 | 163 | 1 | 21 | 0 | A | 7 | 0 | A | 7 | 5 | A | 7 | -15.6 | A | 7 | 18 | A | 7 | 835 | A | 7 | 290 | A | 7 | 5.2 | A | 7 | 96000 | B | 7 | 77777 | A | 7 | 0.3 | E | 8 | 0.059 | F | 8 | 0.2 | F | 8 | 0 | 1 | D | 9 | 0 | C | 8
1991-03-08 | 11:00 | 885 | 1388 | 702 | 1 | 10 | 970 | 1 | 16 | 83 | 1 | 10 | 733 | 1 | 10 | 963 | 1 | 16 | 117 | 1 | 10 | 201 | 1 | 21 | 0 | A | 7 | 0 | A | 7 | 6.1 | A | 7 | -15.6 | A | 7 | 17 | A | 7 | 835 | A | 7 | 320 | A | 7 | 5.7 | A | 7 | 96000 | B | 7 | 77777 | A | 7 | 0.3 | E | 8 | 0.059 | F | 8 | 0.2 | F | 8 | 0 | 1 | D | 9 | 0 | C | 8
1991-03-08 | 12:00 | 968 | 1388 | 655 | 1 | 10 | 760 | 1 | 16 | 124 | 1 | 10 | 691 | 1 | 10 | 764 | 1 | 16 | 156 | 1 | 10 | 330 | 1 | 21 | 2 | A | 7 | 2 | A | 7 | 6.7 | A | 7 | -15.6 | A | 7 | 16 | A | 7 | 835 | A | 7 | 300 | A | 7 | 4.1 | A | 7 | 96000 | B | 7 | 77777 | A | 7 | 0.3 | E | 8 | 0.059 | F | 8 | 0.2 | F | 8 | 0 | 1 | D | 9 | 0 | C | 8
1991-03-08 | 13:00 | 980 | 1388 | 594 | 1 | 10 | 639 | 1 | 16 | 142 | 1 | 10 | 638 | 1 | 10 | 654 | 1 | 16 | 174 | 1 | 10 | 411 | 1 | 21 | 4 | A | 7 | 4 | A | 7 | 7.8 | A | 7 | -16.1 | A | 7 | 14 | A | 7 | 835 | A | 7 | 300 | A | 7 | 11.3 | A | 7 | 96000 | B | 7 | 77777 | A | 7 | 0.3 | E | 8 | 0.059 | F | 8 | 0.2 | F | 8 | 0 | 1 | D | 9 | 0 | C | 8
1991-03-08 | 14:00 | 920 | 1388 | 688 | 1 | 10 | 877 | 1 | 16 | 106 | 1 | 10 | 733 | 1 | 10 | 883 | 1 | 16 | 146 | 1 | 10 | 275 | 1 | 21 | 2 | A | 7 | 2 | A | 7 | 7.8 | A | 7 | -16.7 | A | 7 | 13 | A | 7 | 834 | A | 7 | 300 | A | 7 | 12.4 | A | 7 | 80000 | B | 7 | 77777 | A | 7 | 0.3 | E | 8 | 0.059 | F | 8 | 0.2 | F | 8 | 0 | 1 | D | 9 | 0 | C | 8
1991-03-08 | 15:00 | 792 | 1388 | 535 | 1 | 10 | 693 | 1 | 16 | 139 | 1 | 10 | 562 | 1 | 10 | 693 | 1 | 16 | 166 | 1 | 10 | 317 | 1 | 21 | 3 | A | 7 | 3 | A | 7 | 7.2 | A | 7 | -17.8 | A | 7 | 13 | A | 7 | 835 | A | 7 | 300 | A | 7 | 11.3 | A | 7 | 80000 | B | 7 | 77777 | A | 7 | 0.3 | E | 8 | 0.059 | F | 8 | 0.2 | F | 8 | 0 | 1 | D | 9 | 0 | C | 8
1991-03-08 | 16:00 | 605 | 1388 | 418 | 1 | 10 | 759 | 1 | 16 | 87 | 1 | 10 | 430 | 1 | 10 | 726 | 1 | 16 | 113 | 1 | 10 | 169 | 1 | 21 | 2 | A | 7 | 2 | A | 7 | 7.2 | A | 7 | -17.2 | A | 7 | 13 | A | 7 | 836 | A | 7 | 310 | A | 7 | 7.7 | A | 7 | 96000 | B | 7 | 77777 | A | 7 | 0.3 | E | 8 | 0.059 | F | 8 | 0.2 | F | 8 | 0 | 1 | D | 9 | 0 | C | 8
1991-03-08 | 17:00 | 372 | 1388 | 182 | 1 | 10 | 457 | 1 | 16 | 59 | 1 | 10 | 189 | 1 | 10 | 392 | 1 | 16 | 84 | 1 | 10 | 111 | 1 | 21 | 3 | A | 7 | 3 | A | 7 | 5.6 | A | 7 | -16.1 | A | 7 | 16 | A | 7 | 837 | A | 7 | 290 | A | 7 | 10.3 | A | 7 | 80000 | B | 7 | 77777 | A | 7 | 0.3 | E | 8 | 0.059 | F | 8 | 0.2 | F | 8 | 0 | 1 | D | 9 | 15 | C | 8
1991-03-08 | 18:00 | 113 | 1307 | 42 | 1 | 10 | 211 | 1 | 16 | 24 | 1 | 10 | 44 | 1 | 10 | 114 | 1 | 16 | 34 | 1 | 10 | 43 | 1 | 21 | 2 | A | 7 | 2 | A | 7 | 3.3 | A | 7 | -12.8 | A | 7 | 26 | A | 7 | 838 | A | 7 | 300 | A | 7 | 8.2 | A | 7 | 64000 | B | 7 | 77777 | A | 7 | 0.3 | E | 8 | 0.059 | F | 8 | 0.2 | F | 8 | 0 | 1 | D | 9 | 0 | C | 8
1991-03-08 | 19:00 | 0 | 0 | 0 | 1 | 0 | 0 | 1 | 0 | 0 | 1 | 0 | 0 | 1 | 0 | 0 | 1 | 0 | 0 | 1 | 0 | 0 | 1 | 0 | 1 | A | 7 | 1 | A | 7 | 2.8 | A | 7 | -13.9 | A | 7 | 24 | A | 7 | 839 | A | 7 | 290 | A | 7 | 7.7 | A | 7 | 48000 | B | 7 | 77777 | A | 7 | 0.3 | E | 8 | 0.059 | F | 8 | 0.2 | F | 8 | 0 | 1 | D | 9 | 0 | C | 8
1991-03-08 | 20:00 | 0 | 0 | 0 | 1 | 0 | 0 | 1 | 0 | 0 | 1 | 0 | 0 | 1 | 0 | 0 | 1 | 0 | 0 | 1 | 0 | 0 | 1 | 0 | 1 | A | 7 | 1 | A | 7 | 2.2 | A | 7 | -13.3 | A | 7 | 27 | A | 7 | 840 | A | 7 | 300 | A | 7 | 6.2 | A | 7 | 32000 | B | 7 | 77777 | A | 7 | 0.3 | E | 8 | 0.059 | F | 8 | 0.2 | F | 8 | 0 | 1 | D | 9 | 0 | C | 8
1991-03-08 | 21:00 | 0 | 0 | 0 | 1 | 0 | 0 | 1 | 0 | 0 | 1 | 0 | 0 | 1 | 0 | 0 | 1 | 0 | 0 | 1 | 0 | 0 | 1 | 0 | 0 | A | 7 | 0 | A | 7 | 1.7 | A | 7 | -13.3 | A | 7 | 28 | A | 7 | 840 | A | 7 | 280 | A | 7 | 3.6 | A | 7 | 32000 | B | 7 | 77777 | A | 7 | 0.3 | E | 8 | 0.059 | F | 8 | 0.2 | F | 8 | 0 | 1 | D | 9 | 0 | C | 8
1991-03-08 | 22:00 | 0 | 0 | 0 | 1 | 0 | 0 | 1 | 0 | 0 | 1 | 0 | 0 | 1 | 0 | 0 | 1 | 0 | 0 | 1 | 0 | 0 | 1 | 0 | 0 | A | 7 | 0 | A | 7 | 0 | A | 7 | -12.2 | A | 7 | 35 | A | 7 | 841 | A | 7 | 230 | A | 7 | 1.5 | A | 7 | 32000 | B | 7 | 77777 | A | 7 | 0.3 | E | 8 | 0.059 | F | 8 | 0.2 | F | 8 | 0 | 1 | D | 9 | 0 | C | 8
1991-03-08 | 23:00 | 0 | 0 | 0 | 1 | 0 | 0 | 1 | 0 | 0 | 1 | 0 | 0 | 1 | 0 | 0 | 1 | 0 | 0 | 1 | 0 | 0 | 1 | 0 | 0 | A | 7 | 0 | A | 7 | -1.7 | A | 7 | -12.2 | A | 7 | 40 | A | 7 | 842 | A | 7 | 120 | A | 7 | 1.5 | A | 7 | 32000 | B | 7 | 77777 | A | 7 | 0.3 | E | 8 | 0.059 | F | 8 | 0.2 | F | 8 | 0 | 1 | D | 9 | 0 | C | 8
1991-03-08 | 24:00 | 0 | 0 | 0 | 1 | 0 | 0 | 1 | 0 | 0 | 1 | 0 | 0 | 1 | 0 | 0 | 1 | 0 | 0 | 1 | 0 | 0 | 1 | 0 | 0 | A | 7 | 0 | A | 7 | -4.4 | A | 7 | -10.6 | A | 7 | 58 | A | 7 | 842 | A | 7 | 170 | A | 7 | 1.5 | A | 7 | 32000 | B | 7 | 77777 | A | 7 | 0.3 | E | 8 | 0.059 | F | 8 | 0.2 | F | 8 | 0 | 1 | D | 9 | 0 | C | 8
1991-03-09 | 1:00 | 0 | 0 | 0 | 1 | 0 | 0 | 1 | 0 | 0 | 1 | 0 | 0 | 1 | 0 | 0 | 1 | 0 | 0 | 1 | 0 | 0 | 1 | 0 | 0 | A | 7 | 0 | A | 7 | -2.8 | A | 7 | -12.8 | A | 7 | 42 | A | 7 | 842 | A | 7 | 210 | A | 7 | 2.6 | A | 7 | 32000 | B | 7 | 77777 | A | 7 | 0.3 | E | 8 | 0.06 | F | 8 | 0.2 | F | 8 | 0 | 1 | D | 9 | 0 | C | 8
1991-03-09 | 2:00 | 0 | 0 | 0 | 1 | 0 | 0 | 1 | 0 | 0 | 1 | 0 | 0 | 1 | 0 | 0 | 1 | 0 | 0 | 1 | 0 | 0 | 1 | 0 | 0 | A | 7 | 0 | A | 7 | -3.3 | A | 7 | -13.3 | A | 7 | 42 | A | 7 | 842 | A | 7 | 180 | A | 7 | 2.6 | A | 7 | 32000 | B | 7 | 77777 | A | 7 | 0.3 | E | 8 | 0.06 | F | 8 | 0.2 | F | 8 | 0 | 1 | D | 9 | 0 | C | 8
1991-03-09 | 3:00 | 0 | 0 | 0 | 1 | 0 | 0 | 1 | 0 | 0 | 1 | 0 | 0 | 1 | 0 | 0 | 1 | 0 | 0 | 1 | 0 | 0 | 1 | 0 | 0 | A | 7 | 0 | A | 7 | -3.9 | A | 7 | -12.8 | A | 7 | 46 | A | 7 | 842 | A | 7 | 190 | A | 7 | 4.1 | A | 7 | 32000 | B | 7 | 77777 | A | 7 | 0.3 | E | 8 | 0.06 | F | 8 | 0.2 | F | 8 | 0 | 1 | D | 9 | 0 | C | 8
1991-03-09 | 4:00 | 0 | 0 | 0 | 1 | 0 | 0 | 1 | 0 | 0 | 1 | 0 | 0 | 1 | 0 | 0 | 1 | 0 | 0 | 1 | 0 | 0 | 1 | 0 | 0 | A | 7 | 0 | A | 7 | -4.4 | A | 7 | -13.3 | A | 7 | 46 | A | 7 | 842 | A | 7 | 180 | A | 7 | 3.1 | A | 7 | 32000 | B | 7 | 77777 | A | 7 | 0.3 | E | 8 | 0.06 | F | 8 | 0.2 | F | 8 | 0 | 1 | D | 9 | 0 | C | 8
1991-03-09 | 5:00 | 0 | 0 | 0 | 1 | 0 | 0 | 1 | 0 | 0 | 1 | 0 | 0 | 1 | 0 | 0 | 1 | 0 | 0 | 1 | 0 | 0 | 1 | 0 | 0 | A | 7 | 0 | A | 7 | -3.9 | A | 7 | -15 | A | 7 | 37 | A | 7 | 842 | A | 7 | 200 | A | 7 | 3.6 | A | 7 | 32000 | B | 7 | 77777 | A | 7 | 0.3 | E | 8 | 0.06 | F | 8 | 0.2 | F | 8 | 0 | 1 | D | 9 | 0 | C | 8
1991-03-09 | 6:00 | 0 | 0 | 0 | 1 | 0 | 0 | 1 | 0 | 0 | 1 | 0 | 0 | 1 | 0 | 0 | 1 | 0 | 0 | 1 | 0 | 0 | 1 | 0 | 0 | A | 7 | 0 | A | 7 | -3.3 | A | 7 | -15.6 | A | 7 | 34 | A | 7 | 842 | A | 7 | 180 | A | 7 | 5.7 | A | 7 | 48000 | B | 7 | 77777 | A | 7 | 0.3 | E | 8 | 0.06 | F | 8 | 0.2 | F | 8 | 0 | 1 | D | 9 | 0 | C | 8
1991-03-09 | 7:00 | 52 | 890 | 20 | 1 | 10 | 189 | 1 | 16 | 9 | 1 | 10 | 22 | 1 | 10 | 103 | 1 | 16 | 16 | 1 | 10 | 21 | 1 | 21 | 0 | A | 7 | 0 | A | 7 | -3.3 | A | 7 | -15.6 | A | 7 | 34 | A | 7 | 842 | A | 7 | 180 | A | 7 | 5.2 | A | 7 | 80000 | B | 7 | 77777 | A | 7 | 0.3 | E | 8 | 0.06 | F | 8 | 0.2 | F | 8 | 0 | 1 | D | 9 | 0 | C | 8
1991-03-09 | 8:00 | 297 | 1387 | 181 | 1 | 10 | 684 | 1 | 16 | 34 | 1 | 10 | 191 | 1 | 10 | 567 | 1 | 16 | 69 | 1 | 10 | 76 | 1 | 21 | 0 | A | 7 | 0 | A | 7 | -0.6 | A | 7 | -16.7 | A | 7 | 24 | A | 7 | 842 | A | 7 | 210 | A | 7 | 4.6 | A | 7 | 112000 | B | 7 | 77777 | A | 7 | 0.3 | E | 8 | 0.06 | F | 8 | 0.2 | F | 8 | 0 | 1 | D | 9 | 0 | C | 8
1991-03-09 | 9:00 | 541 | 1387 | 389 | 1 | 10 | 868 | 1 | 16 | 51 | 1 | 10 | 411 | 1 | 10 | 820 | 1 | 16 | 91 | 1 | 10 | 120 | 1 | 21 | 0 | A | 7 | 0 | A | 7 | 3.9 | A | 7 | -18.9 | A | 7 | 14 | A | 7 | 842 | A | 7 | 190 | A | 7 | 6.2 | A | 7 | 112000 | B | 7 | 77777 | A | 7 | 0.3 | E | 8 | 0.06 | F | 8 | 0.2 | F | 8 | 0 | 1 | D | 9 | 0 | C | 8
1991-03-09 | 10:00 | 744 | 1387 | 574 | 1 | 10 | 950 | 1 | 16 | 64 | 1 | 10 | 604 | 1 | 10 | 932 | 1 | 16 | 102 | 1 | 10 | 157 | 1 | 21 | 0 | A | 7 | 0 | A | 7 | 7.2 | A | 7 | -18.9 | A | 7 | 11 | A | 7 | 841 | A | 7 | 180 | A | 7 | 5.7 | A | 7 | 112000 | B | 7 | 77777 | A | 7 | 0.3 | E | 8 | 0.06 | F | 8 | 0.2 | F | 8 | 0 | 1 | D | 9 | 0 | C | 8
1991-03-09 | 11:00 | 892 | 1387 | 710 | 1 | 10 | 990 | 1 | 16 | 73 | 1 | 10 | 744 | 1 | 10 | 984 | 1 | 16 | 110 | 1 | 10 | 192 | 1 | 21 | 0 | A | 7 | 0 | A | 7 | 10.6 | A | 7 | -20 | A | 7 | 8 | A | 7 | 841 | A | 7 | 180 | A | 7 | 5.2 | A | 7 | 112000 | B | 7 | 77777 | A | 7 | 0.3 | E | 8 | 0.06 | F | 8 | 0.2 | F | 8 | 0 | 1 | D | 9 | 0 | C | 8
1991-03-09 | 12:00 | 974 | 1387 | 786 | 1 | 10 | 1008 | 1 | 16 | 78 | 1 | 10 | 823 | 1 | 10 | 1006 | 1 | 16 | 114 | 1 | 10 | 219 | 1 | 21 | 0 | A | 7 | 0 | A | 7 | 13.3 | A | 7 | -20.6 | A | 7 | 6 | A | 7 | 840 | A | 7 | 170 | A | 7 | 6.2 | A | 7 | 112000 | B | 7 | 77777 | A | 7 | 0.3 | E | 8 | 0.06 | F | 8 | 0.2 | F | 8 | 0 | 1 | D | 9 | 0 | C | 8
1991-03-09 | 13:00 | 986 | 1387 | 796 | 1 | 10 | 1010 | 1 | 16 | 79 | 1 | 10 | 834 | 1 | 10 | 1009 | 1 | 16 | 115 | 1 | 10 | 224 | 1 | 21 | 0 | A | 7 | 0 | A | 7 | 15 | A | 7 | -18.9 | A | 7 | 7 | A | 7 | 838 | A | 7 | 190 | A | 7 | 5.2 | A | 7 | 112000 | B | 7 | 77777 | A | 7 | 0.3 | E | 8 | 0.06 | F | 8 | 0.2 | F | 8 | 0 | 1 | D | 9 | 0 | C | 8
1991-03-09 | 14:00 | 925 | 1387 | 740 | 1 | 10 | 996 | 1 | 16 | 75 | 1 | 10 | 775 | 1 | 10 | 992 | 1 | 16 | 111 | 1 | 10 | 202 | 1 | 21 | 0 | A | 7 | 0 | A | 7 | 14.4 | A | 7 | -18.9 | A | 7 | 7 | A | 7 | 837 | A | 7 | 170 | A | 7 | 6.7 | A | 7 | 112000 | B | 7 | 77777 | A | 7 | 0.4 | E | 8 | 0.06 | F | 8 | 0.2 | F | 8 | 0 | 1 | D | 9 | 0 | C | 8
1991-03-09 | 15:00 | 797 | 1387 | 601 | 1 | 10 | 922 | 1 | 16 | 71 | 1 | 10 | 631 | 1 | 10 | 910 | 1 | 16 | 106 | 1 | 10 | 172 | 1 | 21 | 1 | A | 7 | 0 | A | 7 | 15 | A | 7 | -18.3 | A | 7 | 7 | A | 7 | 837 | A | 7 | 160 | A | 7 | 6.7 | A | 7 | 112000 | B | 7 | 77777 | A | 7 | 0.4 | E | 8 | 0.06 | F | 8 | 0.2 | F | 8 | 0 | 1 | D | 9 | 0 | C | 8
1991-03-09 | 16:00 | 610 | 1387 | 446 | 1 | 10 | 860 | 1 | 16 | 67 | 1 | 10 | 467 | 1 | 10 | 825 | 1 | 16 | 103 | 1 | 10 | 139 | 1 | 21 | 3 | A | 7 | 0 | A | 7 | 14.4 | A | 7 | -16.7 | A | 7 | 9 | A | 7 | 836 | A | 7 | 170 | A | 7 | 8.8 | A | 7 | 112000 | B | 7 | 77777 | A | 7 | 0.4 | E | 8 | 0.06 | F | 8 | 0.2 | F | 8 | 0 | 1 | D | 9 | 0 | C | 8
1991-03-09 | 17:00 | 377 | 1387 | 242 | 1 | 10 | 729 | 1 | 16 | 44 | 1 | 10 | 254 | 1 | 10 | 639 | 1 | 16 | 79 | 1 | 10 | 91 | 1 | 21 | 2 | A | 7 | 0 | A | 7 | 12.8 | A | 7 | -16.7 | A | 7 | 10 | A | 7 | 836 | A | 7 | 170 | A | 7 | 8.8 | A | 7 | 112000 | B | 7 | 77777 | A | 7 | 0.4 | E | 8 | 0.06 | F | 8 | 0.2 | F | 8 | 0 | 1 | D | 9 | 0 | C | 8
1991-03-09 | 18:00 | 118 | 1329 | 47 | 1 | 10 | 215 | 1 | 16 | 28 | 1 | 10 | 50 | 1 | 10 | 106 | 1 | 16 | 41 | 1 | 10 | 50 | 1 | 21 | 6 | A | 7 | 1 | A | 7 | 10.6 | A | 7 | -16.1 | A | 7 | 12 | A | 7 | 835 | A | 7 | 160 | A | 7 | 7.7 | A | 7 | 96000 | B | 7 | 77777 | A | 7 | 0.4 | E | 8 | 0.06 | F | 8 | 0.2 | F | 8 | 0 | 1 | D | 9 | 0 | C | 8
1991-03-09 | 19:00 | 0 | 0 | 0 | 1 | 0 | 0 | 1 | 0 | 0 | 1 | 0 | 0 | 1 | 0 | 0 | 1 | 0 | 0 | 1 | 0 | 0 | 1 | 0 | 2 | A | 7 | 2 | A | 7 | 9.4 | A | 7 | -15 | A | 7 | 14 | A | 7 | 835 | A | 7 | 170 | A | 7 | 8.2 | A | 7 | 48000 | B | 7 | 77777 | A | 7 | 0.4 | E | 8 | 0.06 | F | 8 | 0.2 | F | 8 | 0 | 1 | D | 9 | 0 | C | 8
1991-03-09 | 20:00 | 0 | 0 | 0 | 1 | 0 | 0 | 1 | 0 | 0 | 1 | 0 | 0 | 1 | 0 | 0 | 1 | 0 | 0 | 1 | 0 | 0 | 1 | 0 | 3 | A | 7 | 3 | A | 7 | 8.3 | A | 7 | -15 | A | 7 | 15 | A | 7 | 835 | A | 7 | 170 | A | 7 | 6.2 | A | 7 | 32000 | B | 7 | 77777 | A | 7 | 0.4 | E | 8 | 0.06 | F | 8 | 0.2 | F | 8 | 0 | 1 | D | 9 | 0 | C | 8
1991-03-09 | 21:00 | 0 | 0 | 0 | 1 | 0 | 0 | 1 | 0 | 0 | 1 | 0 | 0 | 1 | 0 | 0 | 1 | 0 | 0 | 1 | 0 | 0 | 1 | 0 | 2 | A | 7 | 2 | A | 7 | 6.7 | A | 7 | -14.4 | A | 7 | 18 | A | 7 | 835 | A | 7 | 180 | A | 7 | 6.2 | A | 7 | 32000 | B | 7 | 77777 | A | 7 | 0.4 | E | 8 | 0.06 | F | 8 | 0.2 | F | 8 | 0 | 1 | D | 9 | 0 | C | 8
1991-03-09 | 22:00 | 0 | 0 | 0 | 1 | 0 | 0 | 1 | 0 | 0 | 1 | 0 | 0 | 1 | 0 | 0 | 1 | 0 | 0 | 1 | 0 | 0 | 1 | 0 | 6 | A | 7 | 3 | A | 7 | 6.1 | A | 7 | -13.9 | A | 7 | 19 | A | 7 | 835 | A | 7 | 150 | A | 7 | 4.6 | A | 7 | 32000 | B | 7 | 77777 | A | 7 | 0.4 | E | 8 | 0.06 | F | 8 | 0.2 | F | 8 | 0 | 1 | D | 9 | 0 | C | 8
1991-03-09 | 23:00 | 0 | 0 | 0 | 1 | 0 | 0 | 1 | 0 | 0 | 1 | 0 | 0 | 1 | 0 | 0 | 1 | 0 | 0 | 1 | 0 | 0 | 1 | 0 | 6 | A | 7 | 2 | A | 7 | 6.7 | A | 7 | -16.1 | A | 7 | 15 | A | 7 | 834 | A | 7 | 150 | A | 7 | 3.6 | A | 7 | 32000 | B | 7 | 77777 | A | 7 | 0.4 | E | 8 | 0.06 | F | 8 | 0.2 | F | 8 | 0 | 1 | D | 9 | 0 | C | 8
1991-03-09 | 24:00 | 0 | 0 | 0 | 1 | 0 | 0 | 1 | 0 | 0 | 1 | 0 | 0 | 1 | 0 | 0 | 1 | 0 | 0 | 1 | 0 | 0 | 1 | 0 | 5 | A | 7 | 3 | A | 7 | 7.2 | A | 7 | -16.7 | A | 7 | 14 | A | 7 | 833 | A | 7 | 130 | A | 7 | 4.1 | A | 7 | 32000 | B | 7 | 77777 | A | 7 | 0.4 | E | 8 | 0.06 | F | 8 | 0.2 | F | 8 | 0 | 1 | D | 9 | 0 | C | 8
1991-03-10 | 1:00 | 0 | 0 | 0 | 1 | 0 | 0 | 1 | 0 | 0 | 1 | 0 | 0 | 1 | 0 | 0 | 1 | 0 | 0 | 1 | 0 | 0 | 1 | 0 | 3 | A | 7 | 3 | A | 7 | 7.8 | A | 7 | -16.7 | A | 7 | 13 | A | 7 | 832 | A | 7 | 190 | A | 7 | 6.2 | A | 7 | 32000 | B | 7 | 77777 | A | 7 | 0.5 | E | 8 | 0.061 | F | 8 | 0.2 | F | 8 | 0 | 1 | D | 9 | 0 | C | 8
1991-03-10 | 2:00 | 0 | 0 | 0 | 1 | 0 | 0 | 1 | 0 | 0 | 1 | 0 | 0 | 1 | 0 | 0 | 1 | 0 | 0 | 1 | 0 | 0 | 1 | 0 | 4 | A | 7 | 2 | A | 7 | 8.3 | A | 7 | -16.1 | A | 7 | 14 | A | 7 | 832 | A | 7 | 180 | A | 7 | 4.1 | A | 7 | 32000 | B | 7 | 77777 | A | 7 | 0.5 | E | 8 | 0.061 | F | 8 | 0.2 | F | 8 | 0 | 1 | D | 9 | 0 | C | 8
1991-03-10 | 3:00 | 0 | 0 | 0 | 1 | 0 | 0 | 1 | 0 | 0 | 1 | 0 | 0 | 1 | 0 | 0 | 1 | 0 | 0 | 1 | 0 | 0 | 1 | 0 | 3 | A | 7 | 3 | A | 7 | 8.9 | A | 7 | -16.1 | A | 7 | 13 | A | 7 | 831 | A | 7 | 190 | A | 7 | 5.2 | A | 7 | 32000 | B | 7 | 77777 | A | 7 | 0.5 | E | 8 | 0.061 | F | 8 | 0.2 | F | 8 | 0 | 1 | D | 9 | 0 | C | 8
1991-03-10 | 4:00 | 0 | 0 | 0 | 1 | 0 | 0 | 1 | 0 | 0 | 1 | 0 | 0 | 1 | 0 | 0 | 1 | 0 | 0 | 1 | 0 | 0 | 1 | 0 | 5 | A | 7 | 2 | A | 7 | 8.3 | A | 7 | -15.6 | A | 7 | 14 | A | 7 | 831 | A | 7 | 170 | A | 7 | 4.1 | A | 7 | 32000 | B | 7 | 77777 | A | 7 | 0.5 | E | 8 | 0.061 | F | 8 | 0.2 | F | 8 | 0 | 1 | D | 9 | 0 | C | 8
1991-03-10 | 5:00 | 0 | 0 | 0 | 1 | 0 | 0 | 1 | 0 | 0 | 1 | 0 | 0 | 1 | 0 | 0 | 1 | 0 | 0 | 1 | 0 | 0 | 1 | 0 | 8 | A | 7 | 4 | A | 7 | 7.8 | A | 7 | -14.4 | A | 7 | 17 | A | 7 | 831 | A | 7 | 180 | A | 7 | 3.1 | A | 7 | 32000 | B | 7 | 77777 | A | 7 | 0.5 | E | 8 | 0.061 | F | 8 | 0.2 | F | 8 | 0 | 1 | D | 9 | 0 | C | 8
1991-03-10 | 6:00 | 0 | 0 | 0 | 1 | 0 | 0 | 1 | 0 | 0 | 1 | 0 | 0 | 1 | 0 | 0 | 1 | 0 | 0 | 1 | 0 | 0 | 1 | 0 | 9 | A | 7 | 5 | A | 7 | 8.3 | A | 7 | -13.9 | A | 7 | 17 | A | 7 | 831 | A | 7 | 180 | A | 7 | 3.6 | A | 7 | 32000 | B | 7 | 7620 | A | 7 | 0.5 | E | 8 | 0.061 | F | 8 | 0.2 | F | 8 | 0 | 1 | D | 9 | 0 | C | 8
1991-03-10 | 7:00 | 56 | 913 | 15 | 1 | 10 | 36 | 1 | 16 | 12 | 1 | 10 | 16 | 1 | 10 | 13 | 1 | 16 | 15 | 1 | 10 | 20 | 1 | 21 | 8 | A | 7 | 5 | A | 7 | 8.9 | A | 7 | -13.3 | A | 7 | 17 | A | 7 | 831 | A | 7 | 190 | A | 7 | 4.6 | A | 7 | 80000 | B | 7 | 7620 | A | 7 | 0.5 | E | 8 | 0.061 | F | 8 | 0.2 | F | 8 | 0 | 1 | D | 9 | 0 | C | 8
1991-03-10 | 8:00 | 304 | 1386 | 136 | 1 | 10 | 142 | 1 | 16 | 104 | 1 | 10 | 145 | 1 | 10 | 115 | 1 | 16 | 120 | 1 | 10 | 226 | 1 | 21 | 7 | A | 7 | 4 | A | 7 | 10.6 | A | 7 | -12.2 | A | 7 | 17 | A | 7 | 831 | A | 7 | 180 | A | 7 | 4.6 | A | 7 | 96000 | B | 7 | 7620 | A | 7 | 0.5 | E | 8 | 0.061 | F | 8 | 0.2 | F | 8 | 0 | 1 | D | 9 | 0 | C | 8
1991-03-10 | 9:00 | 548 | 1386 | 342 | 1 | 10 | 578 | 1 | 16 | 113 | 1 | 10 | 351 | 1 | 10 | 542 | 1 | 16 | 137 | 1 | 10 | 214 | 1 | 21 | 8 | A | 7 | 3 | A | 7 | 13.3 | A | 7 | -10.6 | A | 7 | 16 | A | 7 | 831 | A | 7 | 200 | A | 7 | 4.1 | A | 7 | 112000 | B | 7 | 77777 | A | 7 | 0.5 | E | 8 | 0.061 | F | 8 | 0.2 | F | 8 | 0 | 1 | D | 9 | 0 | C | 8
1991-03-10 | 10:00 | 751 | 1386 | 497 | 1 | 10 | 663 | 1 | 16 | 138 | 1 | 10 | 520 | 1 | 10 | 658 | 1 | 16 | 163 | 1 | 10 | 302 | 1 | 21 | 7 | A | 7 | 2 | A | 7 | 16.1 | A | 7 | -10.6 | A | 7 | 13 | A | 7 | 830 | A | 7 | 190 | A | 7 | 4.1 | A | 7 | 112000 | B | 7 | 77777 | A | 7 | 0.6 | E | 8 | 0.061 | F | 8 | 0.2 | F | 8 | 0 | 1 | D | 9 | 0 | C | 8
1991-03-10 | 11:00 | 898 | 1386 | 661 | 1 | 10 | 706 | 1 | 16 | 203 | 1 | 10 | 685 | 1 | 10 | 704 | 1 | 16 | 228 | 1 | 10 | 497 | 1 | 21 | 8 | A | 7 | 3 | A | 7 | 17.2 | A | 7 | -10.6 | A | 7 | 13 | A | 7 | 830 | A | 7 | 180 | A | 7 | 4.6 | A | 7 | 112000 | B | 7 | 77777 | A | 7 | 0.6 | E | 8 | 0.061 | F | 8 | 0.2 | F | 8 | 0 | 1 | D | 9 | 0 | C | 8
1991-03-10 | 12:00 | 981 | 1386 | 761 | 1 | 10 | 928 | 1 | 16 | 105 | 1 | 10 | 790 | 1 | 10 | 925 | 1 | 16 | 134 | 1 | 10 | 250 | 1 | 21 | 4 | A | 7 | 1 | A | 7 | 18.3 | A | 7 | -9.4 | A | 7 | 13 | A | 7 | 829 | A | 7 | 260 | A | 7 | 5.2 | A | 7 | 112000 | B | 7 | 77777 | A | 7 | 0.6 | E | 8 | 0.061 | F | 8 | 0.2 | F | 8 | 0 | 1 | D | 9 | 0 | C | 8
1991-03-10 | 13:00 | 992 | 1386 | 714 | 1 | 10 | 819 | 1 | 16 | 128 | 1 | 10 | 754 | 1 | 10 | 824 | 1 | 16 | 163 | 1 | 10 | 351 | 1 | 21 | 4 | A | 7 | 1 | A | 7 | 18.9 | A | 7 | -9.4 | A | 7 | 13 | A | 7 | 828 | A | 7 | 260 | A | 7 | 7.7 | A | 7 | 112000 | B | 7 | 77777 | A | 7 | 0.6 | E | 8 | 0.061 | F | 8 | 0.2 | F | 8 | 0 | 1 | D | 9 | 0 | C | 8
1991-03-10 | 14:00 | 931 | 1386 | 639 | 1 | 10 | 682 | 1 | 16 | 181 | 1 | 10 | 671 | 1 | 10 | 687 | 1 | 16 | 208 | 1 | 10 | 473 | 1 | 21 | 7 | A | 7 | 2 | A | 7 | 19.4 | A | 7 | -8.3 | A | 7 | 13 | A | 7 | 828 | A | 7 | 280 | A | 7 | 6.7 | A | 7 | 96000 | B | 7 | 77777 | A | 7 | 0.6 | E | 8 | 0.061 | F | 8 | 0.2 | F | 8 | 0 | 1 | D | 9 | 0 | C | 8
1991-03-10 | 15:00 | 802 | 1386 | 532 | 1 | 10 | 613 | 1 | 16 | 177 | 1 | 10 | 550 | 1 | 10 | 606 | 1 | 16 | 199 | 1 | 10 | 392 | 1 | 21 | 8 | A | 7 | 3 | A | 7 | 19.4 | A | 7 | -7.8 | A | 7 | 14 | A | 7 | 828 | A | 7 | 240 | A | 7 | 4.6 | A | 7 | 96000 | B | 7 | 77777 | A | 7 | 0.6 | E | 8 | 0.061 | F | 8 | 0.2 | F | 8 | 0 | 1 | D | 9 | 0 | C | 8
1991-03-10 | 16:00 | 615 | 1386 | 403 | 1 | 10 | 629 | 1 | 16 | 124 | 1 | 10 | 417 | 1 | 10 | 603 | 1 | 16 | 148 | 1 | 10 | 244 | 1 | 21 | 7 | A | 7 | 2 | A | 7 | 18.3 | A | 7 | -8.3 | A | 7 | 14 | A | 7 | 828 | A | 7 | 280 | A | 7 | 4.6 | A | 7 | 96000 | B | 7 | 77777 | A | 7 | 0.6 | E | 8 | 0.061 | F | 8 | 0.2 | F | 8 | 0 | 1 | D | 9 | 0 | C | 8
1991-03-10 | 17:00 | 382 | 1386 | 195 | 1 | 10 | 410 | 1 | 16 | 82 | 1 | 10 | 206 | 1 | 10 | 352 | 1 | 16 | 109 | 1 | 10 | 150 | 1 | 21 | 8 | A | 7 | 3 | A | 7 | 17.8 | A | 7 | -7.2 | A | 7 | 16 | A | 7 | 828 | A | 7 | 260 | A | 7 | 5.7 | A | 7 | 96000 | B | 7 | 77777 | A | 7 | 0.6 | E | 8 | 0.061 | F | 8 | 0.2 | F | 8 | 0 | 1 | D | 9 | 0 | C | 8
1991-03-10 | 18:00 | 122 | 1352 | 41 | 1 | 10 | 72 | 1 | 16 | 34 | 1 | 10 | 45 | 1 | 10 | 39 | 1 | 16 | 41 | 1 | 10 | 71 | 1 | 21 | 9 | A | 7 | 5 | A | 7 | 15 | A | 7 | -6.1 | A | 7 | 21 | A | 7 | 828 | A | 7 | 270 | A | 7 | 5.7 | A | 7 | 96000 | B | 7 | 7620 | A | 7 | 0.7 | E | 8 | 0.061 | F | 8 | 0.2 | F | 8 | 0 | 1 | D | 9 | 0 | C | 8
1991-03-10 | 19:00 | 0 | 0 | 0 | 1 | 0 | 0 | 1 | 0 | 0 | 1 | 0 | 0 | 1 | 0 | 0 | 1 | 0 | 0 | 1 | 0 | 0 | 1 | 0 | 8 | A | 7 | 4 | A | 7 | 12.8 | A | 7 | -6.1 | A | 7 | 25 | A | 7 | 829 | A | 7 | 270 | A | 7 | 3.1 | A | 7 | 48000 | B | 7 | 77777 | A | 7 | 0.7 | E | 8 | 0.061 | F | 8 | 0.2 | F | 8 | 0 | 1 | D | 9 | 0 | C | 8
1991-03-10 | 20:00 | 0 | 0 | 0 | 1 | 0 | 0 | 1 | 0 | 0 | 1 | 0 | 0 | 1 | 0 | 0 | 1 | 0 | 0 | 1 | 0 | 0 | 1 | 0 | 7 | A | 7 | 2 | A | 7 | 11.1 | A | 7 | -5.6 | A | 7 | 29 | A | 7 | 829 | A | 7 | 230 | A | 7 | 5.2 | A | 7 | 32000 | B | 7 | 77777 | A | 7 | 0.7 | E | 8 | 0.061 | F | 8 | 0.2 | F | 8 | 0 | 1 | D | 9 | 0 | C | 8
1991-03-10 | 21:00 | 0 | 0 | 0 | 1 | 0 | 0 | 1 | 0 | 0 | 1 | 0 | 0 | 1 | 0 | 0 | 1 | 0 | 0 | 1 | 0 | 0 | 1 | 0 | 5 | A | 7 | 3 | A | 7 | 10.6 | A | 7 | -6.1 | A | 7 | 29 | A | 7 | 829 | A | 7 | 220 | A | 7 | 2.1 | A | 7 | 32000 | B | 7 | 77777 | A | 7 | 0.7 | E | 8 | 0.061 | F | 8 | 0.2 | F | 8 | 0 | 1 | D | 9 | 0 | C | 8
1991-03-10 | 22:00 | 0 | 0 | 0 | 1 | 0 | 0 | 1 | 0 | 0 | 1 | 0 | 0 | 1 | 0 | 0 | 1 | 0 | 0 | 1 | 0 | 0 | 1 | 0 | 5 | A | 7 | 2 | A | 7 | 10.6 | A | 7 | -6.7 | A | 7 | 27 | A | 7 | 828 | A | 7 | 190 | A | 7 | 4.1 | A | 7 | 32000 | B | 7 | 77777 | A | 7 | 0.7 | E | 8 | 0.061 | F | 8 | 0.2 | F | 8 | 0 | 1 | D | 9 | 0 | C | 8
1991-03-10 | 23:00 | 0 | 0 | 0 | 1 | 0 | 0 | 1 | 0 | 0 | 1 | 0 | 0 | 1 | 0 | 0 | 1 | 0 | 0 | 1 | 0 | 0 | 1 | 0 | 3 | A | 7 | 3 | A | 7 | 10.6 | A | 7 | -6.1 | A | 7 | 29 | A | 7 | 828 | A | 7 | 190 | A | 7 | 7.2 | A | 7 | 32000 | B | 7 | 77777 | A | 7 | 0.7 | E | 8 | 0.061 | F | 8 | 0.2 | F | 8 | 0 | 1 | D | 9 | 0 | C | 8
1991-03-10 | 24:00 | 0 | 0 | 0 | 1 | 0 | 0 | 1 | 0 | 0 | 1 | 0 | 0 | 1 | 0 | 0 | 1 | 0 | 0 | 1 | 0 | 0 | 1 | 0 | 1 | A | 7 | 1 | A | 7 | 9.4 | A | 7 | -5.6 | A | 7 | 32 | A | 7 | 827 | A | 7 | 200 | A | 7 | 6.7 | A | 7 | 32000 | B | 7 | 77777 | A | 7 | 0.7 | E | 8 | 0.061 | F | 8 | 0.2 | F | 8 | 0 | 1 | D | 9 | 0 | C | 8
1991-03-11 | 1:00 | 0 | 0 | 0 | 1 | 0 | 0 | 1 | 0 | 0 | 1 | 0 | 0 | 1 | 0 | 0 | 1 | 0 | 0 | 1 | 0 | 0 | 1 | 0 | 1 | A | 7 | 0 | A | 7 | 8.3 | A | 7 | -4.4 | A | 7 | 39 | A | 7 | 827 | A | 7 | 190 | A | 7 | 4.6 | A | 7 | 32000 | B | 7 | 77777 | A | 7 | 0.8 | E | 8 | 0.062 | F | 8 | 0.2 | F | 8 | 0 | 1 | D | 9 | 0 | C | 8
1991-03-11 | 2:00 | 0 | 0 | 0 | 1 | 0 | 0 | 1 | 0 | 0 | 1 | 0 | 0 | 1 | 0 | 0 | 1 | 0 | 0 | 1 | 0 | 0 | 1 | 0 | 0 | A | 7 | 0 | A | 7 | 8.9 | A | 7 | -4.4 | A | 7 | 37 | A | 7 | 826 | A | 7 | 180 | A | 7 | 5.2 | A | 7 | 32000 | B | 7 | 77777 | A | 7 | 0.8 | E | 8 | 0.062 | F | 8 | 0.2 | F | 8 | 0 | 1 | D | 9 | 0 | C | 8
1991-03-11 | 3:00 | 0 | 0 | 0 | 1 | 0 | 0 | 1 | 0 | 0 | 1 | 0 | 0 | 1 | 0 | 0 | 1 | 0 | 0 | 1 | 0 | 0 | 1 | 0 | 0 | A | 7 | 0 | A | 7 | 8.3 | A | 7 | -4.4 | A | 7 | 39 | A | 7 | 825 | A | 7 | 180 | A | 7 | 4.1 | A | 7 | 32000 | B | 7 | 77777 | A | 7 | 0.8 | E | 8 | 0.062 | F | 8 | 0.2 | F | 8 | 0 | 1 | D | 9 | 0 | C | 8
1991-03-11 | 4:00 | 0 | 0 | 0 | 1 | 0 | 0 | 1 | 0 | 0 | 1 | 0 | 0 | 1 | 0 | 0 | 1 | 0 | 0 | 1 | 0 | 0 | 1 | 0 | 0 | A | 7 | 0 | A | 7 | 6.7 | A | 7 | -4.4 | A | 7 | 43 | A | 7 | 825 | A | 7 | 180 | A | 7 | 3.6 | A | 7 | 32000 | B | 7 | 77777 | A | 7 | 0.8 | E | 8 | 0.062 | F | 8 | 0.2 | F | 8 | 0 | 1 | D | 9 | 0 | C | 8
1991-03-11 | 5:00 | 0 | 0 | 0 | 1 | 0 | 0 | 1 | 0 | 0 | 1 | 0 | 0 | 1 | 0 | 0 | 1 | 0 | 0 | 1 | 0 | 0 | 1 | 0 | 2 | A | 7 | 0 | A | 7 | 8.3 | A | 7 | -4.4 | A | 7 | 39 | A | 7 | 825 | A | 7 | 190 | A | 7 | 5.2 | A | 7 | 32000 | B | 7 | 77777 | A | 7 | 0.8 | E | 8 | 0.062 | F | 8 | 0.2 | F | 8 | 0 | 1 | D | 9 | 0 | C | 8
1991-03-11 | 6:00 | 0 | 0 | 0 | 1 | 0 | 0 | 1 | 0 | 0 | 1 | 0 | 0 | 1 | 0 | 0 | 1 | 0 | 0 | 1 | 0 | 0 | 1 | 0 | 8 | A | 7 | 3 | A | 7 | 6.1 | A | 7 | -4.4 | A | 7 | 45 | A | 7 | 824 | A | 7 | 190 | A | 7 | 4.6 | A | 7 | 64000 | B | 7 | 77777 | A | 7 | 0.8 | E | 8 | 0.062 | F | 8 | 0.2 | F | 8 | 0 | 1 | D | 9 | 0 | C | 8
1991-03-11 | 7:00 | 61 | 958 | 18 | 1 | 10 | 97 | 1 | 16 | 12 | 1 | 10 | 21 | 1 | 10 | 40 | 1 | 16 | 18 | 1 | 10 | 20 | 1 | 21 | 6 | A | 7 | 2 | A | 7 | 5.6 | A | 7 | -3.9 | A | 7 | 49 | A | 7 | 824 | A | 7 | 120 | A | 7 | 2.6 | A | 7 | 96000 | B | 7 | 77777 | A | 7 | 0.8 | E | 8 | 0.062 | F | 8 | 0.2 | F | 8 | 0 | 1 | D | 9 | 0 | C | 8
1991-03-11 | 8:00 | 311 | 1386 | 173 | 1 | 10 | 633 | 1 | 16 | 31 | 1 | 10 | 184 | 1 | 10 | 532 | 1 | 16 | 64 | 1 | 10 | 76 | 1 | 21 | 3 | A | 7 | 1 | A | 7 | 11.7 | A | 7 | -3.9 | A | 7 | 32 | A | 7 | 824 | A | 7 | 180 | A | 7 | 4.6 | A | 7 | 96000 | B | 7 | 77777 | A | 7 | 0.8 | E | 8 | 0.062 | F | 8 | 0.2 | F | 8 | 0 | 1 | D | 9 | 0 | C | 8
1991-03-11 | 9:00 | 555 | 1386 | 400 | 1 | 10 | 897 | 1 | 16 | 41 | 1 | 10 | 426 | 1 | 10 | 852 | 1 | 16 | 83 | 1 | 10 | 110 | 1 | 21 | 0 | A | 7 | 0 | A | 7 | 13.3 | A | 7 | -3.9 | A | 7 | 29 | A | 7 | 824 | A | 7 | 190 | A | 7 | 6.2 | A | 7 | 112000 | B | 7 | 77777 | A | 7 | 0.7 | E | 8 | 0.062 | F | 8 | 0.2 | F | 8 | 0 | 1 | D | 9 | 0 | C | 8
1991-03-11 | 10:00 | 758 | 1386 | 528 | 1 | 10 | 857 | 1 | 16 | 59 | 1 | 10 | 557 | 1 | 10 | 843 | 1 | 16 | 94 | 1 | 10 | 153 | 1 | 21 | 3 | A | 7 | 1 | A | 7 | 15.6 | A | 7 | -5 | A | 7 | 23 | A | 7 | 823 | A | 7 | 160 | A | 7 | 3.6 | A | 7 | 112000 | B | 7 | 77777 | A | 7 | 0.7 | E | 8 | 0.062 | F | 8 | 0.2 | F | 8 | 0 | 1 | D | 9 | 0 | C | 8
1991-03-11 | 11:00 | 905 | 1386 | 658 | 1 | 10 | 908 | 1 | 16 | 65 | 1 | 10 | 693 | 1 | 10 | 904 | 1 | 16 | 100 | 1 | 10 | 183 | 1 | 21 | 2 | A | 7 | 1 | A | 7 | 16.7 | A | 7 | -4.4 | A | 7 | 22 | A | 7 | 822 | A | 7 | 190 | A | 7 | 3.6 | A | 7 | 112000 | B | 7 | 77777 | A | 7 | 0.7 | E | 8 | 0.062 | F | 8 | 0.2 | F | 8 | 0 | 1 | D | 9 | 0 | C | 8
1991-03-11 | 12:00 | 987 | 1386 | 685 | 1 | 10 | 695 | 1 | 16 | 190 | 1 | 10 | 722 | 1 | 10 | 703 | 1 | 16 | 220 | 1 | 10 | 539 | 1 | 21 | 5 | A | 7 | 4 | A | 7 | 16.7 | A | 7 | -5 | A | 7 | 21 | A | 7 | 821 | A | 7 | 280 | A | 7 | 2.1 | A | 7 | 104000 | B | 7 | 77777 | A | 7 | 0.7 | E | 8 | 0.062 | F | 8 | 0.2 | F | 8 | 0 | 1 | D | 9 | 0 | C | 8
1991-03-11 | 13:00 | 998 | 1386 | 538 | 1 | 10 | 337 | 1 | 16 | 295 | 1 | 10 | 586 | 1 | 10 | 364 | 1 | 16 | 323 | 1 | 10 | 871 | 1 | 21 | 9 | A | 7 | 9 | A | 7 | 16.7 | A | 7 | -6.1 | A | 7 | 19 | A | 7 | 820 | A | 7 | 190 | A | 7 | 4.1 | A | 7 | 96000 | B | 7 | 2743 | A | 7 | 0.7 | E | 8 | 0.062 | F | 8 | 0.2 | F | 8 | 0 | 1 | D | 9 | 80 | C | 8
1991-03-11 | 14:00 | 936 | 1386 | 695 | 1 | 10 | 764 | 1 | 16 | 179 | 1 | 10 | 732 | 1 | 10 | 771 | 1 | 16 | 209 | 1 | 10 | 473 | 1 | 21 | 5 | A | 7 | 5 | A | 7 | 18.3 | A | 7 | -6.7 | A | 7 | 17 | A | 7 | 818 | A | 7 | 250 | A | 7 | 2.1 | A | 7 | 96000 | B | 7 | 77777 | A | 7 | 0.7 | E | 8 | 0.062 | F | 8 | 0.2 | F | 8 | 0 | 1 | D | 9 | 0 | C | 8
1991-03-11 | 15:00 | 808 | 1386 | 296 | 1 | 10 | 312 | 1 | 16 | 114 | 1 | 10 | 333 | 1 | 10 | 321 | 1 | 16 | 145 | 1 | 10 | 253 | 1 | 21 | 7 | A | 7 | 7 | A | 7 | 18.3 | A | 7 | -11.1 | A | 7 | 11 | A | 7 | 818 | A | 7 | 210 | A | 7 | 8.8 | A | 7 | 96000 | B | 7 | 2896 | A | 7 | 0.7 | E | 8 | 0.062 | F | 8 | 0.2 | F | 8 | 0 | 1 | D | 9 | 0 | C | 8
1991-03-11 | 16:00 | 620 | 1386 | 329 | 1 | 10 | 135 | 1 | 16 | 269 | 1 | 10 | 360 | 1 | 10 | 135 | 1 | 16 | 300 | 1 | 10 | 701 | 1 | 21 | 9 | A | 7 | 8 | A | 7 | 15.6 | A | 7 | -10 | A | 7 | 15 | A | 7 | 818 | A | 7 | 230 | A | 7 | 6.2 | A | 7 | 96000 | B | 7 | 2743 | A | 7 | 0.6 | E | 8 | 0.062 | F | 8 | 0.2 | F | 8 | 0 | 1 | D | 9 | 0 | C | 8
1991-03-11 | 17:00 | 387 | 1386 | 131 | 1 | 10 | 129 | 1 | 16 | 95 | 1 | 10 | 144 | 1 | 10 | 115 | 1 | 16 | 112 | 1 | 10 | 210 | 1 | 21 | 9 | A | 7 | 9 | A | 7 | 14.4 | A | 7 | -10 | A | 7 | 16 | A | 7 | 817 | A | 7 | 190 | A | 7 | 6.2 | A | 7 | 96000 | B | 7 | 4267 | A | 7 | 0.6 | E | 8 | 0.062 | F | 8 | 0.2 | F | 8 | 0 | 1 | D | 9 | 15 | C | 8
1991-03-11 | 18:00 | 127 | 1374 | 28 | 1 | 10 | 0 | 1 | 16 | 28 | 1 | 10 | 32 | 1 | 10 | 0 | 1 | 16 | 32 | 1 | 10 | 96 | 1 | 21 | 10 | A | 7 | 10 | A | 7 | 12.8 | A | 7 | -7.8 | A | 7 | 21 | A | 7 | 817 | A | 7 | 210 | A | 7 | 7.2 | A | 7 | 64000 | B | 7 | 4267 | A | 7 | 0.6 | E | 8 | 0.062 | F | 8 | 0.2 | F | 8 | 0 | 1 | D | 9 | 0 | C | 8
1991-03-11 | 19:00 | 0 | 0 | 0 | 1 | 0 | 0 | 1 | 0 | 0 | 1 | 0 | 0 | 1 | 0 | 0 | 1 | 0 | 0 | 1 | 0 | 0 | 1 | 0 | 10 | A | 7 | 10 | A | 7 | 7.8 | A | 7 | -2.2 | A | 7 | 48 | A | 7 | 819 | A | 7 | 300 | A | 7 | 12.9 | A | 7 | 24000 | B | 7 | 2743 | A | 7 | 0.6 | E | 8 | 0.062 | F | 8 | 0.2 | F | 8 | 0 | 1 | D | 9 | 7 | C | 8
1991-03-11 | 20:00 | 0 | 0 | 0 | 1 | 0 | 0 | 1 | 0 | 0 | 1 | 0 | 0 | 1 | 0 | 0 | 1 | 0 | 0 | 1 | 0 | 0 | 1 | 0 | 10 | A | 7 | 10 | A | 7 | 3.9 | A | 7 | 0 | A | 7 | 76 | A | 7 | 821 | A | 7 | 340 | A | 7 | 7.7 | A | 7 | 24000 | B | 7 | 1067 | A | 7 | 0.6 | E | 8 | 0.062 | F | 8 | 0.2 | F | 8 | 0 | 1 | D | 9 | 80 | C | 8
1991-03-11 | 21:00 | 0 | 0 | 0 | 1 | 0 | 0 | 1 | 0 | 0 | 1 | 0 | 0 | 1 | 0 | 0 | 1 | 0 | 0 | 1 | 0 | 0 | 1 | 0 | 10 | A | 7 | 10 | A | 7 | 2.8 | A | 7 | 0 | A | 7 | 82 | A | 7 | 822 | A | 7 | 350 | A | 7 | 6.2 | A | 7 | 24000 | B | 7 | 823 | A | 7 | 0.6 | E | 8 | 0.062 | F | 8 | 0.2 | F | 8 | 0 | 1 | D | 9 | 80 | C | 8
1991-03-11 | 22:00 | 0 | 0 | 0 | 1 | 0 | 0 | 1 | 0 | 0 | 1 | 0 | 0 | 1 | 0 | 0 | 1 | 0 | 0 | 1 | 0 | 0 | 1 | 0 | 10 | A | 7 | 10 | A | 7 | 3.9 | A | 7 | -1.1 | A | 7 | 69 | A | 7 | 822 | A | 7 | 280 | A | 7 | 3.1 | A | 7 | 32000 | B | 7 | 1981 | A | 7 | 0.5 | E | 8 | 0.062 | F | 8 | 0.2 | F | 8 | 0 | 1 | D | 9 | 80 | C | 8
1991-03-11 | 23:00 | 0 | 0 | 0 | 1 | 0 | 0 | 1 | 0 | 0 | 1 | 0 | 0 | 1 | 0 | 0 | 1 | 0 | 0 | 1 | 0 | 0 | 1 | 0 | 10 | A | 7 | 10 | A | 7 | 4.4 | A | 7 | -1.1 | A | 7 | 67 | A | 7 | 822 | A | 7 | 300 | A | 7 | 2.6 | A | 7 | 32000 | B | 7 | 1981 | A | 7 | 0.5 | E | 8 | 0.062 | F | 8 | 0.2 | F | 8 | 0 | 1 | D | 9 | 14 | C | 8
1991-03-11 | 24:00 | 0 | 0 | 0 | 1 | 0 | 0 | 1 | 0 | 0 | 1 | 0 | 0 | 1 | 0 | 0 | 1 | 0 | 0 | 1 | 0 | 0 | 1 | 0 | 10 | A | 7 | 10 | A | 7 | 3.3 | A | 7 | 0 | A | 7 | 79 | A | 7 | 824 | A | 7 | 10 | A | 7 | 8.2 | A | 7 | 32000 | B | 7 | 1036 | A | 7 | 0.5 | E | 8 | 0.062 | F | 8 | 0.2 | F | 8 | 0 | 1 | D | 9 | 80 | C | 8
1991-03-12 | 1:00 | 0 | 0 | 0 | 1 | 0 | 0 | 1 | 0 | 0 | 1 | 0 | 0 | 1 | 0 | 0 | 1 | 0 | 0 | 1 | 0 | 0 | 1 | 0 | 10 | A | 7 | 10 | A | 7 | 1.7 | A | 7 | -1.7 | A | 7 | 77 | A | 7 | 825 | A | 7 | 10 | A | 7 | 6.7 | A | 7 | 32000 | B | 7 | 1067 | A | 7 | 0.5 | E | 8 | 0.062 | F | 8 | 0.2 | F | 8 | 0 | 1 | D | 9 | 0 | C | 8
1991-03-12 | 2:00 | 0 | 0 | 0 | 1 | 0 | 0 | 1 | 0 | 0 | 1 | 0 | 0 | 1 | 0 | 0 | 1 | 0 | 0 | 1 | 0 | 0 | 1 | 0 | 10 | A | 7 | 10 | A | 7 | 2.8 | A | 7 | -4.4 | A | 7 | 57 | A | 7 | 825 | A | 7 | 10 | A | 7 | 8.8 | A | 7 | 32000 | B | 7 | 1829 | A | 7 | 0.5 | E | 8 | 0.062 | F | 8 | 0.2 | F | 8 | 0 | 1 | D | 9 | 0 | C | 8
1991-03-12 | 3:00 | 0 | 0 | 0 | 1 | 0 | 0 | 1 | 0 | 0 | 1 | 0 | 0 | 1 | 0 | 0 | 1 | 0 | 0 | 1 | 0 | 0 | 1 | 0 | 4 | A | 7 | 4 | A | 7 | 0.6 | A | 7 | -5.6 | A | 7 | 60 | A | 7 | 826 | A | 7 | 360 | A | 7 | 6.2 | A | 7 | 32000 | B | 7 | 77777 | A | 7 | 0.5 | E | 8 | 0.062 | F | 8 | 0.2 | F | 8 | 0 | 1 | D | 9 | 0 | C | 8
1991-03-12 | 4:00 | 0 | 0 | 0 | 1 | 0 | 0 | 1 | 0 | 0 | 1 | 0 | 0 | 1 | 0 | 0 | 1 | 0 | 0 | 1 | 0 | 0 | 1 | 0 | 2 | A | 7 | 2 | A | 7 | 0 | A | 7 | -5.6 | A | 7 | 62 | A | 7 | 827 | A | 7 | 360 | A | 7 | 4.1 | A | 7 | 32000 | B | 7 | 77777 | A | 7 | 0.5 | E | 8 | 0.062 | F | 8 | 0.2 | F | 8 | 0 | 1 | D | 9 | 0 | C | 8
1991-03-12 | 5:00 | 0 | 0 | 0 | 1 | 0 | 0 | 1 | 0 | 0 | 1 | 0 | 0 | 1 | 0 | 0 | 1 | 0 | 0 | 1 | 0 | 0 | 1 | 0 | 1 | A | 7 | 1 | A | 7 | -0.6 | A | 7 | -6.1 | A | 7 | 63 | A | 7 | 829 | A | 7 | 310 | A | 7 | 1.5 | A | 7 | 32000 | B | 7 | 77777 | A | 7 | 0.4 | E | 8 | 0.062 | F | 8 | 0.2 | F | 8 | 0 | 1 | D | 9 | 0 | C | 8
1991-03-12 | 6:00 | 0 | 0 | 0 | 1 | 0 | 0 | 1 | 0 | 0 | 1 | 0 | 0 | 1 | 0 | 0 | 1 | 0 | 0 | 1 | 0 | 0 | 1 | 0 | 2 | A | 7 | 2 | A | 7 | -1.1 | A | 7 | -6.7 | A | 7 | 62 | A | 7 | 829 | A | 7 | 20 | A | 7 | 3.6 | A | 7 | 64000 | B | 7 | 77777 | A | 7 | 0.4 | E | 8 | 0.062 | F | 8 | 0.2 | F | 8 | 0 | 1 | D | 9 | 0 | C | 8
1991-03-12 | 7:00 | 66 | 1004 | 20 | 1 | 10 | 84 | 1 | 16 | 14 | 1 | 10 | 22 | 1 | 10 | 35 | 1 | 16 | 19 | 1 | 10 | 24 | 1 | 21 | 1 | A | 7 | 1 | A | 7 | -1.1 | A | 7 | -6.7 | A | 7 | 62 | A | 7 | 830 | A | 7 | 360 | A | 7 | 4.1 | A | 7 | 96000 | B | 7 | 77777 | A | 7 | 0.4 | E | 8 | 0.062 | F | 8 | 0.2 | F | 8 | 0 | 1 | D | 9 | 0 | C | 8
1991-03-12 | 8:00 | 318 | 1385 | 169 | 1 | 10 | 477 | 1 | 16 | 59 | 1 | 10 | 173 | 1 | 10 | 384 | 1 | 16 | 85 | 1 | 10 | 107 | 1 | 21 | 1 | A | 7 | 1 | A | 7 | 2.2 | A | 7 | -7.2 | A | 7 | 46 | A | 7 | 831 | A | 7 | 350 | A | 7 | 5.2 | A | 7 | 112000 | B | 7 | 77777 | A | 7 | 0.4 | E | 8 | 0.062 | F | 8 | 0.2 | F | 8 | 0 | 1 | D | 9 | 0 | C | 8
1991-03-12 | 9:00 | 562 | 1385 | 380 | 1 | 10 | 739 | 1 | 16 | 80 | 1 | 10 | 391 | 1 | 10 | 699 | 1 | 16 | 107 | 1 | 10 | 155 | 1 | 21 | 0 | A | 7 | 0 | A | 7 | 5.6 | A | 7 | -8.3 | A | 7 | 33 | A | 7 | 831 | A | 7 | 350 | A | 7 | 5.2 | A | 7 | 112000 | B | 7 | 77777 | A | 7 | 0.4 | E | 8 | 0.062 | F | 8 | 0.2 | F | 8 | 0 | 1 | D | 9 | 0 | C | 8
1991-03-12 | 10:00 | 764 | 1385 | 565 | 1 | 10 | 840 | 1 | 16 | 101 | 1 | 10 | 590 | 1 | 10 | 830 | 1 | 16 | 131 | 1 | 10 | 219 | 1 | 21 | 0 | A | 7 | 0 | A | 7 | 7.2 | A | 7 | -10 | A | 7 | 26 | A | 7 | 831 | A | 7 | 310 | A | 7 | 4.6 | A | 7 | 96000 | B | 7 | 77777 | A | 7 | 0.4 | E | 8 | 0.062 | F | 8 | 0.2 | F | 8 | 0 | 1 | D | 9 | 0 | C | 8
1991-03-12 | 11:00 | 911 | 1385 | 702 | 1 | 10 | 892 | 1 | 16 | 115 | 1 | 10 | 741 | 1 | 10 | 894 | 1 | 16 | 151 | 1 | 10 | 288 | 1 | 21 | 0 | A | 7 | 0 | A | 7 | 8.3 | A | 7 | -12.2 | A | 7 | 19 | A | 7 | 831 | A | 7 | 310 | A | 7 | 4.6 | A | 7 | 96000 | B | 7 | 77777 | A | 7 | 0.4 | E | 8 | 0.062 | F | 8 | 0.2 | F | 8 | 0 | 1 | D | 9 | 0 | C | 8
1991-03-12 | 12:00 | 993 | 1385 | 779 | 1 | 10 | 915 | 1 | 16 | 122 | 1 | 10 | 826 | 1 | 10 | 922 | 1 | 16 | 163 | 1 | 10 | 341 | 1 | 21 | 0 | A | 7 | 0 | A | 7 | 9.4 | A | 7 | -13.3 | A | 7 | 16 | A | 7 | 831 | A | 7 | 10 | A | 7 | 6.7 | A | 7 | 96000 | B | 7 | 77777 | A | 7 | 0.4 | E | 8 | 0.062 | F | 8 | 0.2 | F | 8 | 0 | 1 | D | 9 | 0 | C | 8
1991-03-12 | 13:00 | 1003 | 1385 | 789 | 1 | 10 | 918 | 1 | 16 | 123 | 1 | 10 | 837 | 1 | 10 | 926 | 1 | 16 | 165 | 1 | 10 | 350 | 1 | 21 | 0 | A | 7 | 0 | A | 7 | 9.4 | A | 7 | -14.4 | A | 7 | 15 | A | 7 | 831 | A | 7 | 360 | A | 7 | 5.2 | A | 7 | 96000 | B | 7 | 77777 | A | 7 | 0.4 | E | 8 | 0.062 | F | 8 | 0.2 | F | 8 | 0 | 1 | D | 9 | 0 | C | 8
1991-03-12 | 14:00 | 942 | 1385 | 722 | 1 | 10 | 872 | 1 | 16 | 129 | 1 | 10 | 757 | 1 | 10 | 873 | 1 | 16 | 161 | 1 | 10 | 325 | 1 | 21 | 2 | A | 7 | 0 | A | 7 | 9.4 | A | 7 | -15 | A | 7 | 14 | A | 7 | 830 | A | 7 | 350 | A | 7 | 6.2 | A | 7 | 96000 | B | 7 | 77777 | A | 7 | 0.4 | E | 8 | 0.062 | F | 8 | 0.2 | F | 8 | 0 | 1 | D | 9 | 0 | C | 8
1991-03-12 | 15:00 | 813 | 1385 | 573 | 1 | 10 | 720 | 1 | 16 | 149 | 1 | 10 | 600 | 1 | 10 | 720 | 1 | 16 | 176 | 1 | 10 | 344 | 1 | 21 | 8 | A | 7 | 1 | A | 7 | 9.4 | A | 7 | -15 | A | 7 | 14 | A | 7 | 830 | A | 7 | 20 | A | 7 | 6.7 | A | 7 | 96000 | B | 7 | 77777 | A | 7 | 0.4 | E | 8 | 0.062 | F | 8 | 0.2 | F | 8 | 0 | 1 | D | 9 | 0 | C | 8
1991-03-12 | 16:00 | 625 | 1385 | 361 | 1 | 10 | 506 | 1 | 16 | 132 | 1 | 10 | 386 | 1 | 10 | 499 | 1 | 16 | 160 | 1 | 10 | 264 | 1 | 21 | 7 | A | 7 | 2 | A | 7 | 8.3 | A | 7 | -14.4 | A | 7 | 16 | A | 7 | 831 | A | 7 | 50 | A | 7 | 4.6 | A | 7 | 88000 | B | 7 | 77777 | A | 7 | 0.4 | E | 8 | 0.062 | F | 8 | 0.2 | F | 8 | 0 | 1 | D | 9 | 0 | C | 8
1991-03-12 | 17:00 | 392 | 1385 | 170 | 1 | 10 | 196 | 1 | 16 | 115 | 1 | 10 | 180 | 1 | 10 | 173 | 1 | 16 | 131 | 1 | 10 | 231 | 1 | 21 | 10 | A | 7 | 5 | A | 7 | 7.2 | A | 7 | -14.4 | A | 7 | 17 | A | 7 | 831 | A | 7 | 60 | A | 7 | 6.2 | A | 7 | 96000 | B | 7 | 4877 | A | 7 | 0.4 | E | 8 | 0.062 | F | 8 | 0.2 | F | 8 | 0 | 1 | D | 9 | 0 | C | 8
1991-03-12 | 18:00 | 132 | 1385 | 41 | 1 | 10 | 70 | 1 | 16 | 35 | 1 | 10 | 45 | 1 | 10 | 37 | 1 | 16 | 42 | 1 | 10 | 73 | 1 | 21 | 10 | A | 7 | 5 | A | 7 | 3.9 | A | 7 | -10.6 | A | 7 | 31 | A | 7 | 832 | A | 7 | 90 | A | 7 | 5.2 | A | 7 | 96000 | B | 7 | 4572 | A | 7 | 0.4 | E | 8 | 0.062 | F | 8 | 0.2 | F | 8 | 0 | 1 | D | 9 | 0 | C | 8
1991-03-12 | 19:00 | 0 | 12 | 0 | 1 | 0 | 0 | 1 | 0 | 0 | 1 | 0 | 0 | 1 | 1 | 0 | 1 | 2 | 0 | 1 | 2 | 0 | 1 | 1 | 8 | A | 7 | 3 | A | 7 | 2.2 | A | 7 | -8.3 | A | 7 | 42 | A | 7 | 833 | A | 7 | 80 | A | 7 | 4.1 | A | 7 | 48000 | B | 7 | 77777 | A | 7 | 0.4 | E | 8 | 0.062 | F | 8 | 0.2 | F | 8 | 0 | 1 | D | 9 | 0 | C | 8
1991-03-12 | 20:00 | 0 | 0 | 0 | 1 | 0 | 0 | 1 | 0 | 0 | 1 | 0 | 0 | 1 | 0 | 0 | 1 | 0 | 0 | 1 | 0 | 0 | 1 | 0 | 7 | A | 7 | 5 | A | 7 | 1.7 | A | 7 | -8.3 | A | 7 | 44 | A | 7 | 834 | A | 7 | 110 | A | 7 | 4.1 | A | 7 | 32000 | B | 7 | 7620 | A | 7 | 0.4 | E | 8 | 0.062 | F | 8 | 0.2 | F | 8 | 0 | 1 | D | 9 | 0 | C | 8
1991-03-12 | 21:00 | 0 | 0 | 0 | 1 | 0 | 0 | 1 | 0 | 0 | 1 | 0 | 0 | 1 | 0 | 0 | 1 | 0 | 0 | 1 | 0 | 0 | 1 | 0 | 8 | A | 7 | 8 | A | 7 | 1.1 | A | 7 | -8.3 | A | 7 | 46 | A | 7 | 834 | A | 7 | 130 | A | 7 | 3.1 | A | 7 | 32000 | B | 7 | 4267 | A | 7 | 0.4 | E | 8 | 0.062 | F | 8 | 0.2 | F | 8 | 0 | 1 | D | 9 | 0 | C | 8
1991-03-12 | 22:00 | 0 | 0 | 0 | 1 | 0 | 0 | 1 | 0 | 0 | 1 | 0 | 0 | 1 | 0 | 0 | 1 | 0 | 0 | 1 | 0 | 0 | 1 | 0 | 6 | A | 7 | 4 | A | 7 | 0 | A | 7 | -8.9 | A | 7 | 47 | A | 7 | 834 | A | 7 | 160 | A | 7 | 2.1 | A | 7 | 32000 | B | 7 | 4267 | A | 7 | 0.4 | E | 8 | 0.062 | F | 8 | 0.2 | F | 8 | 0 | 1 | D | 9 | 0 | C | 8
1991-03-12 | 23:00 | 0 | 0 | 0 | 1 | 0 | 0 | 1 | 0 | 0 | 1 | 0 | 0 | 1 | 0 | 0 | 1 | 0 | 0 | 1 | 0 | 0 | 1 | 0 | 5 | A | 7 | 3 | A | 7 | 0 | A | 7 | -8.9 | A | 7 | 47 | A | 7 | 834 | A | 7 | 190 | A | 7 | 2.6 | A | 7 | 32000 | B | 7 | 77777 | A | 7 | 0.4 | E | 8 | 0.062 | F | 8 | 0.2 | F | 8 | 0 | 1 | D | 9 | 0 | C | 8
1991-03-12 | 24:00 | 0 | 0 | 0 | 1 | 0 | 0 | 1 | 0 | 0 | 1 | 0 | 0 | 1 | 0 | 0 | 1 | 0 | 0 | 1 | 0 | 0 | 1 | 0 | 5 | A | 7 | 2 | A | 7 | -0.6 | A | 7 | -8.3 | A | 7 | 52 | A | 7 | 833 | A | 7 | 190 | A | 7 | 3.1 | A | 7 | 32000 | B | 7 | 77777 | A | 7 | 0.4 | E | 8 | 0.062 | F | 8 | 0.2 | F | 8 | 0 | 1 | D | 9 | 0 | C | 8
1991-03-13 | 1:00 | 0 | 0 | 0 | 1 | 0 | 0 | 1 | 0 | 0 | 1 | 0 | 0 | 1 | 0 | 0 | 1 | 0 | 0 | 1 | 0 | 0 | 1 | 0 | 2 | A | 7 | 1 | A | 7 | -1.7 | A | 7 | -8.3 | A | 7 | 57 | A | 7 | 833 | A | 7 | 200 | A | 7 | 2.1 | A | 7 | 32000 | B | 7 | 77777 | A | 7 | 0.4 | E | 8 | 0.063 | F | 8 | 0.2 | F | 8 | 0 | 1 | D | 9 | 0 | C | 8
1991-03-13 | 2:00 | 0 | 0 | 0 | 1 | 0 | 0 | 1 | 0 | 0 | 1 | 0 | 0 | 1 | 0 | 0 | 1 | 0 | 0 | 1 | 0 | 0 | 1 | 0 | 3 | A | 7 | 3 | A | 7 | -2.2 | A | 7 | -7.8 | A | 7 | 62 | A | 7 | 832 | A | 7 | 190 | A | 7 | 2.6 | A | 7 | 32000 | B | 7 | 77777 | A | 7 | 0.4 | E | 8 | 0.063 | F | 8 | 0.2 | F | 8 | 0 | 1 | D | 9 | 0 | C | 8
1991-03-13 | 3:00 | 0 | 0 | 0 | 1 | 0 | 0 | 1 | 0 | 0 | 1 | 0 | 0 | 1 | 0 | 0 | 1 | 0 | 0 | 1 | 0 | 0 | 1 | 0 | 2 | A | 7 | 2 | A | 7 | -2.8 | A | 7 | -8.3 | A | 7 | 62 | A | 7 | 832 | A | 7 | 200 | A | 7 | 2.1 | A | 7 | 32000 | B | 7 | 77777 | A | 7 | 0.4 | E | 8 | 0.063 | F | 8 | 0.2 | F | 8 | 0 | 1 | D | 9 | 0 | C | 8
1991-03-13 | 4:00 | 0 | 0 | 0 | 1 | 0 | 0 | 1 | 0 | 0 | 1 | 0 | 0 | 1 | 0 | 0 | 1 | 0 | 0 | 1 | 0 | 0 | 1 | 0 | 3 | A | 7 | 3 | A | 7 | -3.3 | A | 7 | -8.3 | A | 7 | 65 | A | 7 | 832 | A | 7 | 130 | A | 7 | 2.1 | A | 7 | 32000 | B | 7 | 77777 | A | 7 | 0.4 | E | 8 | 0.063 | F | 8 | 0.2 | F | 8 | 0 | 1 | D | 9 | 0 | C | 8
1991-03-13 | 5:00 | 0 | 0 | 0 | 1 | 0 | 0 | 1 | 0 | 0 | 1 | 0 | 0 | 1 | 0 | 0 | 1 | 0 | 0 | 1 | 0 | 0 | 1 | 0 | 2 | A | 7 | 2 | A | 7 | -3.3 | A | 7 | -8.9 | A | 7 | 62 | A | 7 | 833 | A | 7 | 200 | A | 7 | 2.1 | A | 7 | 32000 | B | 7 | 77777 | A | 7 | 0.4 | E | 8 | 0.063 | F | 8 | 0.2 | F | 8 | 0 | 1 | D | 9 | 0 | C | 8
1991-03-13 | 6:00 | 0 | 0 | 0 | 1 | 0 | 0 | 1 | 0 | 0 | 1 | 0 | 0 | 1 | 0 | 0 | 1 | 0 | 0 | 1 | 0 | 0 | 1 | 0 | 0 | A | 7 | 0 | A | 7 | -3.3 | A | 7 | -8.9 | A | 7 | 62 | A | 7 | 833 | A | 7 | 180 | A | 7 | 2.1 | A | 7 | 64000 | B | 7 | 77777 | A | 7 | 0.4 | E | 8 | 0.063 | F | 8 | 0.2 | F | 8 | 0 | 1 | D | 9 | 0 | C | 8
1991-03-13 | 7:00 | 71 | 1027 | 27 | 1 | 10 | 197 | 1 | 16 | 13 | 1 | 10 | 29 | 1 | 10 | 98 | 1 | 16 | 22 | 1 | 10 | 25 | 1 | 21 | 0 | A | 7 | 0 | A | 7 | -2.2 | A | 7 | -9.4 | A | 7 | 54 | A | 7 | 834 | A | 7 | 200 | A | 7 | 2.6 | A | 7 | 96000 | B | 7 | 77777 | A | 7 | 0.4 | E | 8 | 0.063 | F | 8 | 0.2 | F | 8 | 0 | 1 | D | 9 | 0 | C | 8
1991-03-13 | 8:00 | 325 | 1384 | 196 | 1 | 10 | 658 | 1 | 16 | 41 | 1 | 10 | 203 | 1 | 10 | 552 | 1 | 16 | 73 | 1 | 10 | 83 | 1 | 21 | 0 | A | 7 | 0 | A | 7 | 3.9 | A | 7 | -10.6 | A | 7 | 31 | A | 7 | 834 | A | 7 | 0 | A | 7 | 0 | A | 7 | 96000 | B | 7 | 77777 | A | 7 | 0.4 | E | 8 | 0.063 | F | 8 | 0.2 | F | 8 | 0 | 1 | D | 9 | 0 | C | 8
1991-03-13 | 9:00 | 569 | 1384 | 404 | 1 | 10 | 838 | 1 | 16 | 59 | 1 | 10 | 424 | 1 | 10 | 797 | 1 | 16 | 96 | 1 | 10 | 130 | 1 | 21 | 0 | A | 7 | 0 | A | 7 | 5.6 | A | 7 | -12.2 | A | 7 | 23 | A | 7 | 834 | A | 7 | 300 | A | 7 | 2.1 | A | 7 | 96000 | B | 7 | 77777 | A | 7 | 0.4 | E | 8 | 0.063 | F | 8 | 0.2 | F | 8 | 0 | 1 | D | 9 | 0 | C | 8
1991-03-13 | 10:00 | 771 | 1384 | 588 | 1 | 10 | 920 | 1 | 16 | 75 | 1 | 10 | 616 | 1 | 10 | 905 | 1 | 16 | 110 | 1 | 10 | 171 | 1 | 21 | 0 | A | 7 | 0 | A | 7 | 7.2 | A | 7 | -13.9 | A | 7 | 18 | A | 7 | 834 | A | 7 | 360 | A | 7 | 3.6 | A | 7 | 96000 | B | 7 | 77777 | A | 7 | 0.4 | E | 8 | 0.063 | F | 8 | 0.2 | F | 8 | 0 | 1 | D | 9 | 0 | C | 8
1991-03-13 | 11:00 | 918 | 1384 | 723 | 1 | 10 | 962 | 1 | 16 | 85 | 1 | 10 | 755 | 1 | 10 | 957 | 1 | 16 | 118 | 1 | 10 | 212 | 1 | 21 | 0 | A | 7 | 0 | A | 7 | 8.9 | A | 7 | -14.4 | A | 7 | 15 | A | 7 | 834 | A | 7 | 330 | A | 7 | 3.6 | A | 7 | 96000 | B | 7 | 77777 | A | 7 | 0.4 | E | 8 | 0.063 | F | 8 | 0.2 | F | 8 | 0 | 1 | D | 9 | 0 | C | 8
1991-03-13 | 12:00 | 999 | 1384 | 776 | 1 | 10 | 944 | 1 | 16 | 94 | 1 | 10 | 807 | 1 | 10 | 942 | 1 | 16 | 125 | 1 | 10 | 249 | 1 | 21 | 1 | A | 7 | 0 | A | 7 | 9.4 | A | 7 | -13.9 | A | 7 | 16 | A | 7 | 833 | A | 7 | 90 | A | 7 | 4.6 | A | 7 | 104000 | B | 7 | 77777 | A | 7 | 0.4 | E | 8 | 0.063 | F | 8 | 0.2 | F | 8 | 0 | 1 | D | 9 | 0 | C | 8
1991-03-13 | 13:00 | 1009 | 1384 | 772 | 1 | 10 | 936 | 1 | 16 | 89 | 1 | 10 | 805 | 1 | 10 | 935 | 1 | 16 | 121 | 1 | 10 | 247 | 1 | 21 | 1 | A | 7 | 1 | A | 7 | 9.4 | A | 7 | -13.3 | A | 7 | 16 | A | 7 | 833 | A | 7 | 60 | A | 7 | 4.6 | A | 7 | 96000 | B | 7 | 77777 | A | 7 | 0.4 | E | 8 | 0.063 | F | 8 | 0.2 | F | 8 | 0 | 1 | D | 9 | 0 | C | 8
1991-03-13 | 14:00 | 948 | 1384 | 703 | 1 | 10 | 877 | 1 | 16 | 102 | 1 | 10 | 729 | 1 | 10 | 873 | 1 | 16 | 130 | 1 | 10 | 235 | 1 | 21 | 1 | A | 7 | 1 | A | 7 | 9.4 | A | 7 | -13.3 | A | 7 | 16 | A | 7 | 832 | A | 7 | 60 | A | 7 | 3.1 | A | 7 | 96000 | B | 7 | 77777 | A | 7 | 0.4 | E | 8 | 0.063 | F | 8 | 0.2 | F | 8 | 0 | 1 | D | 9 | 0 | C | 8
1991-03-13 | 15:00 | 818 | 1384 | 520 | 1 | 10 | 684 | 1 | 16 | 115 | 1 | 10 | 556 | 1 | 10 | 692 | 1 | 16 | 145 | 1 | 10 | 277 | 1 | 21 | 2 | A | 7 | 1 | A | 7 | 9.4 | A | 7 | -12.8 | A | 7 | 17 | A | 7 | 831 | A | 7 | 60 | A | 7 | 3.6 | A | 7 | 96000 | B | 7 | 77777 | A | 7 | 0.4 | E | 8 | 0.063 | F | 8 | 0.2 | F | 8 | 0 | 1 | D | 9 | 0 | C | 8
1991-03-13 | 16:00 | 630 | 1384 | 416 | 1 | 10 | 626 | 1 | 16 | 130 | 1 | 10 | 429 | 1 | 10 | 602 | 1 | 16 | 154 | 1 | 10 | 257 | 1 | 21 | 3 | A | 7 | 1 | A | 7 | 9.4 | A | 7 | -12.8 | A | 7 | 17 | A | 7 | 831 | A | 7 | 100 | A | 7 | 3.1 | A | 7 | 80000 | B | 7 | 77777 | A | 7 | 0.4 | E | 8 | 0.063 | F | 8 | 0.2 | F | 8 | 0 | 1 | D | 9 | 0 | C | 8
1991-03-13 | 17:00 | 397 | 1384 | 233 | 1 | 10 | 630 | 1 | 16 | 52 | 1 | 10 | 241 | 1 | 10 | 556 | 1 | 16 | 81 | 1 | 10 | 103 | 1 | 21 | 2 | A | 7 | 1 | A | 7 | 8.9 | A | 7 | -10.6 | A | 7 | 22 | A | 7 | 831 | A | 7 | 100 | A | 7 | 4.1 | A | 7 | 64000 | B | 7 | 77777 | A | 7 | 0.4 | E | 8 | 0.063 | F | 8 | 0.2 | F | 8 | 0 | 1 | D | 9 | 0 | C | 8
1991-03-13 | 18:00 | 136 | 1384 | 54 | 1 | 10 | 201 | 1 | 16 | 35 | 1 | 10 | 56 | 1 | 10 | 102 | 1 | 16 | 46 | 1 | 10 | 63 | 1 | 21 | 5 | A | 7 | 3 | A | 7 | 6.7 | A | 7 | -9.4 | A | 7 | 28 | A | 7 | 831 | A | 7 | 90 | A | 7 | 5.7 | A | 7 | 64000 | B | 7 | 77777 | A | 7 | 0.4 | E | 8 | 0.063 | F | 8 | 0.2 | F | 8 | 0 | 1 | D | 9 | 0 | C | 8
1991-03-13 | 19:00 | 0 | 35 | 0 | 1 | 10 | 1 | 1 | 16 | 0 | 1 | 10 | 0 | 1 | 10 | 0 | 1 | 16 | 0 | 1 | 10 | 0 | 1 | 21 | 2 | A | 7 | 1 | A | 7 | 4.4 | A | 7 | -8.9 | A | 7 | 34 | A | 7 | 832 | A | 7 | 90 | A | 7 | 4.1 | A | 7 | 32000 | B | 7 | 77777 | A | 7 | 0.4 | E | 8 | 0.063 | F | 8 | 0.2 | F | 8 | 0 | 1 | D | 9 | 0 | C | 8
1991-03-13 | 20:00 | 0 | 0 | 0 | 1 | 0 | 0 | 1 | 0 | 0 | 1 | 0 | 0 | 1 | 0 | 0 | 1 | 0 | 0 | 1 | 0 | 0 | 1 | 0 | 8 | A | 7 | 4 | A | 7 | 2.8 | A | 7 | -8.9 | A | 7 | 38 | A | 7 | 832 | A | 7 | 110 | A | 7 | 4.1 | A | 7 | 32000 | B | 7 | 7010 | A | 7 | 0.4 | E | 8 | 0.063 | F | 8 | 0.2 | F | 8 | 0 | 1 | D | 9 | 0 | C | 8
1991-03-13 | 21:00 | 0 | 0 | 0 | 1 | 0 | 0 | 1 | 0 | 0 | 1 | 0 | 0 | 1 | 0 | 0 | 1 | 0 | 0 | 1 | 0 | 0 | 1 | 0 | 7 | A | 7 | 4 | A | 7 | 1.7 | A | 7 | -8.3 | A | 7 | 44 | A | 7 | 832 | A | 7 | 150 | A | 7 | 6.2 | A | 7 | 32000 | B | 7 | 7010 | A | 7 | 0.4 | E | 8 | 0.063 | F | 8 | 0.2 | F | 8 | 0 | 1 | D | 9 | 0 | C | 8
1991-03-13 | 22:00 | 0 | 0 | 0 | 1 | 0 | 0 | 1 | 0 | 0 | 1 | 0 | 0 | 1 | 0 | 0 | 1 | 0 | 0 | 1 | 0 | 0 | 1 | 0 | 8 | A | 7 | 5 | A | 7 | 1.7 | A | 7 | -7.8 | A | 7 | 46 | A | 7 | 832 | A | 7 | 130 | A | 7 | 3.1 | A | 7 | 32000 | B | 7 | 7010 | A | 7 | 0.4 | E | 8 | 0.063 | F | 8 | 0.2 | F | 8 | 0 | 1 | D | 9 | 0 | C | 8
1991-03-13 | 23:00 | 0 | 0 | 0 | 1 | 0 | 0 | 1 | 0 | 0 | 1 | 0 | 0 | 1 | 0 | 0 | 1 | 0 | 0 | 1 | 0 | 0 | 1 | 0 | 9 | A | 7 | 4 | A | 7 | 1.1 | A | 7 | -7.8 | A | 7 | 48 | A | 7 | 832 | A | 7 | 120 | A | 7 | 2.1 | A | 7 | 32000 | B | 7 | 77777 | A | 7 | 0.4 | E | 8 | 0.063 | F | 8 | 0.2 | F | 8 | 0 | 1 | D | 9 | 0 | C | 8
1991-03-13 | 24:00 | 0 | 0 | 0 | 1 | 0 | 0 | 1 | 0 | 0 | 1 | 0 | 0 | 1 | 0 | 0 | 1 | 0 | 0 | 1 | 0 | 0 | 1 | 0 | 9 | A | 7 | 4 | A | 7 | 1.1 | A | 7 | -7.2 | A | 7 | 50 | A | 7 | 831 | A | 7 | 180 | A | 7 | 3.6 | A | 7 | 32000 | B | 7 | 77777 | A | 7 | 0.4 | E | 8 | 0.063 | F | 8 | 0.2 | F | 8 | 0 | 1 | D | 9 | 0 | C | 8
1991-03-14 | 1:00 | 0 | 0 | 0 | 1 | 0 | 0 | 1 | 0 | 0 | 1 | 0 | 0 | 1 | 0 | 0 | 1 | 0 | 0 | 1 | 0 | 0 | 1 | 0 | 10 | A | 7 | 8 | A | 7 | 1.1 | A | 7 | -8.3 | A | 7 | 46 | A | 7 | 831 | A | 7 | 0 | A | 7 | 0 | A | 7 | 32000 | B | 7 | 6096 | A | 7 | 0.4 | E | 8 | 0.064 | F | 8 | 0.2 | F | 8 | 0 | 1 | D | 9 | 0 | C | 8
1991-03-14 | 2:00 | 0 | 0 | 0 | 1 | 0 | 0 | 1 | 0 | 0 | 1 | 0 | 0 | 1 | 0 | 0 | 1 | 0 | 0 | 1 | 0 | 0 | 1 | 0 | 10 | A | 7 | 10 | A | 7 | 1.7 | A | 7 | -10 | A | 7 | 38 | A | 7 | 831 | A | 7 | 170 | A | 7 | 1.5 | A | 7 | 32000 | B | 7 | 3048 | A | 7 | 0.4 | E | 8 | 0.064 | F | 8 | 0.2 | F | 8 | 0 | 1 | D | 9 | 0 | C | 8
1991-03-14 | 3:00 | 0 | 0 | 0 | 1 | 0 | 0 | 1 | 0 | 0 | 1 | 0 | 0 | 1 | 0 | 0 | 1 | 0 | 0 | 1 | 0 | 0 | 1 | 0 | 10 | A | 7 | 10 | A | 7 | 0 | A | 7 | -7.8 | A | 7 | 52 | A | 7 | 830 | A | 7 | 350 | A | 7 | 3.6 | A | 7 | 32000 | B | 7 | 2438 | A | 7 | 0.5 | E | 8 | 0.064 | F | 8 | 0.2 | F | 8 | 0 | 1 | D | 9 | 0 | C | 8
1991-03-14 | 4:00 | 0 | 0 | 0 | 1 | 0 | 0 | 1 | 0 | 0 | 1 | 0 | 0 | 1 | 0 | 0 | 1 | 0 | 0 | 1 | 0 | 0 | 1 | 0 | 10 | A | 7 | 10 | A | 7 | -2.2 | A | 7 | -7.8 | A | 7 | 62 | A | 7 | 830 | A | 7 | 360 | A | 7 | 3.6 | A | 7 | 32000 | B | 7 | 2134 | A | 7 | 0.5 | E | 8 | 0.064 | F | 8 | 0.2 | F | 8 | 0 | 1 | D | 9 | 0 | C | 8
1991-03-14 | 5:00 | 0 | 0 | 0 | 1 | 0 | 0 | 1 | 0 | 0 | 1 | 0 | 0 | 1 | 0 | 0 | 1 | 0 | 0 | 1 | 0 | 0 | 1 | 0 | 9 | A | 7 | 9 | A | 7 | -2.8 | A | 7 | -7.8 | A | 7 | 65 | A | 7 | 829 | A | 7 | 20 | A | 7 | 1.5 | A | 7 | 32000 | B | 7 | 2134 | A | 7 | 0.5 | E | 8 | 0.064 | F | 8 | 0.2 | F | 8 | 0 | 1 | D | 9 | 0 | C | 8
1991-03-14 | 6:00 | 0 | 0 | 0 | 1 | 0 | 0 | 1 | 0 | 0 | 1 | 0 | 0 | 1 | 0 | 0 | 1 | 0 | 0 | 1 | 0 | 0 | 1 | 0 | 9 | A | 7 | 7 | A | 7 | -3.9 | A | 7 | -7.2 | A | 7 | 75 | A | 7 | 829 | A | 7 | 0 | A | 7 | 0 | A | 7 | 48000 | B | 7 | 2134 | A | 7 | 0.5 | E | 8 | 0.064 | F | 8 | 0.2 | F | 8 | 0 | 1 | D | 9 | 0 | C | 8
1991-03-14 | 7:00 | 76 | 1072 | 14 | 1 | 10 | 0 | 1 | 16 | 14 | 1 | 10 | 16 | 1 | 10 | 0 | 1 | 16 | 16 | 1 | 10 | 52 | 1 | 21 | 10 | A | 7 | 10 | A | 7 | -3.3 | A | 7 | -6.7 | A | 7 | 75 | A | 7 | 829 | A | 7 | 10 | A | 7 | 2.1 | A | 7 | 80000 | B | 7 | 6096 | A | 7 | 0.5 | E | 8 | 0.064 | F | 8 | 0.2 | F | 8 | 0 | 1 | D | 9 | 0 | C | 8
1991-03-14 | 8:00 | 333 | 1383 | 67 | 1 | 10 | 44 | 1 | 16 | 56 | 1 | 10 | 73 | 1 | 10 | 37 | 1 | 16 | 64 | 1 | 10 | 155 | 1 | 21 | 10 | A | 7 | 9 | A | 7 | -2.2 | A | 7 | -6.1 | A | 7 | 72 | A | 7 | 829 | A | 7 | 360 | A | 7 | 2.6 | A | 7 | 64000 | B | 7 | 6706 | A | 7 | 0.5 | E | 8 | 0.064 | F | 8 | 0.2 | F | 8 | 0 | 1 | D | 9 | 0 | C | 8
1991-03-14 | 9:00 | 576 | 1383 | 144 | 1 | 10 | 0 | 1 | 16 | 144 | 1 | 10 | 164 | 1 | 10 | 0 | 1 | 16 | 164 | 1 | 10 | 570 | 1 | 21 | 10 | A | 7 | 10 | A | 7 | -1.1 | A | 7 | -6.7 | A | 7 | 62 | A | 7 | 829 | A | 7 | 340 | A | 7 | 4.1 | A | 7 | 64000 | B | 7 | 6706 | A | 7 | 0.5 | E | 8 | 0.064 | F | 8 | 0.2 | F | 8 | 0 | 1 | D | 9 | 0 | C | 8
1991-03-14 | 10:00 | 778 | 1383 | 375 | 1 | 10 | 106 | 1 | 16 | 315 | 1 | 10 | 411 | 1 | 10 | 108 | 1 | 16 | 350 | 1 | 10 | 926 | 1 | 21 | 10 | A | 7 | 9 | A | 7 | 1.7 | A | 7 | -6.7 | A | 7 | 50 | A | 7 | 828 | A | 7 | 330 | A | 7 | 2.6 | A | 7 | 64000 | B | 7 | 6706 | A | 7 | 0.5 | E | 8 | 0.064 | F | 8 | 0.2 | F | 8 | 0 | 1 | D | 9 | 0 | C | 8
1991-03-14 | 11:00 | 924 | 1383 | 351 | 1 | 10 | 172 | 1 | 16 | 236 | 1 | 10 | 390 | 1 | 10 | 183 | 1 | 16 | 268 | 1 | 10 | 686 | 1 | 21 | 10 | A | 7 | 9 | A | 7 | 3.9 | A | 7 | -7.8 | A | 7 | 39 | A | 7 | 827 | A | 7 | 250 | A | 7 | 1.5 | A | 7 | 64000 | B | 7 | 6706 | A | 7 | 0.5 | E | 8 | 0.064 | F | 8 | 0.2 | F | 8 | 0 | 1 | D | 9 | 0 | C | 8
1991-03-14 | 12:00 | 1005 | 1383 | 551 | 1 | 10 | 227 | 1 | 16 | 386 | 1 | 10 | 599 | 1 | 10 | 240 | 1 | 16 | 424 | 1 | 10 | 1217 | 1 | 21 | 9 | A | 7 | 7 | A | 7 | 6.7 | A | 7 | -10 | A | 7 | 26 | A | 7 | 826 | A | 7 | 180 | A | 7 | 6.7 | A | 7 | 32000 | B | 7 | 6706 | A | 7 | 0.5 | E | 8 | 0.064 | F | 8 | 0.2 | F | 8 | 0 | 1 | D | 9 | 0 | C | 8
1991-03-14 | 13:00 | 1015 | 1383 | 546 | 1 | 10 | 139 | 1 | 16 | 443 | 1 | 10 | 599 | 1 | 10 | 144 | 1 | 16 | 493 | 1 | 10 | 1522 | 1 | 21 | 10 | A | 7 | 8 | A | 7 | 6.1 | A | 7 | -10.6 | A | 7 | 26 | A | 7 | 825 | A | 7 | 150 | A | 7 | 8.8 | A | 7 | 48000 | B | 7 | 7620 | A | 7 | 0.5 | E | 8 | 0.064 | F | 8 | 0.2 | F | 8 | 0 | 1 | D | 9 | 0 | C | 8
1991-03-14 | 14:00 | 953 | 1383 | 612 | 1 | 10 | 464 | 1 | 16 | 292 | 1 | 10 | 640 | 1 | 10 | 479 | 1 | 16 | 309 | 1 | 10 | 816 | 1 | 21 | 10 | A | 7 | 7 | A | 7 | 7.2 | A | 7 | -9.4 | A | 7 | 27 | A | 7 | 825 | A | 7 | 160 | A | 7 | 9.8 | A | 7 | 32000 | B | 7 | 6096 | A | 7 | 0.5 | E | 8 | 0.064 | F | 8 | 0.2 | F | 8 | 0 | 1 | D | 9 | 0 | C | 8
1991-03-14 | 15:00 | 823 | 1383 | 409 | 1 | 10 | 193 | 1 | 16 | 294 | 1 | 10 | 444 | 1 | 10 | 201 | 1 | 16 | 324 | 1 | 10 | 792 | 1 | 21 | 9 | A | 7 | 8 | A | 7 | 7.8 | A | 7 | -8.9 | A | 7 | 27 | A | 7 | 824 | A | 7 | 150 | A | 7 | 8.2 | A | 7 | 40000 | B | 7 | 5486 | A | 7 | 0.5 | E | 8 | 0.064 | F | 8 | 0.2 | F | 8 | 0 | 1 | D | 9 | 0 | C | 8
1991-03-14 | 16:00 | 635 | 1383 | 275 | 1 | 10 | 174 | 1 | 16 | 195 | 1 | 10 | 300 | 1 | 10 | 176 | 1 | 16 | 219 | 1 | 10 | 473 | 1 | 21 | 10 | A | 7 | 5 | A | 7 | 7.2 | A | 7 | -8.9 | A | 7 | 28 | A | 7 | 824 | A | 7 | 170 | A | 7 | 7.7 | A | 7 | 48000 | B | 7 | 5486 | A | 7 | 0.5 | E | 8 | 0.064 | F | 8 | 0.2 | F | 8 | 0 | 1 | D | 9 | 0 | C | 8
1991-03-14 | 17:00 | 402 | 1383 | 166 | 1 | 10 | 74 | 1 | 16 | 145 | 1 | 10 | 182 | 1 | 10 | 68 | 1 | 16 | 162 | 1 | 10 | 355 | 1 | 21 | 10 | A | 7 | 8 | A | 7 | 3.9 | A | 7 | -8.3 | A | 7 | 37 | A | 7 | 824 | A | 7 | 160 | A | 7 | 8.8 | A | 7 | 56000 | B | 7 | 4877 | A | 7 | 0.5 | E | 8 | 0.064 | F | 8 | 0.2 | F | 8 | 0 | 1 | D | 9 | 14 | C | 8
1991-03-14 | 18:00 | 141 | 1383 | 52 | 1 | 10 | 39 | 1 | 16 | 48 | 1 | 10 | 57 | 1 | 10 | 26 | 1 | 16 | 54 | 1 | 10 | 106 | 1 | 21 | 10 | A | 7 | 7 | A | 7 | 2.2 | A | 7 | -7.2 | A | 7 | 46 | A | 7 | 825 | A | 7 | 160 | A | 7 | 9.3 | A | 7 | 64000 | B | 7 | 4877 | A | 7 | 0.6 | E | 8 | 0.064 | F | 8 | 0.2 | F | 8 | 0 | 1 | D | 9 | 0 | C | 8
1991-03-14 | 19:00 | 0 | 58 | 0 | 1 | 10 | 0 | 1 | 16 | 0 | 1 | 10 | 0 | 1 | 10 | 0 | 1 | 16 | 0 | 1 | 10 | 0 | 1 | 21 | 10 | A | 7 | 9 | A | 7 | 1.7 | A | 7 | -6.7 | A | 7 | 50 | A | 7 | 825 | A | 7 | 130 | A | 7 | 4.1 | A | 7 | 32000 | B | 7 | 4572 | A | 7 | 0.6 | E | 8 | 0.064 | F | 8 | 0.2 | F | 8 | 0 | 1 | D | 9 | 0 | C | 8
1991-03-14 | 20:00 | 0 | 0 | 0 | 1 | 0 | 0 | 1 | 0 | 0 | 1 | 0 | 0 | 1 | 0 | 0 | 1 | 0 | 0 | 1 | 0 | 0 | 1 | 0 | 10 | A | 7 | 5 | A | 7 | 1.1 | A | 7 | -4.4 | A | 7 | 64 | A | 7 | 826 | A | 7 | 160 | A | 7 | 6.2 | A | 7 | 24000 | B | 7 | 77777 | A | 7 | 0.6 | E | 8 | 0.064 | F | 8 | 0.2 | F | 8 | 0 | 1 | D | 9 | 0 | C | 8
1991-03-14 | 21:00 | 0 | 0 | 0 | 1 | 0 | 0 | 1 | 0 | 0 | 1 | 0 | 0 | 1 | 0 | 0 | 1 | 0 | 0 | 1 | 0 | 0 | 1 | 0 | 3 | A | 7 | 3 | A | 7 | 0.6 | A | 7 | -4.4 | A | 7 | 66 | A | 7 | 827 | A | 7 | 150 | A | 7 | 4.1 | A | 7 | 32000 | B | 7 | 77777 | A | 7 | 0.6 | E | 8 | 0.064 | F | 8 | 0.2 | F | 8 | 0 | 1 | D | 9 | 0 | C | 8
1991-03-14 | 22:00 | 0 | 0 | 0 | 1 | 0 | 0 | 1 | 0 | 0 | 1 | 0 | 0 | 1 | 0 | 0 | 1 | 0 | 0 | 1 | 0 | 0 | 1 | 0 | 7 | A | 7 | 2 | A | 7 | 0 | A | 7 | -4.4 | A | 7 | 69 | A | 7 | 827 | A | 7 | 210 | A | 7 | 4.1 | A | 7 | 32000 | B | 7 | 77777 | A | 7 | 0.6 | E | 8 | 0.064 | F | 8 | 0.2 | F | 8 | 0 | 1 | D | 9 | 0 | C | 8
1991-03-14 | 23:00 | 0 | 0 | 0 | 1 | 0 | 0 | 1 | 0 | 0 | 1 | 0 | 0 | 1 | 0 | 0 | 1 | 0 | 0 | 1 | 0 | 0 | 1 | 0 | 8 | A | 7 | 6 | A | 7 | 0 | A | 7 | -4.4 | A | 7 | 69 | A | 7 | 827 | A | 7 | 190 | A | 7 | 4.6 | A | 7 | 32000 | B | 7 | 1829 | A | 7 | 0.6 | E | 8 | 0.064 | F | 8 | 0.2 | F | 8 | 0 | 1 | D | 9 | 0 | C | 8
1991-03-14 | 24:00 | 0 | 0 | 0 | 1 | 0 | 0 | 1 | 0 | 0 | 1 | 0 | 0 | 1 | 0 | 0 | 1 | 0 | 0 | 1 | 0 | 0 | 1 | 0 | 7 | A | 7 | 5 | A | 7 | -0.6 | A | 7 | -4.4 | A | 7 | 73 | A | 7 | 827 | A | 7 | 260 | A | 7 | 4.1 | A | 7 | 32000 | B | 7 | 4877 | A | 7 | 0.6 | E | 8 | 0.064 | F | 8 | 0.2 | F | 8 | 0 | 1 | D | 9 | 0 | C | 8
1991-03-15 | 1:00 | 0 | 0 | 0 | 1 | 0 | 0 | 1 | 0 | 0 | 1 | 0 | 0 | 1 | 0 | 0 | 1 | 0 | 0 | 1 | 0 | 0 | 1 | 0 | 10 | A | 7 | 10 | A | 7 | 0 | A | 7 | -4.4 | A | 7 | 69 | A | 7 | 827 | A | 7 | 250 | A | 7 | 3.6 | A | 7 | 24000 | B | 7 | 701 | A | 7 | 0.6 | E | 8 | 0.065 | F | 8 | 0.2 | F | 8 | 0 | 1 | D | 9 | 0 | C | 8
1991-03-15 | 2:00 | 0 | 0 | 0 | 1 | 0 | 0 | 1 | 0 | 0 | 1 | 0 | 0 | 1 | 0 | 0 | 1 | 0 | 0 | 1 | 0 | 0 | 1 | 0 | 10 | A | 7 | 10 | A | 7 | -0.6 | A | 7 | -3.9 | A | 7 | 76 | A | 7 | 827 | A | 7 | 310 | A | 7 | 3.1 | A | 7 | 24000 | B | 7 | 640 | A | 7 | 0.6 | E | 8 | 0.065 | F | 8 | 0.2 | F | 8 | 0 | 1 | D | 9 | 85 | C | 8
1991-03-15 | 3:00 | 0 | 0 | 0 | 1 | 0 | 0 | 1 | 0 | 0 | 1 | 0 | 0 | 1 | 0 | 0 | 1 | 0 | 0 | 1 | 0 | 0 | 1 | 0 | 10 | A | 7 | 10 | A | 7 | -1.1 | A | 7 | -4.4 | A | 7 | 76 | A | 7 | 827 | A | 7 | 340 | A | 7 | 3.1 | A | 7 | 24000 | B | 7 | 610 | A | 7 | 0.6 | E | 8 | 0.065 | F | 8 | 0.2 | F | 8 | 0 | 1 | D | 9 | 85 | C | 8
1991-03-15 | 4:00 | 0 | 0 | 0 | 1 | 0 | 0 | 1 | 0 | 0 | 1 | 0 | 0 | 1 | 0 | 0 | 1 | 0 | 0 | 1 | 0 | 0 | 1 | 0 | 10 | A | 7 | 10 | A | 7 | -1.7 | A | 7 | -4.4 | A | 7 | 80 | A | 7 | 827 | A | 7 | 360 | A | 7 | 2.6 | A | 7 | 24000 | B | 7 | 610 | A | 7 | 0.6 | E | 8 | 0.065 | F | 8 | 0.2 | F | 8 | 0 | 1 | D | 9 | 2 | C | 8
1991-03-15 | 5:00 | 0 | 0 | 0 | 1 | 0 | 0 | 1 | 0 | 0 | 1 | 0 | 0 | 1 | 0 | 0 | 1 | 0 | 0 | 1 | 0 | 0 | 1 | 0 | 10 | A | 7 | 10 | A | 7 | -2.2 | A | 7 | -3.9 | A | 7 | 87 | A | 7 | 827 | A | 7 | 360 | A | 7 | 2.6 | A | 7 | 24000 | B | 7 | 640 | A | 7 | 0.6 | E | 8 | 0.065 | F | 8 | 0.2 | F | 8 | 0 | 1 | D | 9 | 2 | C | 8
1991-03-15 | 6:00 | 0 | 0 | 0 | 1 | 0 | 0 | 1 | 0 | 0 | 1 | 0 | 0 | 1 | 0 | 0 | 1 | 0 | 0 | 1 | 0 | 0 | 1 | 0 | 10 | A | 7 | 10 | A | 7 | -2.2 | A | 7 | -3.9 | A | 7 | 87 | A | 7 | 827 | A | 7 | 350 | A | 7 | 2.6 | A | 7 | 24000 | B | 7 | 3048 | A | 7 | 0.6 | E | 8 | 0.065 | F | 8 | 0.2 | F | 8 | 0 | 1 | D | 9 | 0 | C | 8
1991-03-15 | 7:00 | 82 | 1095 | 13 | 1 | 10 | 0 | 1 | 16 | 13 | 1 | 10 | 15 | 1 | 10 | 0 | 1 | 16 | 15 | 1 | 10 | 49 | 1 | 21 | 10 | A | 7 | 10 | A | 7 | -1.7 | A | 7 | -3.9 | A | 7 | 83 | A | 7 | 828 | A | 7 | 80 | A | 7 | 2.1 | A | 7 | 8000 | B | 7 | 671 | A | 7 | 0.6 | E | 8 | 0.065 | F | 8 | 0.2 | F | 8 | 0 | 1 | D | 9 | 45 | C | 8
1991-03-15 | 8:00 | 340 | 1383 | 69 | 1 | 10 | 0 | 1 | 16 | 69 | 1 | 10 | 79 | 1 | 10 | 0 | 1 | 16 | 79 | 1 | 10 | 260 | 1 | 21 | 10 | A | 7 | 10 | A | 7 | -0.6 | A | 7 | -3.9 | A | 7 | 76 | A | 7 | 828 | A | 7 | 40 | A | 7 | 1.5 | A | 7 | 8000 | B | 7 | 792 | A | 7 | 0.6 | E | 8 | 0.065 | F | 8 | 0.2 | F | 8 | 0 | 1 | D | 9 | 45 | C | 8
1991-03-15 | 9:00 | 583 | 1383 | 128 | 1 | 10 | 0 | 1 | 16 | 128 | 1 | 10 | 148 | 1 | 10 | 0 | 1 | 16 | 148 | 1 | 10 | 526 | 1 | 21 | 10 | A | 7 | 10 | A | 7 | -0.6 | A | 7 | -3.3 | A | 7 | 80 | A | 7 | 828 | A | 7 | 350 | A | 7 | 2.6 | A | 7 | 8000 | B | 7 | 427 | A | 7 | 0.6 | E | 8 | 0.065 | F | 8 | 0.2 | F | 8 | 0 | 1 | D | 9 | 45 | C | 8
1991-03-15 | 10:00 | 785 | 1383 | 177 | 1 | 10 | 0 | 1 | 16 | 177 | 1 | 10 | 207 | 1 | 10 | 0 | 1 | 16 | 207 | 1 | 10 | 780 | 1 | 21 | 10 | A | 7 | 10 | A | 7 | 0.6 | A | 7 | -3.9 | A | 7 | 69 | A | 7 | 829 | A | 7 | 330 | A | 7 | 2.1 | A | 7 | 9600 | B | 7 | 427 | A | 7 | 0.6 | E | 8 | 0.065 | F | 8 | 0.2 | F | 8 | 0 | 1 | D | 9 | 45 | C | 8
1991-03-15 | 11:00 | 931 | 1383 | 213 | 1 | 10 | 0 | 1 | 16 | 213 | 1 | 10 | 251 | 1 | 10 | 0 | 1 | 16 | 251 | 1 | 10 | 979 | 1 | 21 | 10 | A | 7 | 10 | A | 7 | 2.8 | A | 7 | -4.4 | A | 7 | 57 | A | 7 | 828 | A | 7 | 10 | A | 7 | 3.6 | A | 7 | 9600 | B | 7 | 792 | A | 7 | 0.6 | E | 8 | 0.065 | F | 8 | 0.2 | F | 8 | 0 | 1 | D | 9 | 5 | C | 8
1991-03-15 | 12:00 | 1011 | 1383 | 452 | 1 | 10 | 171 | 1 | 16 | 327 | 1 | 10 | 497 | 1 | 10 | 181 | 1 | 16 | 363 | 1 | 10 | 1038 | 1 | 21 | 9 | A | 7 | 9 | A | 7 | 4.4 | A | 7 | -4.4 | A | 7 | 51 | A | 7 | 828 | A | 7 | 360 | A | 7 | 2.1 | A | 7 | 11200 | B | 7 | 792 | A | 7 | 0.6 | E | 8 | 0.065 | F | 8 | 0.2 | F | 8 | 0 | 1 | D | 9 | 0 | C | 8
1991-03-15 | 13:00 | 1021 | 1383 | 288 | 1 | 10 | 27 | 1 | 16 | 267 | 1 | 10 | 317 | 1 | 10 | 27 | 1 | 16 | 297 | 1 | 10 | 1023 | 1 | 21 | 9 | A | 7 | 9 | A | 7 | 4.4 | A | 7 | -5 | A | 7 | 48 | A | 7 | 828 | A | 7 | 80 | A | 7 | 2.6 | A | 7 | 11200 | B | 7 | 2438 | A | 7 | 0.6 | E | 8 | 0.065 | F | 8 | 0.2 | F | 8 | 0 | 1 | D | 9 | 0 | C | 8
1991-03-15 | 14:00 | 958 | 1383 | 393 | 1 | 10 | 280 | 1 | 16 | 198 | 1 | 10 | 438 | 1 | 10 | 303 | 1 | 16 | 228 | 1 | 10 | 530 | 1 | 21 | 8 | A | 7 | 8 | A | 7 | 5.6 | A | 7 | -5 | A | 7 | 44 | A | 7 | 827 | A | 7 | 50 | A | 7 | 2.1 | A | 7 | 11200 | B | 7 | 2438 | A | 7 | 0.6 | E | 8 | 0.065 | F | 8 | 0.2 | F | 8 | 0 | 1 | D | 9 | 0 | C | 8
1991-03-15 | 15:00 | 829 | 1383 | 472 | 1 | 10 | 326 | 1 | 16 | 277 | 1 | 10 | 505 | 1 | 10 | 346 | 1 | 16 | 297 | 1 | 10 | 704 | 1 | 21 | 10 | A | 7 | 7 | A | 7 | 5.6 | A | 7 | -5 | A | 7 | 44 | A | 7 | 827 | A | 7 | 340 | A | 7 | 4.1 | A | 7 | 11200 | B | 7 | 6706 | A | 7 | 0.6 | E | 8 | 0.065 | F | 8 | 0.2 | F | 8 | 0 | 1 | D | 9 | 0 | C | 8
1991-03-15 | 16:00 | 640 | 1383 | 282 | 1 | 10 | 244 | 1 | 16 | 169 | 1 | 10 | 304 | 1 | 10 | 250 | 1 | 16 | 188 | 1 | 10 | 364 | 1 | 21 | 10 | A | 7 | 6 | A | 7 | 6.7 | A | 7 | -5 | A | 7 | 41 | A | 7 | 827 | A | 7 | 340 | A | 7 | 4.6 | A | 7 | 11200 | B | 7 | 6096 | A | 7 | 0.6 | E | 8 | 0.065 | F | 8 | 0.2 | F | 8 | 0 | 1 | D | 9 | 0 | C | 8
1991-03-15 | 17:00 | 407 | 1383 | 142 | 1 | 10 | 176 | 1 | 16 | 90 | 1 | 10 | 153 | 1 | 10 | 158 | 1 | 16 | 106 | 1 | 10 | 171 | 1 | 21 | 10 | A | 7 | 6 | A | 7 | 5 | A | 7 | -5.6 | A | 7 | 44 | A | 7 | 828 | A | 7 | 330 | A | 7 | 3.6 | A | 7 | 11200 | B | 7 | 6096 | A | 7 | 0.6 | E | 8 | 0.065 | F | 8 | 0.2 | F | 8 | 0 | 1 | D | 9 | 0 | C | 8
1991-03-15 | 18:00 | 145 | 1383 | 52 | 1 | 10 | 169 | 1 | 16 | 34 | 1 | 10 | 54 | 1 | 10 | 89 | 1 | 16 | 44 | 1 | 10 | 61 | 1 | 21 | 8 | A | 7 | 4 | A | 7 | 3.9 | A | 7 | -5.6 | A | 7 | 47 | A | 7 | 828 | A | 7 | 320 | A | 7 | 3.6 | A | 7 | 11200 | B | 7 | 77777 | A | 7 | 0.6 | E | 8 | 0.065 | F | 8 | 0.2 | F | 8 | 0 | 1 | D | 9 | 0 | C | 8
1991-03-15 | 19:00 | 0 | 81 | 0 | 1 | 10 | 2 | 1 | 16 | 0 | 1 | 10 | 0 | 1 | 10 | 0 | 1 | 16 | 0 | 1 | 10 | 0 | 1 | 21 | 9 | A | 7 | 7 | A | 7 | 1.7 | A | 7 | -4.4 | A | 7 | 61 | A | 7 | 829 | A | 7 | 10 | A | 7 | 2.6 | A | 7 | 16000 | B | 7 | 6096 | A | 7 | 0.6 | E | 8 | 0.065 | F | 8 | 0.2 | F | 8 | 0 | 1 | D | 9 | 0 | C | 8
1991-03-15 | 20:00 | 0 | 0 | 0 | 1 | 0 | 0 | 1 | 0 | 0 | 1 | 0 | 0 | 1 | 0 | 0 | 1 | 0 | 0 | 1 | 0 | 0 | 1 | 0 | 6 | A | 7 | 3 | A | 7 | 0.6 | A | 7 | -4.4 | A | 7 | 66 | A | 7 | 829 | A | 7 | 330 | A | 7 | 2.6 | A | 7 | 24000 | B | 7 | 77777 | A | 7 | 0.6 | E | 8 | 0.065 | F | 8 | 0.2 | F | 8 | 0 | 1 | D | 9 | 0 | C | 8
1991-03-15 | 21:00 | 0 | 0 | 0 | 1 | 0 | 0 | 1 | 0 | 0 | 1 | 0 | 0 | 1 | 0 | 0 | 1 | 0 | 0 | 1 | 0 | 0 | 1 | 0 | 9 | A | 7 | 7 | A | 7 | 0.6 | A | 7 | -3.9 | A | 7 | 69 | A | 7 | 830 | A | 7 | 350 | A | 7 | 2.6 | A | 7 | 24000 | B | 7 | 2591 | A | 7 | 0.6 | E | 8 | 0.065 | F | 8 | 0.2 | F | 8 | 0 | 1 | D | 9 | 0 | C | 8
1991-03-15 | 22:00 | 0 | 0 | 0 | 1 | 0 | 0 | 1 | 0 | 0 | 1 | 0 | 0 | 1 | 0 | 0 | 1 | 0 | 0 | 1 | 0 | 0 | 1 | 0 | 3 | A | 7 | 3 | A | 7 | -1.1 | A | 7 | -4.4 | A | 7 | 76 | A | 7 | 830 | A | 7 | 350 | A | 7 | 2.1 | A | 7 | 24000 | B | 7 | 77777 | A | 7 | 0.6 | E | 8 | 0.065 | F | 8 | 0.2 | F | 8 | 0 | 1 | D | 9 | 0 | C | 8
1991-03-15 | 23:00 | 0 | 0 | 0 | 1 | 0 | 0 | 1 | 0 | 0 | 1 | 0 | 0 | 1 | 0 | 0 | 1 | 0 | 0 | 1 | 0 | 0 | 1 | 0 | 0 | A | 7 | 0 | A | 7 | -1.7 | A | 7 | -4.4 | A | 7 | 80 | A | 7 | 830 | A | 7 | 0 | A | 7 | 0 | A | 7 | 19200 | B | 7 | 77777 | A | 7 | 0.6 | E | 8 | 0.065 | F | 8 | 0.2 | F | 8 | 0 | 1 | D | 9 | 0 | C | 8
1991-03-15 | 24:00 | 0 | 0 | 0 | 1 | 0 | 0 | 1 | 0 | 0 | 1 | 0 | 0 | 1 | 0 | 0 | 1 | 0 | 0 | 1 | 0 | 0 | 1 | 0 | 0 | A | 7 | 0 | A | 7 | -2.2 | A | 7 | -4.4 | A | 7 | 83 | A | 7 | 830 | A | 7 | 330 | A | 7 | 2.6 | A | 7 | 19200 | B | 7 | 77777 | A | 7 | 0.6 | E | 8 | 0.065 | F | 8 | 0.2 | F | 8 | 0 | 1 | D | 9 | 0 | C | 8
1991-03-16 | 1:00 | 0 | 0 | 0 | 1 | 0 | 0 | 1 | 0 | 0 | 1 | 0 | 0 | 1 | 0 | 0 | 1 | 0 | 0 | 1 | 0 | 0 | 1 | 0 | 10 | A | 7 | 9 | A | 7 | -2.8 | A | 7 | -5.6 | A | 7 | 79 | A | 7 | 830 | A | 7 | 360 | A | 7 | 2.1 | A | 7 | 11200 | B | 7 | 6706 | A | 7 | 0.6 | E | 8 | 0.065 | F | 8 | 0.2 | F | 8 | 0 | 1 | D | 9 | 0 | C | 8
1991-03-16 | 2:00 | 0 | 0 | 0 | 1 | 0 | 0 | 1 | 0 | 0 | 1 | 0 | 0 | 1 | 0 | 0 | 1 | 0 | 0 | 1 | 0 | 0 | 1 | 0 | 10 | A | 7 | 9 | A | 7 | -2.8 | A | 7 | -4.4 | A | 7 | 87 | A | 7 | 830 | A | 7 | 30 | A | 7 | 1.5 | A | 7 | 9600 | B | 7 | 6096 | A | 7 | 0.6 | E | 8 | 0.065 | F | 8 | 0.2 | F | 8 | 0 | 1 | D | 9 | 5 | C | 8
1991-03-16 | 3:00 | 0 | 0 | 0 | 1 | 0 | 0 | 1 | 0 | 0 | 1 | 0 | 0 | 1 | 0 | 0 | 1 | 0 | 0 | 1 | 0 | 0 | 1 | 0 | 10 | A | 7 | 10 | A | 7 | -2.8 | A | 7 | -4.4 | A | 7 | 87 | A | 7 | 829 | A | 7 | 360 | A | 7 | 2.6 | A | 7 | 8000 | B | 7 | 2438 | A | 7 | 0.6 | E | 8 | 0.065 | F | 8 | 0.2 | F | 8 | 0 | 1 | D | 9 | 5 | C | 8
1991-03-16 | 4:00 | 0 | 0 | 0 | 1 | 0 | 0 | 1 | 0 | 0 | 1 | 0 | 0 | 1 | 0 | 0 | 1 | 0 | 0 | 1 | 0 | 0 | 1 | 0 | 10 | A | 7 | 10 | A | 7 | -2.2 | A | 7 | -3.9 | A | 7 | 87 | A | 7 | 829 | A | 7 | 360 | A | 7 | 2.1 | A | 7 | 8000 | B | 7 | 183 | A | 7 | 0.6 | E | 8 | 0.065 | F | 8 | 0.2 | F | 8 | 0 | 1 | D | 9 | 5 | C | 8
1991-03-16 | 5:00 | 0 | 0 | 0 | 1 | 0 | 0 | 1 | 0 | 0 | 1 | 0 | 0 | 1 | 0 | 0 | 1 | 0 | 0 | 1 | 0 | 0 | 1 | 0 | 10 | A | 7 | 10 | A | 7 | -2.2 | A | 7 | -3.9 | A | 7 | 87 | A | 7 | 829 | A | 7 | 10 | A | 7 | 2.1 | A | 7 | 8000 | B | 7 | 183 | A | 7 | 0.6 | E | 8 | 0.065 | F | 8 | 0.2 | F | 8 | 0 | 1 | D | 9 | 5 | C | 8
1991-03-16 | 6:00 | 0 | 0 | 0 | 1 | 0 | 0 | 1 | 0 | 0 | 1 | 0 | 0 | 1 | 0 | 0 | 1 | 0 | 0 | 1 | 0 | 0 | 1 | 0 | 7 | A | 7 | 7 | A | 7 | -2.2 | A | 7 | -3.9 | A | 7 | 87 | A | 7 | 829 | A | 7 | 80 | A | 7 | 1.5 | A | 7 | 8000 | B | 7 | 183 | A | 7 | 0.6 | E | 8 | 0.065 | F | 8 | 0.2 | F | 8 | 0 | 1 | D | 9 | 5 | C | 8
1991-03-16 | 7:00 | 87 | 1140 | 10 | 1 | 10 | 0 | 1 | 16 | 10 | 1 | 10 | 12 | 1 | 10 | 0 | 1 | 16 | 12 | 1 | 10 | 39 | 1 | 21 | 10 | A | 7 | 10 | A | 7 | -2.2 | A | 7 | -3.9 | A | 7 | 87 | A | 7 | 829 | A | 7 | 40 | A | 7 | 2.1 | A | 7 | 4800 | B | 7 | 152 | A | 7 | 0.6 | E | 8 | 0.065 | F | 8 | 0.2 | F | 8 | 0 | 1 | D | 9 | 45 | C | 8
1991-03-16 | 8:00 | 347 | 1382 | 42 | 1 | 10 | 0 | 1 | 16 | 42 | 1 | 10 | 50 | 1 | 10 | 0 | 1 | 16 | 50 | 1 | 10 | 174 | 1 | 21 | 10 | A | 7 | 10 | A | 7 | -2.2 | A | 7 | -3.9 | A | 7 | 87 | A | 7 | 829 | A | 7 | 60 | A | 7 | 1.5 | A | 7 | 4800 | B | 7 | 244 | A | 7 | 0.6 | E | 8 | 0.065 | F | 8 | 0.2 | F | 8 | 0 | 1 | D | 9 | 45 | C | 8
1991-03-16 | 9:00 | 590 | 1382 | 89 | 1 | 10 | 0 | 1 | 16 | 89 | 1 | 10 | 106 | 1 | 10 | 0 | 1 | 16 | 106 | 1 | 10 | 395 | 1 | 21 | 10 | A | 7 | 10 | A | 7 | -1.7 | A | 7 | -3.9 | A | 7 | 83 | A | 7 | 830 | A | 7 | 120 | A | 7 | 3.6 | A | 7 | 4800 | B | 7 | 244 | A | 7 | 0.6 | E | 8 | 0.065 | F | 8 | 0.2 | F | 8 | 0 | 1 | D | 9 | 45 | C | 8
1991-03-16 | 10:00 | 791 | 1382 | 133 | 1 | 10 | 0 | 1 | 16 | 133 | 1 | 10 | 159 | 1 | 10 | 0 | 1 | 16 | 159 | 1 | 10 | 623 | 1 | 21 | 10 | A | 7 | 10 | A | 7 | -1.1 | A | 7 | -3.9 | A | 7 | 79 | A | 7 | 830 | A | 7 | 0 | A | 7 | 0 | A | 7 | 4800 | B | 7 | 244 | A | 7 | 0.6 | E | 8 | 0.065 | F | 8 | 0.2 | F | 8 | 0 | 1 | D | 9 | 45 | C | 8
1991-03-16 | 11:00 | 937 | 1382 | 197 | 1 | 10 | 0 | 1 | 16 | 197 | 1 | 10 | 234 | 1 | 10 | 0 | 1 | 16 | 234 | 1 | 10 | 924 | 1 | 21 | 10 | A | 7 | 10 | A | 7 | 0.6 | A | 7 | -3.9 | A | 7 | 69 | A | 7 | 830 | A | 7 | 0 | A | 7 | 0 | A | 7 | 6400 | B | 7 | 427 | A | 7 | 0.6 | E | 8 | 0.065 | F | 8 | 0.2 | F | 8 | 0 | 1 | D | 9 | 10 | C | 8
1991-03-16 | 12:00 | 1017 | 1382 | 218 | 1 | 10 | 0 | 1 | 16 | 218 | 1 | 10 | 260 | 1 | 10 | 0 | 1 | 16 | 260 | 1 | 10 | 1037 | 1 | 21 | 10 | A | 7 | 10 | A | 7 | 1.1 | A | 7 | -3.9 | A | 7 | 67 | A | 7 | 829 | A | 7 | 100 | A | 7 | 1.5 | A | 7 | 9600 | B | 7 | 488 | A | 7 | 0.6 | E | 8 | 0.065 | F | 8 | 0.2 | F | 8 | 0 | 1 | D | 9 | 5 | C | 8
1991-03-16 | 13:00 | 1026 | 1382 | 220 | 1 | 10 | 0 | 1 | 16 | 220 | 1 | 10 | 262 | 1 | 10 | 0 | 1 | 16 | 262 | 1 | 10 | 1048 | 1 | 21 | 10 | A | 7 | 10 | A | 7 | 1.7 | A | 7 | -3.9 | A | 7 | 64 | A | 7 | 829 | A | 7 | 30 | A | 7 | 2.6 | A | 7 | 9600 | B | 7 | 610 | A | 7 | 0.6 | E | 8 | 0.065 | F | 8 | 0.2 | F | 8 | 0 | 1 | D | 9 | 5 | C | 8
1991-03-16 | 14:00 | 964 | 1382 | 204 | 1 | 10 | 0 | 1 | 16 | 204 | 1 | 10 | 242 | 1 | 10 | 0 | 1 | 16 | 242 | 1 | 10 | 962 | 1 | 21 | 10 | A | 7 | 10 | A | 7 | 2.8 | A | 7 | -3.9 | A | 7 | 59 | A | 7 | 828 | A | 7 | 10 | A | 7 | 3.6 | A | 7 | 11200 | B | 7 | 610 | A | 7 | 0.6 | E | 8 | 0.065 | F | 8 | 0.2 | F | 8 | 0 | 1 | D | 9 | 0 | C | 8
1991-03-16 | 15:00 | 834 | 1382 | 170 | 1 | 10 | 0 | 1 | 16 | 170 | 1 | 10 | 201 | 1 | 10 | 0 | 1 | 16 | 201 | 1 | 10 | 779 | 1 | 21 | 10 | A | 7 | 10 | A | 7 | 2.8 | A | 7 | -3.9 | A | 7 | 59 | A | 7 | 828 | A | 7 | 360 | A | 7 | 4.1 | A | 7 | 11200 | B | 7 | 610 | A | 7 | 0.6 | E | 8 | 0.065 | F | 8 | 0.2 | F | 8 | 0 | 1 | D | 9 | 0 | C | 8
1991-03-16 | 16:00 | 645 | 1382 | 121 | 1 | 10 | 0 | 1 | 16 | 121 | 1 | 10 | 142 | 1 | 10 | 0 | 1 | 16 | 142 | 1 | 10 | 528 | 1 | 21 | 10 | A | 7 | 10 | A | 7 | 2.8 | A | 7 | -3.9 | A | 7 | 59 | A | 7 | 829 | A | 7 | 20 | A | 7 | 3.1 | A | 7 | 11200 | B | 7 | 671 | A | 7 | 0.6 | E | 8 | 0.065 | F | 8 | 0.2 | F | 8 | 0 | 1 | D | 9 | 0 | C | 8
1991-03-16 | 17:00 | 411 | 1382 | 112 | 1 | 10 | 102 | 1 | 16 | 82 | 1 | 10 | 125 | 1 | 10 | 94 | 1 | 16 | 97 | 1 | 10 | 183 | 1 | 21 | 10 | A | 7 | 6 | A | 7 | 3.3 | A | 7 | -3.9 | A | 7 | 57 | A | 7 | 829 | A | 7 | 350 | A | 7 | 3.1 | A | 7 | 11200 | B | 7 | 6096 | A | 7 | 0.6 | E | 8 | 0.065 | F | 8 | 0.2 | F | 8 | 0 | 1 | D | 9 | 0 | C | 8
1991-03-16 | 18:00 | 150 | 1382 | 53 | 1 | 10 | 20 | 1 | 16 | 51 | 1 | 10 | 58 | 1 | 10 | 14 | 1 | 16 | 57 | 1 | 10 | 113 | 1 | 21 | 10 | A | 7 | 6 | A | 7 | 2.2 | A | 7 | -3.9 | A | 7 | 62 | A | 7 | 830 | A | 7 | 20 | A | 7 | 3.1 | A | 7 | 11200 | B | 7 | 6096 | A | 7 | 0.6 | E | 8 | 0.065 | F | 8 | 0.2 | F | 8 | 0 | 1 | D | 9 | 0 | C | 8
1991-03-16 | 19:00 | 1 | 104 | 0 | 1 | 10 | 0 | 1 | 16 | 0 | 1 | 10 | 0 | 1 | 10 | 0 | 1 | 16 | 0 | 1 | 10 | 0 | 1 | 21 | 10 | A | 7 | 4 | A | 7 | 0.6 | A | 7 | -3.9 | A | 7 | 69 | A | 7 | 831 | A | 7 | 360 | A | 7 | 3.1 | A | 7 | 11200 | B | 7 | 77777 | A | 7 | 0.6 | E | 8 | 0.065 | F | 8 | 0.2 | F | 8 | 0 | 1 | D | 9 | 0 | C | 8
1991-03-16 | 20:00 | 0 | 0 | 0 | 1 | 0 | 0 | 1 | 0 | 0 | 1 | 0 | 0 | 1 | 0 | 0 | 1 | 0 | 0 | 1 | 0 | 0 | 1 | 0 | 10 | A | 7 | 5 | A | 7 | -0.6 | A | 7 | -2.8 | A | 7 | 83 | A | 7 | 831 | A | 7 | 20 | A | 7 | 2.1 | A | 7 | 16000 | B | 7 | 77777 | A | 7 | 0.6 | E | 8 | 0.065 | F | 8 | 0.2 | F | 8 | 0 | 1 | D | 9 | 0 | C | 8
1991-03-16 | 21:00 | 0 | 0 | 0 | 1 | 0 | 0 | 1 | 0 | 0 | 1 | 0 | 0 | 1 | 0 | 0 | 1 | 0 | 0 | 1 | 0 | 0 | 1 | 0 | 4 | A | 7 | 3 | A | 7 | -1.1 | A | 7 | -2.8 | A | 7 | 87 | A | 7 | 832 | A | 7 | 40 | A | 7 | 1.5 | A | 7 | 11200 | B | 7 | 77777 | A | 7 | 0.6 | E | 8 | 0.065 | F | 8 | 0.2 | F | 8 | 0 | 1 | D | 9 | 0 | C | 8
1991-03-16 | 22:00 | 0 | 0 | 0 | 1 | 0 | 0 | 1 | 0 | 0 | 1 | 0 | 0 | 1 | 0 | 0 | 1 | 0 | 0 | 1 | 0 | 0 | 1 | 0 | 2 | A | 7 | 2 | A | 7 | -1.7 | A | 7 | -2.8 | A | 7 | 91 | A | 7 | 833 | A | 7 | 0 | A | 7 | 0 | A | 7 | 11200 | B | 7 | 77777 | A | 7 | 0.6 | E | 8 | 0.065 | F | 8 | 0.2 | F | 8 | 0 | 1 | D | 9 | 0 | C | 8
1991-03-16 | 23:00 | 0 | 0 | 0 | 1 | 0 | 0 | 1 | 0 | 0 | 1 | 0 | 0 | 1 | 0 | 0 | 1 | 0 | 0 | 1 | 0 | 0 | 1 | 0 | 3 | A | 7 | 3 | A | 7 | -2.8 | A | 7 | -3.3 | A | 7 | 96 | A | 7 | 833 | A | 7 | 190 | A | 7 | 1.5 | A | 7 | 11200 | B | 7 | 77777 | A | 7 | 0.6 | E | 8 | 0.065 | F | 8 | 0.2 | F | 8 | 0 | 1 | D | 9 | 0 | C | 8
1991-03-16 | 24:00 | 0 | 0 | 0 | 1 | 0 | 0 | 1 | 0 | 0 | 1 | 0 | 0 | 1 | 0 | 0 | 1 | 0 | 0 | 1 | 0 | 0 | 1 | 0 | 2 | A | 7 | 2 | A | 7 | -2.8 | A | 7 | -3.9 | A | 7 | 91 | A | 7 | 833 | A | 7 | 190 | A | 7 | 2.6 | A | 7 | 11200 | B | 7 | 77777 | A | 7 | 0.6 | E | 8 | 0.065 | F | 8 | 0.2 | F | 8 | 0 | 1 | D | 9 | 0 | C | 8
1991-03-17 | 1:00 | 0 | 0 | 0 | 1 | 0 | 0 | 1 | 0 | 0 | 1 | 0 | 0 | 1 | 0 | 0 | 1 | 0 | 0 | 1 | 0 | 0 | 1 | 0 | 2 | A | 7 | 2 | A | 7 | -2.8 | A | 7 | -3.9 | A | 7 | 91 | A | 7 | 833 | A | 7 | 200 | A | 7 | 2.1 | A | 7 | 11200 | B | 7 | 77777 | A | 7 | 0.6 | E | 8 | 0.066 | F | 8 | 0.2 | F | 8 | 0 | 1 | D | 9 | 0 | C | 8
1991-03-17 | 2:00 | 0 | 0 | 0 | 1 | 0 | 0 | 1 | 0 | 0 | 1 | 0 | 0 | 1 | 0 | 0 | 1 | 0 | 0 | 1 | 0 | 0 | 1 | 0 | 1 | A | 7 | 0 | A | 7 | -3.3 | A | 7 | -4.4 | A | 7 | 91 | A | 7 | 833 | A | 7 | 140 | A | 7 | 1.5 | A | 7 | 11200 | B | 7 | 77777 | A | 7 | 0.6 | E | 8 | 0.066 | F | 8 | 0.2 | F | 8 | 0 | 1 | D | 9 | 0 | C | 8
1991-03-17 | 3:00 | 0 | 0 | 0 | 1 | 0 | 0 | 1 | 0 | 0 | 1 | 0 | 0 | 1 | 0 | 0 | 1 | 0 | 0 | 1 | 0 | 0 | 1 | 0 | 0 | A | 7 | 0 | A | 7 | -4.4 | A | 7 | -5.6 | A | 7 | 90 | A | 7 | 833 | A | 7 | 130 | A | 7 | 2.6 | A | 7 | 9600 | B | 7 | 77777 | A | 7 | 0.6 | E | 8 | 0.066 | F | 8 | 0.2 | F | 8 | 0 | 1 | D | 9 | 5 | C | 8
1991-03-17 | 4:00 | 0 | 0 | 0 | 1 | 0 | 0 | 1 | 0 | 0 | 1 | 0 | 0 | 1 | 0 | 0 | 1 | 0 | 0 | 1 | 0 | 0 | 1 | 0 | 0 | A | 7 | 0 | A | 7 | -5.6 | A | 7 | -6.1 | A | 7 | 96 | A | 7 | 833 | A | 7 | 150 | A | 7 | 2.1 | A | 7 | 11200 | B | 7 | 77777 | A | 7 | 0.6 | E | 8 | 0.066 | F | 8 | 0.2 | F | 8 | 0 | 1 | D | 9 | 0 | C | 8
1991-03-17 | 5:00 | 0 | 0 | 0 | 1 | 0 | 0 | 1 | 0 | 0 | 1 | 0 | 0 | 1 | 0 | 0 | 1 | 0 | 0 | 1 | 0 | 0 | 1 | 0 | 0 | A | 7 | 0 | A | 7 | -4.4 | A | 7 | -6.1 | A | 7 | 86 | A | 7 | 834 | A | 7 | 170 | A | 7 | 1.5 | A | 7 | 16000 | B | 7 | 77777 | A | 7 | 0.6 | E | 8 | 0.066 | F | 8 | 0.2 | F | 8 | 0 | 1 | D | 9 | 0 | C | 8
1991-03-17 | 6:00 | 0 | 0 | 0 | 1 | 0 | 0 | 1 | 0 | 0 | 1 | 0 | 0 | 1 | 0 | 0 | 1 | 0 | 0 | 1 | 0 | 0 | 1 | 0 | 0 | A | 7 | 0 | A | 7 | -6.1 | A | 7 | -7.2 | A | 7 | 91 | A | 7 | 835 | A | 7 | 190 | A | 7 | 1.5 | A | 7 | 24000 | B | 7 | 77777 | A | 7 | 0.6 | E | 8 | 0.066 | F | 8 | 0.2 | F | 8 | 0 | 1 | D | 9 | 0 | C | 8
1991-03-17 | 7:00 | 93 | 1185 | 41 | 1 | 10 | 340 | 1 | 16 | 14 | 1 | 10 | 45 | 1 | 10 | 215 | 1 | 16 | 27 | 1 | 10 | 35 | 1 | 21 | 0 | A | 7 | 0 | A | 7 | -3.9 | A | 7 | -6.1 | A | 7 | 83 | A | 7 | 835 | A | 7 | 140 | A | 7 | 1.5 | A | 7 | 48000 | B | 7 | 77777 | A | 7 | 0.6 | E | 8 | 0.066 | F | 8 | 0.2 | F | 8 | 0 | 1 | D | 9 | 0 | C | 8
1991-03-17 | 8:00 | 354 | 1381 | 225 | 1 | 11 | 748 | 1 | 16 | 33 | 1 | 11 | 239 | 1 | 11 | 650 | 1 | 16 | 72 | 1 | 11 | 83 | 1 | 22 | 1 | B | 8 | 0 | A | 7 | 1.7 | A | 7 | -5 | A | 7 | 58 | A | 7 | 835 | A | 7 | 170 | A | 7 | 2.1 | A | 7 | 80000 | B | 7 | 77777 | A | 7 | 0.6 | E | 8 | 0.066 | F | 8 | 0.2 | F | 8 | 0 | 1 | D | 9 | 0 | C | 8
1991-03-17 | 9:00 | 597 | 1381 | 429 | 1 | 10 | 876 | 1 | 16 | 51 | 1 | 10 | 454 | 1 | 10 | 840 | 1 | 16 | 90 | 1 | 10 | 127 | 1 | 21 | 1 | A | 7 | 0 | A | 7 | 7.2 | A | 7 | -7.2 | A | 7 | 33 | A | 7 | 836 | A | 7 | 220 | A | 7 | 1.5 | A | 7 | 80000 | B | 7 | 77777 | A | 7 | 0.6 | E | 8 | 0.066 | F | 8 | 0.2 | F | 8 | 0 | 1 | D | 9 | 0 | C | 8
1991-03-17 | 10:00 | 798 | 1381 | 616 | 1 | 10 | 962 | 1 | 16 | 60 | 1 | 10 | 650 | 1 | 10 | 951 | 1 | 16 | 99 | 1 | 10 | 160 | 1 | 21 | 0 | A | 7 | 0 | A | 7 | 9.4 | A | 7 | -10.6 | A | 7 | 21 | A | 7 | 836 | A | 7 | 290 | A | 7 | 4.1 | A | 7 | 80000 | B | 7 | 77777 | A | 7 | 0.5 | E | 8 | 0.066 | F | 8 | 0.2 | F | 8 | 0 | 1 | D | 9 | 0 | C | 8
1991-03-17 | 11:00 | 943 | 1381 | 655 | 1 | 10 | 855 | 1 | 16 | 71 | 1 | 10 | 688 | 1 | 10 | 853 | 1 | 16 | 103 | 1 | 10 | 201 | 1 | 21 | 1 | A | 7 | 0 | A | 7 | 10.6 | A | 7 | -11.1 | A | 7 | 18 | A | 7 | 836 | A | 7 | 240 | A | 7 | 2.6 | A | 7 | 80000 | B | 7 | 77777 | A | 7 | 0.5 | E | 8 | 0.066 | F | 8 | 0.2 | F | 8 | 0 | 1 | D | 9 | 0 | C | 8
1991-03-17 | 12:00 | 1023 | 1381 | 810 | 1 | 10 | 989 | 1 | 16 | 77 | 1 | 10 | 848 | 1 | 10 | 990 | 1 | 16 | 113 | 1 | 10 | 234 | 1 | 21 | 1 | A | 7 | 0 | A | 7 | 11.7 | A | 7 | -13.3 | A | 7 | 14 | A | 7 | 835 | A | 7 | 280 | A | 7 | 3.6 | A | 7 | 112000 | B | 7 | 77777 | A | 7 | 0.5 | E | 8 | 0.066 | F | 8 | 0.2 | F | 8 | 0 | 1 | D | 9 | 0 | C | 8
1991-03-17 | 13:00 | 1032 | 1381 | 831 | 1 | 10 | 1015 | 1 | 16 | 72 | 1 | 10 | 871 | 1 | 10 | 1016 | 1 | 16 | 110 | 1 | 10 | 228 | 1 | 21 | 0 | A | 7 | 0 | A | 7 | 13.3 | A | 7 | -13.3 | A | 7 | 13 | A | 7 | 835 | A | 7 | 80 | A | 7 | 2.6 | A | 7 | 96000 | B | 7 | 77777 | A | 7 | 0.5 | E | 8 | 0.066 | F | 8 | 0.2 | F | 8 | 0 | 1 | D | 9 | 0 | C | 8
1991-03-17 | 14:00 | 969 | 1381 | 774 | 1 | 10 | 1004 | 1 | 16 | 69 | 1 | 10 | 813 | 1 | 10 | 1003 | 1 | 16 | 107 | 1 | 10 | 204 | 1 | 21 | 0 | A | 7 | 0 | A | 7 | 13.3 | A | 7 | -13.9 | A | 7 | 12 | A | 7 | 834 | A | 7 | 340 | A | 7 | 3.1 | A | 7 | 96000 | B | 7 | 77777 | A | 7 | 0.5 | E | 8 | 0.066 | F | 8 | 0.2 | F | 8 | 0 | 1 | D | 9 | 0 | C | 8
1991-03-17 | 15:00 | 839 | 1381 | 602 | 1 | 10 | 876 | 1 | 16 | 70 | 1 | 10 | 632 | 1 | 10 | 868 | 1 | 16 | 103 | 1 | 10 | 179 | 1 | 21 | 2 | A | 7 | 1 | A | 7 | 13.3 | A | 7 | -14.4 | A | 7 | 11 | A | 7 | 834 | A | 7 | 250 | A | 7 | 2.6 | A | 7 | 96000 | B | 7 | 77777 | A | 7 | 0.5 | E | 8 | 0.066 | F | 8 | 0.2 | F | 8 | 0 | 1 | D | 9 | 0 | C | 8
1991-03-17 | 16:00 | 650 | 1381 | 382 | 1 | 10 | 541 | 1 | 16 | 127 | 1 | 10 | 396 | 1 | 10 | 525 | 1 | 16 | 148 | 1 | 10 | 257 | 1 | 21 | 8 | A | 7 | 4 | A | 7 | 13.3 | A | 7 | -15.6 | A | 7 | 10 | A | 7 | 834 | A | 7 | 20 | A | 7 | 3.1 | A | 7 | 96000 | B | 7 | 7620 | A | 7 | 0.5 | E | 8 | 0.066 | F | 8 | 0.2 | F | 8 | 0 | 1 | D | 9 | 0 | C | 8
1991-03-17 | 17:00 | 416 | 1381 | 184 | 1 | 10 | 227 | 1 | 16 | 115 | 1 | 10 | 195 | 1 | 10 | 205 | 1 | 16 | 133 | 1 | 10 | 229 | 1 | 21 | 7 | A | 7 | 4 | A | 7 | 12.2 | A | 7 | -8.3 | A | 7 | 21 | A | 7 | 834 | A | 7 | 120 | A | 7 | 5.7 | A | 7 | 96000 | B | 7 | 7620 | A | 7 | 0.5 | E | 8 | 0.066 | F | 8 | 0.2 | F | 8 | 0 | 1 | D | 9 | 0 | C | 8
1991-03-17 | 18:00 | 155 | 1381 | 74 | 1 | 10 | 446 | 1 | 16 | 24 | 1 | 10 | 75 | 1 | 10 | 288 | 1 | 16 | 42 | 1 | 10 | 46 | 1 | 21 | 3 | A | 7 | 0 | A | 7 | 10 | A | 7 | -7.8 | A | 7 | 26 | A | 7 | 834 | A | 7 | 120 | A | 7 | 5.7 | A | 7 | 64000 | B | 7 | 77777 | A | 7 | 0.5 | E | 8 | 0.066 | F | 8 | 0.2 | F | 8 | 0 | 1 | D | 9 | 0 | C | 8
1991-03-17 | 19:00 | 1 | 127 | 0 | 1 | 10 | 17 | 1 | 16 | 0 | 1 | 10 | 0 | 1 | 10 | 0 | 1 | 16 | 0 | 1 | 10 | 0 | 1 | 21 | 0 | A | 7 | 0 | A | 7 | 8.3 | A | 7 | -7.2 | A | 7 | 30 | A | 7 | 834 | A | 7 | 140 | A | 7 | 4.1 | A | 7 | 48000 | B | 7 | 77777 | A | 7 | 0.5 | E | 8 | 0.066 | F | 8 | 0.2 | F | 8 | 0 | 1 | D | 9 | 0 | C | 8
1991-03-17 | 20:00 | 0 | 0 | 0 | 1 | 0 | 0 | 1 | 0 | 0 | 1 | 0 | 0 | 1 | 0 | 0 | 1 | 0 | 0 | 1 | 0 | 0 | 1 | 0 | 0 | A | 7 | 0 | A | 7 | 7.2 | A | 7 | -5.6 | A | 7 | 38 | A | 7 | 834 | A | 7 | 150 | A | 7 | 5.7 | A | 7 | 48000 | B | 7 | 77777 | A | 7 | 0.5 | E | 8 | 0.066 | F | 8 | 0.2 | F | 8 | 0 | 1 | D | 9 | 0 | C | 8
1991-03-17 | 21:00 | 0 | 0 | 0 | 1 | 0 | 0 | 1 | 0 | 0 | 1 | 0 | 0 | 1 | 0 | 0 | 1 | 0 | 0 | 1 | 0 | 0 | 1 | 0 | 0 | A | 7 | 0 | A | 7 | 5.6 | A | 7 | -5 | A | 7 | 44 | A | 7 | 835 | A | 7 | 170 | A | 7 | 4.1 | A | 7 | 48000 | B | 7 | 77777 | A | 7 | 0.5 | E | 8 | 0.066 | F | 8 | 0.2 | F | 8 | 0 | 1 | D | 9 | 0 | C | 8
1991-03-17 | 22:00 | 0 | 0 | 0 | 1 | 0 | 0 | 1 | 0 | 0 | 1 | 0 | 0 | 1 | 0 | 0 | 1 | 0 | 0 | 1 | 0 | 0 | 1 | 0 | 0 | A | 7 | 0 | A | 7 | 3.3 | A | 7 | -5.6 | A | 7 | 49 | A | 7 | 835 | A | 7 | 180 | A | 7 | 2.6 | A | 7 | 48000 | B | 7 | 77777 | A | 7 | 0.5 | E | 8 | 0.066 | F | 8 | 0.2 | F | 8 | 0 | 1 | D | 9 | 0 | C | 8
1991-03-17 | 23:00 | 0 | 0 | 0 | 1 | 0 | 0 | 1 | 0 | 0 | 1 | 0 | 0 | 1 | 0 | 0 | 1 | 0 | 0 | 1 | 0 | 0 | 1 | 0 | 0 | A | 7 | 0 | A | 7 | 1.7 | A | 7 | -6.1 | A | 7 | 53 | A | 7 | 835 | A | 7 | 170 | A | 7 | 2.6 | A | 7 | 48000 | B | 7 | 77777 | A | 7 | 0.4 | E | 8 | 0.066 | F | 8 | 0.2 | F | 8 | 0 | 1 | D | 9 | 0 | C | 8
1991-03-17 | 24:00 | 0 | 0 | 0 | 1 | 0 | 0 | 1 | 0 | 0 | 1 | 0 | 0 | 1 | 0 | 0 | 1 | 0 | 0 | 1 | 0 | 0 | 1 | 0 | 0 | A | 7 | 0 | A | 7 | 1.1 | A | 7 | -7.2 | A | 7 | 50 | A | 7 | 834 | A | 7 | 170 | A | 7 | 2.1 | A | 7 | 48000 | B | 7 | 77777 | A | 7 | 0.4 | E | 8 | 0.066 | F | 8 | 0.2 | F | 8 | 0 | 1 | D | 9 | 0 | C | 8
1991-03-18 | 1:00 | 0 | 0 | 0 | 1 | 0 | 0 | 1 | 0 | 0 | 1 | 0 | 0 | 1 | 0 | 0 | 1 | 0 | 0 | 1 | 0 | 0 | 1 | 0 | 1 | A | 7 | 0 | A | 7 | -1.1 | A | 7 | -7.8 | A | 7 | 57 | A | 7 | 834 | A | 7 | 240 | A | 7 | 2.1 | A | 7 | 32000 | B | 7 | 77777 | A | 7 | 0.4 | E | 8 | 0.067 | F | 8 | 0.2 | F | 8 | 0 | 1 | D | 9 | 0 | C | 8
1991-03-18 | 2:00 | 0 | 0 | 0 | 1 | 0 | 0 | 1 | 0 | 0 | 1 | 0 | 0 | 1 | 0 | 0 | 1 | 0 | 0 | 1 | 0 | 0 | 1 | 0 | 1 | A | 7 | 0 | A | 7 | -1.1 | A | 7 | -7.8 | A | 7 | 57 | A | 7 | 834 | A | 7 | 180 | A | 7 | 2.6 | A | 7 | 32000 | B | 7 | 77777 | A | 7 | 0.4 | E | 8 | 0.067 | F | 8 | 0.2 | F | 8 | 0 | 1 | D | 9 | 0 | C | 8
1991-03-18 | 3:00 | 0 | 0 | 0 | 1 | 0 | 0 | 1 | 0 | 0 | 1 | 0 | 0 | 1 | 0 | 0 | 1 | 0 | 0 | 1 | 0 | 0 | 1 | 0 | 1 | A | 7 | 0 | A | 7 | -2.2 | A | 7 | -7.8 | A | 7 | 62 | A | 7 | 834 | A | 7 | 140 | A | 7 | 2.6 | A | 7 | 32000 | B | 7 | 77777 | A | 7 | 0.4 | E | 8 | 0.067 | F | 8 | 0.2 | F | 8 | 0 | 1 | D | 9 | 0 | C | 8
1991-03-18 | 4:00 | 0 | 0 | 0 | 1 | 0 | 0 | 1 | 0 | 0 | 1 | 0 | 0 | 1 | 0 | 0 | 1 | 0 | 0 | 1 | 0 | 0 | 1 | 0 | 2 | A | 7 | 0 | A | 7 | -1.1 | A | 7 | -9.4 | A | 7 | 49 | A | 7 | 834 | A | 7 | 250 | A | 7 | 3.6 | A | 7 | 32000 | B | 7 | 77777 | A | 7 | 0.4 | E | 8 | 0.067 | F | 8 | 0.2 | F | 8 | 0 | 1 | D | 9 | 0 | C | 8
1991-03-18 | 5:00 | 0 | 0 | 0 | 1 | 0 | 0 | 1 | 0 | 0 | 1 | 0 | 0 | 1 | 0 | 0 | 1 | 0 | 0 | 1 | 0 | 0 | 1 | 0 | 3 | A | 7 | 0 | A | 7 | -1.7 | A | 7 | -9.4 | A | 7 | 52 | A | 7 | 834 | A | 7 | 170 | A | 7 | 2.6 | A | 7 | 32000 | B | 7 | 77777 | A | 7 | 0.4 | E | 8 | 0.067 | F | 8 | 0.2 | F | 8 | 0 | 1 | D | 9 | 0 | C | 8
1991-03-18 | 6:00 | 0 | 0 | 0 | 1 | 0 | 0 | 1 | 0 | 0 | 1 | 0 | 0 | 1 | 0 | 0 | 1 | 0 | 0 | 1 | 0 | 0 | 1 | 0 | 0 | A | 7 | 0 | A | 7 | -1.7 | A | 7 | -10 | A | 7 | 49 | A | 7 | 834 | A | 7 | 140 | A | 7 | 3.1 | A | 7 | 64000 | B | 7 | 77777 | A | 7 | 0.4 | E | 8 | 0.067 | F | 8 | 0.2 | F | 8 | 0 | 1 | D | 9 | 0 | C | 8
1991-03-18 | 7:00 | 99 | 1208 | 43 | 1 | 10 | 321 | 1 | 16 | 17 | 1 | 10 | 45 | 1 | 10 | 190 | 1 | 16 | 29 | 1 | 10 | 34 | 1 | 21 | 0 | A | 7 | 0 | A | 7 | 0.6 | A | 7 | -10 | A | 7 | 41 | A | 7 | 835 | A | 7 | 170 | A | 7 | 1.5 | A | 7 | 80000 | B | 7 | 77777 | A | 7 | 0.4 | E | 8 | 0.067 | F | 8 | 0.2 | F | 8 | 0 | 1 | D | 9 | 0 | C | 8
1991-03-18 | 8:00 | 361 | 1380 | 231 | 1 | 10 | 735 | 1 | 16 | 38 | 1 | 10 | 244 | 1 | 10 | 641 | 1 | 16 | 75 | 1 | 10 | 88 | 1 | 21 | 0 | A | 7 | 0 | A | 7 | 6.7 | A | 7 | -8.9 | A | 7 | 29 | A | 7 | 835 | A | 7 | 0 | A | 7 | 0 | A | 7 | 96000 | B | 7 | 77777 | A | 7 | 0.4 | E | 8 | 0.067 | F | 8 | 0.2 | F | 8 | 0 | 1 | D | 9 | 0 | C | 8
1991-03-18 | 9:00 | 604 | 1380 | 442 | 1 | 10 | 885 | 1 | 16 | 55 | 1 | 10 | 466 | 1 | 10 | 849 | 1 | 16 | 94 | 1 | 10 | 132 | 1 | 21 | 0 | A | 7 | 0 | A | 7 | 12.2 | A | 7 | -12.8 | A | 7 | 14 | A | 7 | 835 | A | 7 | 0 | A | 7 | 0 | A | 7 | 96000 | B | 7 | 77777 | A | 7 | 0.4 | E | 8 | 0.067 | F | 8 | 0.2 | F | 8 | 0 | 1 | D | 9 | 0 | C | 8
1991-03-18 | 10:00 | 805 | 1380 | 592 | 1 | 10 | 893 | 1 | 16 | 71 | 1 | 10 | 621 | 1 | 10 | 882 | 1 | 16 | 105 | 1 | 10 | 174 | 1 | 21 | 1 | A | 7 | 0 | A | 7 | 13.3 | A | 7 | -13.3 | A | 7 | 13 | A | 7 | 835 | A | 7 | 240 | A | 7 | 2.6 | A | 7 | 96000 | B | 7 | 77777 | A | 7 | 0.4 | E | 8 | 0.067 | F | 8 | 0.2 | F | 8 | 0 | 1 | D | 9 | 0 | C | 8
1991-03-18 | 11:00 | 950 | 1380 | 631 | 1 | 10 | 763 | 1 | 16 | 106 | 1 | 10 | 676 | 1 | 10 | 771 | 1 | 16 | 144 | 1 | 10 | 290 | 1 | 21 | 1 | A | 7 | 1 | A | 7 | 14.4 | A | 7 | -13.3 | A | 7 | 12 | A | 7 | 835 | A | 7 | 270 | A | 7 | 2.6 | A | 7 | 96000 | B | 7 | 77777 | A | 7 | 0.4 | E | 8 | 0.067 | F | 8 | 0.2 | F | 8 | 0 | 1 | D | 9 | 0 | C | 8
1991-03-18 | 12:00 | 1029 | 1380 | 832 | 1 | 10 | 1007 | 1 | 16 | 81 | 1 | 10 | 870 | 1 | 10 | 1007 | 1 | 16 | 116 | 1 | 10 | 244 | 1 | 21 | 0 | A | 7 | 0 | A | 7 | 16.1 | A | 7 | -12.8 | A | 7 | 11 | A | 7 | 834 | A | 7 | 270 | A | 7 | 2.6 | A | 7 | 96000 | B | 7 | 77777 | A | 7 | 0.4 | E | 8 | 0.067 | F | 8 | 0.2 | F | 8 | 0 | 1 | D | 9 | 0 | C | 8
1991-03-18 | 13:00 | 1037 | 1380 | 828 | 1 | 10 | 986 | 1 | 16 | 86 | 1 | 10 | 863 | 1 | 10 | 986 | 1 | 16 | 120 | 1 | 10 | 255 | 1 | 21 | 1 | A | 7 | 0 | A | 7 | 17.2 | A | 7 | -12.8 | A | 7 | 10 | A | 7 | 834 | A | 7 | 290 | A | 7 | 2.6 | A | 7 | 96000 | B | 7 | 77777 | A | 7 | 0.4 | E | 8 | 0.067 | F | 8 | 0.2 | F | 8 | 0 | 1 | D | 9 | 0 | C | 8
1991-03-18 | 14:00 | 974 | 1380 | 736 | 1 | 10 | 880 | 1 | 16 | 115 | 1 | 10 | 785 | 1 | 10 | 888 | 1 | 16 | 156 | 1 | 10 | 319 | 1 | 21 | 2 | A | 7 | 0 | A | 7 | 17.2 | A | 7 | -11.7 | A | 7 | 11 | A | 7 | 834 | A | 7 | 360 | A | 7 | 3.1 | A | 7 | 96000 | B | 7 | 77777 | A | 7 | 0.4 | E | 8 | 0.067 | F | 8 | 0.2 | F | 8 | 0 | 1 | D | 9 | 0 | C | 8
1991-03-18 | 15:00 | 844 | 1380 | 660 | 1 | 10 | 964 | 1 | 16 | 70 | 1 | 10 | 692 | 1 | 10 | 956 | 1 | 16 | 106 | 1 | 10 | 180 | 1 | 21 | 0 | A | 7 | 0 | A | 7 | 16.1 | A | 7 | -8.9 | A | 7 | 16 | A | 7 | 834 | A | 7 | 110 | A | 7 | 7.7 | A | 7 | 80000 | B | 7 | 77777 | A | 7 | 0.4 | E | 8 | 0.067 | F | 8 | 0.2 | F | 8 | 0 | 1 | D | 9 | 0 | C | 8
1991-03-18 | 16:00 | 655 | 1380 | 483 | 1 | 10 | 888 | 1 | 16 | 61 | 1 | 10 | 508 | 1 | 10 | 861 | 1 | 16 | 98 | 1 | 10 | 143 | 1 | 21 | 1 | A | 7 | 0 | A | 7 | 15 | A | 7 | -8.3 | A | 7 | 18 | A | 7 | 834 | A | 7 | 100 | A | 7 | 8.8 | A | 7 | 80000 | B | 7 | 77777 | A | 7 | 0.4 | E | 8 | 0.067 | F | 8 | 0.2 | F | 8 | 0 | 1 | D | 9 | 0 | C | 8
1991-03-18 | 17:00 | 421 | 1380 | 280 | 1 | 10 | 781 | 1 | 16 | 42 | 1 | 10 | 296 | 1 | 10 | 705 | 1 | 16 | 81 | 1 | 10 | 99 | 1 | 21 | 0 | A | 7 | 0 | A | 7 | 14.4 | A | 7 | -9.4 | A | 7 | 17 | A | 7 | 834 | A | 7 | 110 | A | 7 | 7.7 | A | 7 | 64000 | B | 7 | 77777 | A | 7 | 0.4 | E | 8 | 0.067 | F | 8 | 0.2 | F | 8 | 0 | 1 | D | 9 | 0 | C | 8
1991-03-18 | 18:00 | 159 | 1380 | 78 | 1 | 10 | 465 | 1 | 16 | 24 | 1 | 10 | 79 | 1 | 10 | 304 | 1 | 16 | 44 | 1 | 10 | 46 | 1 | 21 | 0 | A | 7 | 0 | A | 7 | 12.8 | A | 7 | -9.4 | A | 7 | 19 | A | 7 | 835 | A | 7 | 100 | A | 7 | 5.7 | A | 7 | 48000 | B | 7 | 77777 | A | 7 | 0.4 | E | 8 | 0.067 | F | 8 | 0.2 | F | 8 | 0 | 1 | D | 9 | 0 | C | 8
1991-03-18 | 19:00 | 2 | 150 | 0 | 1 | 10 | 14 | 1 | 16 | 0 | 1 | 10 | 0 | 1 | 10 | 0 | 1 | 16 | 0 | 1 | 10 | 0 | 1 | 21 | 0 | A | 7 | 0 | A | 7 | 8.9 | A | 7 | -3.9 | A | 7 | 39 | A | 7 | 835 | A | 7 | 90 | A | 7 | 4.6 | A | 7 | 32000 | B | 7 | 77777 | A | 7 | 0.4 | E | 8 | 0.067 | F | 8 | 0.2 | F | 8 | 0 | 1 | D | 9 | 0 | C | 8
1991-03-18 | 20:00 | 0 | 0 | 0 | 1 | 0 | 0 | 1 | 0 | 0 | 1 | 0 | 0 | 1 | 0 | 0 | 1 | 0 | 0 | 1 | 0 | 0 | 1 | 0 | 0 | A | 7 | 0 | A | 7 | 6.7 | A | 7 | -3.3 | A | 7 | 47 | A | 7 | 836 | A | 7 | 120 | A | 7 | 4.6 | A | 7 | 32000 | B | 7 | 77777 | A | 7 | 0.4 | E | 8 | 0.067 | F | 8 | 0.2 | F | 8 | 0 | 1 | D | 9 | 0 | C | 8
1991-03-18 | 21:00 | 0 | 0 | 0 | 1 | 0 | 0 | 1 | 0 | 0 | 1 | 0 | 0 | 1 | 0 | 0 | 1 | 0 | 0 | 1 | 0 | 0 | 1 | 0 | 0 | A | 7 | 0 | A | 7 | 5.6 | A | 7 | -3.3 | A | 7 | 51 | A | 7 | 836 | A | 7 | 160 | A | 7 | 2.6 | A | 7 | 32000 | B | 7 | 77777 | A | 7 | 0.4 | E | 8 | 0.067 | F | 8 | 0.2 | F | 8 | 0 | 1 | D | 9 | 0 | C | 8
1991-03-18 | 22:00 | 0 | 0 | 0 | 1 | 0 | 0 | 1 | 0 | 0 | 1 | 0 | 0 | 1 | 0 | 0 | 1 | 0 | 0 | 1 | 0 | 0 | 1 | 0 | 0 | A | 7 | 0 | A | 7 | 5.6 | A | 7 | -2.8 | A | 7 | 53 | A | 7 | 836 | A | 7 | 150 | A | 7 | 3.6 | A | 7 | 32000 | B | 7 | 77777 | A | 7 | 0.4 | E | 8 | 0.067 | F | 8 | 0.2 | F | 8 | 0 | 1 | D | 9 | 0 | C | 8
1991-03-18 | 23:00 | 0 | 0 | 0 | 1 | 0 | 0 | 1 | 0 | 0 | 1 | 0 | 0 | 1 | 0 | 0 | 1 | 0 | 0 | 1 | 0 | 0 | 1 | 0 | 0 | A | 7 | 0 | A | 7 | 4.4 | A | 7 | -3.9 | A | 7 | 53 | A | 7 | 835 | A | 7 | 150 | A | 7 | 5.2 | A | 7 | 32000 | B | 7 | 77777 | A | 7 | 0.4 | E | 8 | 0.067 | F | 8 | 0.2 | F | 8 | 0 | 1 | D | 9 | 0 | C | 8
1991-03-18 | 24:00 | 0 | 0 | 0 | 1 | 0 | 0 | 1 | 0 | 0 | 1 | 0 | 0 | 1 | 0 | 0 | 1 | 0 | 0 | 1 | 0 | 0 | 1 | 0 | 0 | A | 7 | 0 | A | 7 | 4.4 | A | 7 | -5.6 | A | 7 | 46 | A | 7 | 835 | A | 7 | 160 | A | 7 | 4.6 | A | 7 | 32000 | B | 7 | 77777 | A | 7 | 0.5 | E | 8 | 0.067 | F | 8 | 0.2 | F | 8 | 0 | 1 | D | 9 | 0 | C | 8
1991-03-19 | 1:00 | 0 | 0 | 0 | 1 | 0 | 0 | 1 | 0 | 0 | 1 | 0 | 0 | 1 | 0 | 0 | 1 | 0 | 0 | 1 | 0 | 0 | 1 | 0 | 0 | A | 7 | 0 | A | 7 | 5 | A | 7 | -5.6 | A | 7 | 44 | A | 7 | 835 | A | 7 | 170 | A | 7 | 6.2 | A | 7 | 32000 | B | 7 | 77777 | A | 7 | 0.5 | E | 8 | 0.068 | F | 8 | 0.2 | F | 8 | 0 | 1 | D | 9 | 0 | C | 8
1991-03-19 | 2:00 | 0 | 0 | 0 | 1 | 0 | 0 | 1 | 0 | 0 | 1 | 0 | 0 | 1 | 0 | 0 | 1 | 0 | 0 | 1 | 0 | 0 | 1 | 0 | 0 | A | 7 | 0 | A | 7 | 5.6 | A | 7 | -6.7 | A | 7 | 38 | A | 7 | 834 | A | 7 | 170 | A | 7 | 9.3 | A | 7 | 32000 | B | 7 | 77777 | A | 7 | 0.5 | E | 8 | 0.068 | F | 8 | 0.2 | F | 8 | 0 | 1 | D | 9 | 0 | C | 8
1991-03-19 | 3:00 | 0 | 0 | 0 | 1 | 0 | 0 | 1 | 0 | 0 | 1 | 0 | 0 | 1 | 0 | 0 | 1 | 0 | 0 | 1 | 0 | 0 | 1 | 0 | 0 | A | 7 | 0 | A | 7 | 5 | A | 7 | -5.6 | A | 7 | 44 | A | 7 | 833 | A | 7 | 180 | A | 7 | 7.7 | A | 7 | 32000 | B | 7 | 77777 | A | 7 | 0.5 | E | 8 | 0.068 | F | 8 | 0.2 | F | 8 | 0 | 1 | D | 9 | 0 | C | 8
1991-03-19 | 4:00 | 0 | 0 | 0 | 1 | 0 | 0 | 1 | 0 | 0 | 1 | 0 | 0 | 1 | 0 | 0 | 1 | 0 | 0 | 1 | 0 | 0 | 1 | 0 | 1 | A | 7 | 0 | A | 7 | 4.4 | A | 7 | -3.9 | A | 7 | 53 | A | 7 | 832 | A | 7 | 170 | A | 7 | 5.7 | A | 7 | 32000 | B | 7 | 77777 | A | 7 | 0.5 | E | 8 | 0.068 | F | 8 | 0.2 | F | 8 | 0 | 1 | D | 9 | 0 | C | 8
1991-03-19 | 5:00 | 0 | 0 | 0 | 1 | 0 | 0 | 1 | 0 | 0 | 1 | 0 | 0 | 1 | 0 | 0 | 1 | 0 | 0 | 1 | 0 | 0 | 1 | 0 | 1 | A | 7 | 0 | A | 7 | 2.8 | A | 7 | -3.3 | A | 7 | 62 | A | 7 | 832 | A | 7 | 170 | A | 7 | 3.1 | A | 7 | 32000 | B | 7 | 77777 | A | 7 | 0.5 | E | 8 | 0.068 | F | 8 | 0.2 | F | 8 | 0 | 1 | D | 9 | 0 | C | 8
1991-03-19 | 6:00 | 0 | 0 | 0 | 1 | 0 | 0 | 1 | 0 | 0 | 1 | 0 | 0 | 1 | 0 | 0 | 1 | 0 | 0 | 1 | 0 | 0 | 1 | 0 | 1 | A | 7 | 0 | A | 7 | 1.7 | A | 7 | -4.4 | A | 7 | 61 | A | 7 | 832 | A | 7 | 280 | A | 7 | 1 | A | 7 | 80000 | B | 7 | 77777 | A | 7 | 0.5 | E | 8 | 0.068 | F | 8 | 0.2 | F | 8 | 0 | 1 | D | 9 | 0 | C | 8
1991-03-19 | 7:00 | 106 | 1253 | 38 | 1 | 10 | 180 | 1 | 16 | 23 | 1 | 10 | 41 | 1 | 10 | 86 | 1 | 16 | 34 | 1 | 10 | 40 | 1 | 21 | 1 | A | 7 | 0 | A | 7 | 0.6 | A | 7 | -4.4 | A | 7 | 66 | A | 7 | 832 | A | 7 | 0 | A | 7 | 0 | A | 7 | 80000 | B | 7 | 77777 | A | 7 | 0.5 | E | 8 | 0.068 | F | 8 | 0.2 | F | 8 | 0 | 1 | D | 9 | 0 | C | 8
1991-03-19 | 8:00 | 368 | 1379 | 215 | 1 | 10 | 587 | 1 | 16 | 58 | 1 | 10 | 224 | 1 | 10 | 503 | 1 | 16 | 89 | 1 | 10 | 109 | 1 | 21 | 1 | A | 7 | 0 | A | 7 | 3.3 | A | 7 | -3.9 | A | 7 | 57 | A | 7 | 831 | A | 7 | 330 | A | 7 | 1.5 | A | 7 | 80000 | B | 7 | 77777 | A | 7 | 0.5 | E | 8 | 0.068 | F | 8 | 0.2 | F | 8 | 0 | 1 | D | 9 | 0 | C | 8
1991-03-19 | 9:00 | 611 | 1379 | 428 | 1 | 10 | 783 | 1 | 16 | 81 | 1 | 10 | 445 | 1 | 10 | 754 | 1 | 16 | 110 | 1 | 10 | 164 | 1 | 21 | 0 | A | 7 | 0 | A | 7 | 6.7 | A | 7 | -3.3 | A | 7 | 47 | A | 7 | 830 | A | 7 | 340 | A | 7 | 2.1 | A | 7 | 64000 | B | 7 | 77777 | A | 7 | 0.5 | E | 8 | 0.068 | F | 8 | 0.2 | F | 8 | 0 | 1 | D | 9 | 0 | C | 8
1991-03-19 | 10:00 | 811 | 1379 | 607 | 1 | 10 | 855 | 1 | 16 | 104 | 1 | 10 | 638 | 1 | 10 | 850 | 1 | 16 | 136 | 1 | 10 | 237 | 1 | 21 | 1 | A | 7 | 0 | A | 7 | 10 | A | 7 | -3.3 | A | 7 | 38 | A | 7 | 829 | A | 7 | 180 | A | 7 | 7.2 | A | 7 | 64000 | B | 7 | 77777 | A | 7 | 0.5 | E | 8 | 0.068 | F | 8 | 0.2 | F | 8 | 0 | 1 | D | 9 | 0 | C | 8
1991-03-19 | 11:00 | 956 | 1379 | 746 | 1 | 10 | 914 | 1 | 16 | 112 | 1 | 10 | 772 | 1 | 10 | 909 | 1 | 16 | 140 | 1 | 10 | 244 | 1 | 21 | 0 | A | 7 | 0 | A | 7 | 11.7 | A | 7 | -1.1 | A | 7 | 41 | A | 7 | 828 | A | 7 | 160 | A | 7 | 9.8 | A | 7 | 80000 | B | 7 | 77777 | A | 7 | 0.5 | E | 8 | 0.068 | F | 8 | 0.2 | F | 8 | 0 | 1 | D | 9 | 0 | C | 8
1991-03-19 | 12:00 | 1035 | 1379 | 817 | 1 | 10 | 923 | 1 | 16 | 124 | 1 | 10 | 843 | 1 | 10 | 920 | 1 | 16 | 150 | 1 | 10 | 292 | 1 | 21 | 1 | A | 7 | 0 | A | 7 | 13.3 | A | 7 | -5 | A | 7 | 26 | A | 7 | 825 | A | 7 | 160 | A | 7 | 11.8 | A | 7 | 64000 | B | 7 | 77777 | A | 7 | 0.5 | E | 8 | 0.068 | F | 8 | 0.2 | F | 8 | 0 | 1 | D | 9 | 0 | C | 8
1991-03-19 | 13:00 | 1043 | 1379 | 824 | 1 | 10 | 925 | 1 | 16 | 124 | 1 | 10 | 850 | 1 | 10 | 923 | 1 | 16 | 150 | 1 | 10 | 297 | 1 | 21 | 1 | A | 7 | 0 | A | 7 | 14.4 | A | 7 | -6.1 | A | 7 | 22 | A | 7 | 823 | A | 7 | 160 | A | 7 | 11.8 | A | 7 | 48000 | B | 7 | 77777 | A | 7 | 0.5 | E | 8 | 0.068 | F | 8 | 0.2 | F | 8 | 0 | 1 | D | 9 | 0 | C | 8
1991-03-19 | 14:00 | 979 | 1379 | 762 | 1 | 10 | 913 | 1 | 16 | 113 | 1 | 10 | 788 | 1 | 10 | 909 | 1 | 16 | 141 | 1 | 10 | 255 | 1 | 21 | 1 | A | 7 | 1 | A | 7 | 15 | A | 7 | -6.1 | A | 7 | 21 | A | 7 | 821 | A | 7 | 160 | A | 7 | 13.4 | A | 7 | 48000 | B | 7 | 77777 | A | 7 | 0.5 | E | 8 | 0.068 | F | 8 | 0.2 | F | 8 | 0 | 1 | D | 9 | 0 | C | 8
1991-03-19 | 15:00 | 848 | 1379 | 583 | 1 | 10 | 781 | 1 | 16 | 102 | 1 | 10 | 617 | 1 | 10 | 782 | 1 | 16 | 135 | 1 | 10 | 245 | 1 | 21 | 1 | A | 7 | 1 | A | 7 | 15.6 | A | 7 | -6.1 | A | 7 | 21 | A | 7 | 820 | A | 7 | 160 | A | 7 | 12.4 | A | 7 | 48000 | B | 7 | 77777 | A | 7 | 0.5 | E | 8 | 0.068 | F | 8 | 0.2 | F | 8 | 0 | 1 | D | 9 | 0 | C | 8
1991-03-19 | 16:00 | 659 | 1379 | 420 | 1 | 10 | 566 | 1 | 16 | 150 | 1 | 10 | 448 | 1 | 10 | 563 | 1 | 16 | 178 | 1 | 10 | 308 | 1 | 21 | 5 | A | 7 | 5 | A | 7 | 14.4 | A | 7 | -3.3 | A | 7 | 28 | A | 7 | 819 | A | 7 | 160 | A | 7 | 11.3 | A | 7 | 48000 | B | 7 | 77777 | A | 7 | 0.5 | E | 8 | 0.068 | F | 8 | 0.2 | F | 8 | 0 | 1 | D | 9 | 0 | C | 8
1991-03-19 | 17:00 | 425 | 1379 | 204 | 1 | 10 | 375 | 1 | 16 | 88 | 1 | 10 | 217 | 1 | 10 | 335 | 1 | 16 | 113 | 1 | 10 | 163 | 1 | 21 | 5 | A | 7 | 5 | A | 7 | 11.7 | A | 7 | -3.3 | A | 7 | 34 | A | 7 | 818 | A | 7 | 160 | A | 7 | 14.4 | A | 7 | 48000 | B | 7 | 77777 | A | 7 | 0.5 | E | 8 | 0.068 | F | 8 | 0.2 | F | 8 | 0 | 1 | D | 9 | 14 | C | 8
1991-03-19 | 18:00 | 164 | 1379 | 60 | 1 | 10 | 208 | 1 | 16 | 35 | 1 | 10 | 63 | 1 | 10 | 119 | 1 | 16 | 49 | 1 | 10 | 62 | 1 | 21 | 3 | A | 7 | 1 | A | 7 | 11.7 | A | 7 | -2.8 | A | 7 | 35 | A | 7 | 817 | A | 7 | 160 | A | 7 | 13.4 | A | 7 | 48000 | B | 7 | 77777 | A | 7 | 0.5 | E | 8 | 0.068 | F | 8 | 0.2 | F | 8 | 0 | 1 | D | 9 | 0 | C | 8
1991-03-19 | 19:00 | 2 | 172 | 0 | 1 | 10 | 1 | 1 | 16 | 0 | 1 | 10 | 0 | 1 | 10 | 0 | 1 | 16 | 0 | 1 | 10 | 0 | 1 | 21 | 6 | A | 7 | 2 | A | 7 | 9.4 | A | 7 | -1.1 | A | 7 | 47 | A | 7 | 817 | A | 7 | 160 | A | 7 | 11.8 | A | 7 | 32000 | B | 7 | 77777 | A | 7 | 0.5 | E | 8 | 0.068 | F | 8 | 0.2 | F | 8 | 0 | 1 | D | 9 | 0 | C | 8
1991-03-19 | 20:00 | 0 | 0 | 0 | 1 | 0 | 0 | 1 | 0 | 0 | 1 | 0 | 0 | 1 | 0 | 0 | 1 | 0 | 0 | 1 | 0 | 0 | 1 | 0 | 10 | A | 7 | 8 | A | 7 | 8.9 | A | 7 | -0.6 | A | 7 | 51 | A | 7 | 817 | A | 7 | 160 | A | 7 | 8.8 | A | 7 | 32000 | B | 7 | 9144 | A | 7 | 0.5 | E | 8 | 0.068 | F | 8 | 0.2 | F | 8 | 0 | 1 | D | 9 | 0 | C | 8
1991-03-19 | 21:00 | 0 | 0 | 0 | 1 | 0 | 0 | 1 | 0 | 0 | 1 | 0 | 0 | 1 | 0 | 0 | 1 | 0 | 0 | 1 | 0 | 0 | 1 | 0 | 10 | A | 7 | 7 | A | 7 | 8.9 | A | 7 | -1.1 | A | 7 | 49 | A | 7 | 816 | A | 7 | 200 | A | 7 | 7.7 | A | 7 | 32000 | B | 7 | 7620 | A | 7 | 0.5 | E | 8 | 0.068 | F | 8 | 0.2 | F | 8 | 0 | 1 | D | 9 | 0 | C | 8
1991-03-19 | 22:00 | 0 | 0 | 0 | 1 | 0 | 0 | 1 | 0 | 0 | 1 | 0 | 0 | 1 | 0 | 0 | 1 | 0 | 0 | 1 | 0 | 0 | 1 | 0 | 10 | A | 7 | 8 | A | 7 | 8.9 | A | 7 | -2.2 | A | 7 | 45 | A | 7 | 816 | A | 7 | 220 | A | 7 | 2.6 | A | 7 | 32000 | B | 7 | 3353 | A | 7 | 0.5 | E | 8 | 0.068 | F | 8 | 0.2 | F | 8 | 0 | 1 | D | 9 | 0 | C | 8
1991-03-19 | 23:00 | 0 | 0 | 0 | 1 | 0 | 0 | 1 | 0 | 0 | 1 | 0 | 0 | 1 | 0 | 0 | 1 | 0 | 0 | 1 | 0 | 0 | 1 | 0 | 10 | A | 7 | 10 | A | 7 | 8.9 | A | 7 | -1.1 | A | 7 | 49 | A | 7 | 817 | A | 7 | 260 | A | 7 | 2.6 | A | 7 | 32000 | B | 7 | 2134 | A | 7 | 0.5 | E | 8 | 0.068 | F | 8 | 0.2 | F | 8 | 0 | 1 | D | 9 | 80 | C | 8
1991-03-19 | 24:00 | 0 | 0 | 0 | 1 | 0 | 0 | 1 | 0 | 0 | 1 | 0 | 0 | 1 | 0 | 0 | 1 | 0 | 0 | 1 | 0 | 0 | 1 | 0 | 10 | A | 7 | 10 | A | 7 | 7.8 | A | 7 | -3.3 | A | 7 | 44 | A | 7 | 817 | A | 7 | 320 | A | 7 | 5.7 | A | 7 | 32000 | B | 7 | 2134 | A | 7 | 0.5 | E | 8 | 0.068 | F | 8 | 0.2 | F | 8 | 0 | 1 | D | 9 | 0 | C | 8
1991-03-20 | 1:00 | 0 | 0 | 0 | 1 | 0 | 0 | 1 | 0 | 0 | 1 | 0 | 0 | 1 | 0 | 0 | 1 | 0 | 0 | 1 | 0 | 0 | 1 | 0 | 10 | A | 7 | 10 | A | 7 | 8.9 | A | 7 | -6.7 | A | 7 | 30 | A | 7 | 816 | A | 7 | 290 | A | 7 | 9.3 | A | 7 | 32000 | B | 7 | 2743 | A | 7 | 0.5 | E | 8 | 0.068 | F | 8 | 0.2 | F | 8 | 0 | 1 | D | 9 | 0 | C | 8
1991-03-20 | 2:00 | 0 | 0 | 0 | 1 | 0 | 0 | 1 | 0 | 0 | 1 | 0 | 0 | 1 | 0 | 0 | 1 | 0 | 0 | 1 | 0 | 0 | 1 | 0 | 10 | A | 7 | 10 | A | 7 | 9.4 | A | 7 | -10 | A | 7 | 22 | A | 7 | 816 | A | 7 | 290 | A | 7 | 6.7 | A | 7 | 32000 | B | 7 | 3048 | A | 7 | 0.5 | E | 8 | 0.068 | F | 8 | 0.2 | F | 8 | 0 | 1 | D | 9 | 0 | C | 8
1991-03-20 | 3:00 | 0 | 0 | 0 | 1 | 0 | 0 | 1 | 0 | 0 | 1 | 0 | 0 | 1 | 0 | 0 | 1 | 0 | 0 | 1 | 0 | 0 | 1 | 0 | 10 | A | 7 | 9 | A | 7 | 8.9 | A | 7 | -10 | A | 7 | 23 | A | 7 | 816 | A | 7 | 310 | A | 7 | 7.7 | A | 7 | 32000 | B | 7 | 3353 | A | 7 | 0.5 | E | 8 | 0.068 | F | 8 | 0.2 | F | 8 | 0 | 1 | D | 9 | 0 | C | 8
1991-03-20 | 4:00 | 0 | 0 | 0 | 1 | 0 | 0 | 1 | 0 | 0 | 1 | 0 | 0 | 1 | 0 | 0 | 1 | 0 | 0 | 1 | 0 | 0 | 1 | 0 | 9 | A | 7 | 7 | A | 7 | 8.9 | A | 7 | -10 | A | 7 | 23 | A | 7 | 817 | A | 7 | 310 | A | 7 | 8.2 | A | 7 | 32000 | B | 7 | 4572 | A | 7 | 0.5 | E | 8 | 0.068 | F | 8 | 0.2 | F | 8 | 0 | 1 | D | 9 | 0 | C | 8
1991-03-20 | 5:00 | 0 | 0 | 0 | 1 | 0 | 0 | 1 | 0 | 0 | 1 | 0 | 0 | 1 | 0 | 0 | 1 | 0 | 0 | 1 | 0 | 0 | 1 | 0 | 10 | A | 7 | 9 | A | 7 | 8.9 | A | 7 | -11.1 | A | 7 | 21 | A | 7 | 817 | A | 7 | 290 | A | 7 | 7.7 | A | 7 | 32000 | B | 7 | 4267 | A | 7 | 0.5 | E | 8 | 0.068 | F | 8 | 0.2 | F | 8 | 0 | 1 | D | 9 | 14 | C | 8
1991-03-20 | 6:00 | 0 | 0 | 0 | 1 | 0 | 0 | 1 | 0 | 0 | 1 | 0 | 0 | 1 | 0 | 0 | 1 | 0 | 0 | 1 | 0 | 0 | 1 | 0 | 9 | A | 7 | 7 | A | 7 | 8.3 | A | 7 | -11.1 | A | 7 | 22 | A | 7 | 818 | A | 7 | 300 | A | 7 | 6.2 | A | 7 | 64000 | B | 7 | 4267 | A | 7 | 0.5 | E | 8 | 0.068 | F | 8 | 0.2 | F | 8 | 0 | 1 | D | 9 | 0 | C | 8
1991-03-20 | 7:00 | 112 | 1275 | 30 | 1 | 10 | 28 | 1 | 16 | 28 | 1 | 10 | 33 | 1 | 10 | 17 | 1 | 16 | 32 | 1 | 10 | 68 | 1 | 21 | 9 | A | 7 | 8 | A | 7 | 8.3 | A | 7 | -11.1 | A | 7 | 22 | A | 7 | 819 | A | 7 | 310 | A | 7 | 3.1 | A | 7 | 112000 | B | 7 | 4267 | A | 7 | 0.5 | E | 8 | 0.068 | F | 8 | 0.2 | F | 8 | 0 | 1 | D | 9 | 0 | C | 8
1991-03-20 | 8:00 | 376 | 1379 | 149 | 1 | 10 | 250 | 1 | 16 | 81 | 1 | 10 | 161 | 1 | 10 | 218 | 1 | 16 | 101 | 1 | 10 | 152 | 1 | 21 | 7 | A | 7 | 5 | A | 7 | 8.9 | A | 7 | -10.6 | A | 7 | 22 | A | 7 | 819 | A | 7 | 290 | A | 7 | 3.6 | A | 7 | 112000 | B | 7 | 4572 | A | 7 | 0.5 | E | 8 | 0.068 | F | 8 | 0.2 | F | 8 | 0 | 1 | D | 9 | 0 | C | 8
1991-03-20 | 9:00 | 618 | 1379 | 400 | 1 | 10 | 566 | 1 | 16 | 146 | 1 | 10 | 423 | 1 | 10 | 556 | 1 | 16 | 173 | 1 | 10 | 294 | 1 | 21 | 8 | A | 7 | 4 | A | 7 | 11.1 | A | 7 | -11.1 | A | 7 | 18 | A | 7 | 820 | A | 7 | 270 | A | 7 | 5.2 | A | 7 | 112000 | B | 7 | 77777 | A | 7 | 0.5 | E | 8 | 0.068 | F | 8 | 0.2 | F | 8 | 0 | 1 | D | 9 | 0 | C | 8
1991-03-20 | 10:00 | 818 | 1379 | 573 | 1 | 10 | 640 | 1 | 16 | 194 | 1 | 10 | 613 | 1 | 10 | 656 | 1 | 16 | 223 | 1 | 10 | 453 | 1 | 21 | 6 | A | 7 | 2 | A | 7 | 11.1 | A | 7 | -12.2 | A | 7 | 16 | A | 7 | 820 | A | 7 | 290 | A | 7 | 8.2 | A | 7 | 112000 | B | 7 | 77777 | A | 7 | 0.5 | E | 8 | 0.068 | F | 8 | 0.2 | F | 8 | 0 | 1 | D | 9 | 0 | C | 8
1991-03-20 | 11:00 | 962 | 1379 | 685 | 1 | 10 | 718 | 1 | 16 | 184 | 1 | 10 | 722 | 1 | 10 | 726 | 1 | 16 | 214 | 1 | 10 | 507 | 1 | 21 | 4 | A | 7 | 3 | A | 7 | 13.3 | A | 7 | -12.2 | A | 7 | 14 | A | 7 | 820 | A | 7 | 290 | A | 7 | 10.3 | A | 7 | 112000 | B | 7 | 77777 | A | 7 | 0.5 | E | 8 | 0.068 | F | 8 | 0.2 | F | 8 | 0 | 1 | D | 9 | 0 | C | 8
1991-03-20 | 12:00 | 1041 | 1379 | 478 | 1 | 10 | 419 | 1 | 16 | 161 | 1 | 10 | 512 | 1 | 10 | 429 | 1 | 16 | 187 | 1 | 10 | 517 | 1 | 21 | 5 | A | 7 | 5 | A | 7 | 13.3 | A | 7 | -12.8 | A | 7 | 13 | A | 7 | 820 | A | 7 | 260 | A | 7 | 8.8 | A | 7 | 112000 | B | 7 | 77777 | A | 7 | 0.5 | E | 8 | 0.068 | F | 8 | 0.2 | F | 8 | 0 | 1 | D | 9 | 0 | C | 8
1991-03-20 | 13:00 | 1048 | 1379 | 858 | 1 | 10 | 952 | 1 | 16 | 133 | 1 | 10 | 882 | 1 | 10 | 949 | 1 | 16 | 159 | 1 | 10 | 305 | 1 | 21 | 3 | A | 7 | 3 | A | 7 | 14.4 | A | 7 | -12.8 | A | 7 | 12 | A | 7 | 820 | A | 7 | 270 | A | 7 | 4.6 | A | 7 | 112000 | B | 7 | 77777 | A | 7 | 0.5 | E | 8 | 0.068 | F | 8 | 0.2 | F | 8 | 0 | 1 | D | 9 | 0 | C | 8
1991-03-20 | 14:00 | 984 | 1379 | 743 | 1 | 10 | 878 | 1 | 16 | 115 | 1 | 10 | 792 | 1 | 10 | 887 | 1 | 16 | 157 | 1 | 10 | 325 | 1 | 21 | 2 | A | 7 | 2 | A | 7 | 14.4 | A | 7 | -12.8 | A | 7 | 12 | A | 7 | 820 | A | 7 | 250 | A | 7 | 6.7 | A | 7 | 112000 | B | 7 | 77777 | A | 7 | 0.5 | E | 8 | 0.068 | F | 8 | 0.2 | F | 8 | 0 | 1 | D | 9 | 0 | C | 8
1991-03-20 | 15:00 | 853 | 1379 | 672 | 1 | 10 | 987 | 1 | 16 | 60 | 1 | 10 | 708 | 1 | 10 | 980 | 1 | 16 | 99 | 1 | 10 | 168 | 1 | 21 | 0 | A | 7 | 0 | A | 7 | 13.9 | A | 7 | -11.7 | A | 7 | 14 | A | 7 | 821 | A | 7 | 280 | A | 7 | 10.3 | A | 7 | 96000 | B | 7 | 77777 | A | 7 | 0.5 | E | 8 | 0.068 | F | 8 | 0.2 | F | 8 | 0 | 1 | D | 9 | 0 | C | 8
1991-03-20 | 16:00 | 664 | 1379 | 500 | 1 | 10 | 934 | 1 | 16 | 50 | 1 | 10 | 529 | 1 | 10 | 908 | 1 | 16 | 91 | 1 | 10 | 132 | 1 | 21 | 0 | A | 7 | 0 | A | 7 | 13.9 | A | 7 | -13.3 | A | 7 | 12 | A | 7 | 821 | A | 7 | 300 | A | 7 | 7.2 | A | 7 | 80000 | B | 7 | 77777 | A | 7 | 0.5 | E | 8 | 0.068 | F | 8 | 0.2 | F | 8 | 0 | 1 | D | 9 | 0 | C | 8
1991-03-20 | 17:00 | 430 | 1379 | 294 | 1 | 10 | 825 | 1 | 16 | 36 | 1 | 10 | 312 | 1 | 10 | 749 | 1 | 16 | 78 | 1 | 10 | 94 | 1 | 21 | 0 | A | 7 | 0 | A | 7 | 12.2 | A | 7 | -12.2 | A | 7 | 15 | A | 7 | 821 | A | 7 | 300 | A | 7 | 8.8 | A | 7 | 64000 | B | 7 | 77777 | A | 7 | 0.5 | E | 8 | 0.068 | F | 8 | 0.2 | F | 8 | 0 | 1 | D | 9 | 0 | C | 8
1991-03-20 | 18:00 | 168 | 1379 | 87 | 1 | 10 | 543 | 1 | 16 | 21 | 1 | 10 | 92 | 1 | 10 | 383 | 1 | 16 | 46 | 1 | 10 | 48 | 1 | 21 | 0 | A | 7 | 0 | A | 7 | 11.1 | A | 7 | -12.2 | A | 7 | 16 | A | 7 | 822 | A | 7 | 300 | A | 7 | 6.7 | A | 7 | 48000 | B | 7 | 77777 | A | 7 | 0.5 | E | 8 | 0.068 | F | 8 | 0.2 | F | 8 | 0 | 1 | D | 9 | 0 | C | 8
1991-03-20 | 19:00 | 3 | 195 | 0 | 1 | 10 | 30 | 1 | 16 | 0 | 1 | 10 | 0 | 1 | 10 | 0 | 1 | 16 | 0 | 1 | 10 | 0 | 1 | 21 | 0 | A | 7 | 0 | A | 7 | 8.9 | A | 7 | -11.7 | A | 7 | 20 | A | 7 | 822 | A | 7 | 290 | A | 7 | 5.7 | A | 7 | 48000 | B | 7 | 77777 | A | 7 | 0.5 | E | 8 | 0.068 | F | 8 | 0.2 | F | 8 | 0 | 1 | D | 9 | 0 | C | 8
1991-03-20 | 20:00 | 0 | 0 | 0 | 1 | 0 | 0 | 1 | 0 | 0 | 1 | 0 | 0 | 1 | 0 | 0 | 1 | 0 | 0 | 1 | 0 | 0 | 1 | 0 | 0 | A | 7 | 0 | A | 7 | 7.8 | A | 7 | -11.7 | A | 7 | 21 | A | 7 | 823 | A | 7 | 300 | A | 7 | 5.7 | A | 7 | 32000 | B | 7 | 77777 | A | 7 | 0.5 | E | 8 | 0.068 | F | 8 | 0.2 | F | 8 | 0 | 1 | D | 9 | 0 | C | 8
1991-03-20 | 21:00 | 0 | 0 | 0 | 1 | 0 | 0 | 1 | 0 | 0 | 1 | 0 | 0 | 1 | 0 | 0 | 1 | 0 | 0 | 1 | 0 | 0 | 1 | 0 | 0 | A | 7 | 0 | A | 7 | 6.1 | A | 7 | -11.1 | A | 7 | 25 | A | 7 | 823 | A | 7 | 280 | A | 7 | 4.6 | A | 7 | 32000 | B | 7 | 77777 | A | 7 | 0.5 | E | 8 | 0.068 | F | 8 | 0.2 | F | 8 | 0 | 1 | D | 9 | 0 | C | 8
1991-03-20 | 22:00 | 0 | 0 | 0 | 1 | 0 | 0 | 1 | 0 | 0 | 1 | 0 | 0 | 1 | 0 | 0 | 1 | 0 | 0 | 1 | 0 | 0 | 1 | 0 | 0 | A | 7 | 0 | A | 7 | 5.6 | A | 7 | -12.2 | A | 7 | 23 | A | 7 | 824 | A | 7 | 180 | A | 7 | 1.5 | A | 7 | 32000 | B | 7 | 77777 | A | 7 | 0.5 | E | 8 | 0.068 | F | 8 | 0.2 | F | 8 | 0 | 1 | D | 9 | 0 | C | 8
1991-03-20 | 23:00 | 0 | 0 | 0 | 1 | 0 | 0 | 1 | 0 | 0 | 1 | 0 | 0 | 1 | 0 | 0 | 1 | 0 | 0 | 1 | 0 | 0 | 1 | 0 | 0 | A | 7 | 0 | A | 7 | 3.3 | A | 7 | -11.7 | A | 7 | 29 | A | 7 | 824 | A | 7 | 60 | A | 7 | 1.5 | A | 7 | 32000 | B | 7 | 77777 | A | 7 | 0.5 | E | 8 | 0.068 | F | 8 | 0.2 | F | 8 | 0 | 1 | D | 9 | 0 | C | 8
1991-03-20 | 24:00 | 0 | 0 | 0 | 1 | 0 | 0 | 1 | 0 | 0 | 1 | 0 | 0 | 1 | 0 | 0 | 1 | 0 | 0 | 1 | 0 | 0 | 1 | 0 | 0 | A | 7 | 0 | A | 7 | 2.8 | A | 7 | -11.7 | A | 7 | 30 | A | 7 | 823 | A | 7 | 190 | A | 7 | 2.6 | A | 7 | 32000 | B | 7 | 77777 | A | 7 | 0.5 | E | 8 | 0.068 | F | 8 | 0.2 | F | 8 | 0 | 1 | D | 9 | 0 | C | 8
1991-03-21 | 1:00 | 0 | 0 | 0 | 1 | 0 | 0 | 1 | 0 | 0 | 1 | 0 | 0 | 1 | 0 | 0 | 1 | 0 | 0 | 1 | 0 | 0 | 1 | 0 | 4 | A | 7 | 0 | A | 7 | 0.6 | A | 7 | -11.7 | A | 7 | 35 | A | 7 | 823 | A | 7 | 190 | A | 7 | 2.1 | A | 7 | 32000 | B | 7 | 77777 | A | 7 | 0.5 | E | 8 | 0.069 | F | 8 | 0.2 | F | 8 | 0 | 1 | D | 9 | 0 | C | 8
1991-03-21 | 2:00 | 0 | 0 | 0 | 1 | 0 | 0 | 1 | 0 | 0 | 1 | 0 | 0 | 1 | 0 | 0 | 1 | 0 | 0 | 1 | 0 | 0 | 1 | 0 | 6 | A | 7 | 1 | A | 7 | -0.6 | A | 7 | -11.7 | A | 7 | 38 | A | 7 | 823 | A | 7 | 290 | A | 7 | 1.5 | A | 7 | 32000 | B | 7 | 77777 | A | 7 | 0.5 | E | 8 | 0.069 | F | 8 | 0.2 | F | 8 | 0 | 1 | D | 9 | 0 | C | 8
1991-03-21 | 3:00 | 0 | 0 | 0 | 1 | 0 | 0 | 1 | 0 | 0 | 1 | 0 | 0 | 1 | 0 | 0 | 1 | 0 | 0 | 1 | 0 | 0 | 1 | 0 | 7 | A | 7 | 2 | A | 7 | -1.1 | A | 7 | -10.6 | A | 7 | 44 | A | 7 | 823 | A | 7 | 130 | A | 7 | 2.1 | A | 7 | 32000 | B | 7 | 77777 | A | 7 | 0.5 | E | 8 | 0.069 | F | 8 | 0.2 | F | 8 | 0 | 1 | D | 9 | 0 | C | 8
1991-03-21 | 4:00 | 0 | 0 | 0 | 1 | 0 | 0 | 1 | 0 | 0 | 1 | 0 | 0 | 1 | 0 | 0 | 1 | 0 | 0 | 1 | 0 | 0 | 1 | 0 | 6 | A | 7 | 3 | A | 7 | -1.1 | A | 7 | -10 | A | 7 | 47 | A | 7 | 823 | A | 7 | 140 | A | 7 | 2.6 | A | 7 | 32000 | B | 7 | 77777 | A | 7 | 0.5 | E | 8 | 0.069 | F | 8 | 0.2 | F | 8 | 0 | 1 | D | 9 | 0 | C | 8
1991-03-21 | 5:00 | 0 | 0 | 0 | 1 | 0 | 0 | 1 | 0 | 0 | 1 | 0 | 0 | 1 | 0 | 0 | 1 | 0 | 0 | 1 | 0 | 0 | 1 | 0 | 7 | A | 7 | 5 | A | 7 | 0 | A | 7 | -10.6 | A | 7 | 40 | A | 7 | 823 | A | 7 | 190 | A | 7 | 1.5 | A | 7 | 32000 | B | 7 | 7620 | A | 7 | 0.5 | E | 8 | 0.069 | F | 8 | 0.2 | F | 8 | 0 | 1 | D | 9 | 0 | C | 8
1991-03-21 | 6:00 | 0 | 0 | 0 | 1 | 0 | 0 | 1 | 0 | 0 | 1 | 0 | 0 | 1 | 0 | 0 | 1 | 0 | 0 | 1 | 0 | 0 | 1 | 0 | 10 | A | 7 | 3 | A | 7 | 0 | A | 7 | -11.7 | A | 7 | 37 | A | 7 | 823 | A | 7 | 170 | A | 7 | 1.5 | A | 7 | 80000 | B | 7 | 77777 | A | 7 | 0.5 | E | 8 | 0.069 | F | 8 | 0.2 | F | 8 | 0 | 1 | D | 9 | 0 | C | 8
1991-03-21 | 7:00 | 119 | 1320 | 48 | 1 | 10 | 180 | 1 | 16 | 31 | 1 | 10 | 50 | 1 | 10 | 89 | 1 | 16 | 41 | 1 | 10 | 56 | 1 | 21 | 7 | A | 7 | 2 | A | 7 | 0 | A | 7 | -11.1 | A | 7 | 39 | A | 7 | 823 | A | 7 | 130 | A | 7 | 1.5 | A | 7 | 96000 | B | 7 | 77777 | A | 7 | 0.5 | E | 8 | 0.069 | F | 8 | 0.2 | F | 8 | 0 | 1 | D | 9 | 0 | C | 8
1991-03-21 | 8:00 | 383 | 1378 | 247 | 1 | 10 | 753 | 1 | 16 | 38 | 1 | 10 | 262 | 1 | 10 | 666 | 1 | 16 | 76 | 1 | 10 | 91 | 1 | 21 | 0 | A | 7 | 0 | A | 7 | 5 | A | 7 | -11.1 | A | 7 | 27 | A | 7 | 823 | A | 7 | 190 | A | 7 | 3.1 | A | 7 | 96000 | B | 7 | 77777 | A | 7 | 0.5 | E | 8 | 0.069 | F | 8 | 0.2 | F | 8 | 0 | 1 | D | 9 | 0 | C | 8
1991-03-21 | 9:00 | 624 | 1378 | 450 | 1 | 10 | 858 | 1 | 16 | 61 | 1 | 10 | 473 | 1 | 10 | 827 | 1 | 16 | 97 | 1 | 10 | 139 | 1 | 21 | 2 | A | 7 | 0 | A | 7 | 7.8 | A | 7 | -12.8 | A | 7 | 19 | A | 7 | 823 | A | 7 | 0 | A | 7 | 0 | A | 7 | 96000 | B | 7 | 77777 | A | 7 | 0.5 | E | 8 | 0.069 | F | 8 | 0.2 | F | 8 | 0 | 1 | D | 9 | 0 | C | 8
1991-03-21 | 10:00 | 824 | 1378 | 461 | 1 | 10 | 485 | 1 | 16 | 171 | 1 | 10 | 500 | 1 | 10 | 498 | 1 | 16 | 201 | 1 | 10 | 397 | 1 | 21 | 8 | A | 7 | 3 | A | 7 | 10 | A | 7 | -11.1 | A | 7 | 19 | A | 7 | 823 | A | 7 | 40 | A | 7 | 2.1 | A | 7 | 96000 | B | 7 | 77777 | A | 7 | 0.5 | E | 8 | 0.069 | F | 8 | 0.2 | F | 8 | 0 | 1 | D | 9 | 0 | C | 8
1991-03-21 | 11:00 | 968 | 1378 | 683 | 1 | 10 | 781 | 1 | 16 | 134 | 1 | 10 | 715 | 1 | 10 | 783 | 1 | 16 | 164 | 1 | 10 | 351 | 1 | 21 | 7 | A | 7 | 2 | A | 7 | 11.7 | A | 7 | -9.4 | A | 7 | 20 | A | 7 | 822 | A | 7 | 130 | A | 7 | 6.2 | A | 7 | 96000 | B | 7 | 77777 | A | 7 | 0.6 | E | 8 | 0.069 | F | 8 | 0.2 | F | 8 | 0 | 1 | D | 9 | 0 | C | 8
1991-03-21 | 12:00 | 1046 | 1378 | 735 | 1 | 10 | 691 | 1 | 16 | 210 | 1 | 10 | 774 | 1 | 10 | 699 | 1 | 16 | 241 | 1 | 10 | 663 | 1 | 21 | 9 | A | 7 | 3 | A | 7 | 12.2 | A | 7 | -9.4 | A | 7 | 19 | A | 7 | 821 | A | 7 | 130 | A | 7 | 7.2 | A | 7 | 96000 | B | 7 | 77777 | A | 7 | 0.6 | E | 8 | 0.069 | F | 8 | 0.2 | F | 8 | 0 | 1 | D | 9 | 0 | C | 8
1991-03-21 | 13:00 | 1054 | 1378 | 761 | 1 | 10 | 618 | 1 | 16 | 288 | 1 | 10 | 810 | 1 | 10 | 643 | 1 | 16 | 317 | 1 | 10 | 946 | 1 | 21 | 10 | A | 7 | 5 | A | 7 | 13.9 | A | 7 | -9.4 | A | 7 | 17 | A | 7 | 820 | A | 7 | 130 | A | 7 | 6.2 | A | 7 | 96000 | B | 7 | 77777 | A | 7 | 0.6 | E | 8 | 0.069 | F | 8 | 0.2 | F | 8 | 0 | 1 | D | 9 | 0 | C | 8
1991-03-21 | 14:00 | 989 | 1378 | 224 | 1 | 10 | 0 | 1 | 16 | 224 | 1 | 10 | 265 | 1 | 10 | 0 | 1 | 16 | 265 | 1 | 10 | 1048 | 1 | 21 | 10 | A | 7 | 10 | A | 7 | 12.2 | A | 7 | -10 | A | 7 | 18 | A | 7 | 819 | A | 7 | 130 | A | 7 | 7.2 | A | 7 | 96000 | B | 7 | 2591 | A | 7 | 0.6 | E | 8 | 0.069 | F | 8 | 0.2 | F | 8 | 0 | 1 | D | 9 | 0 | C | 8
1991-03-21 | 15:00 | 858 | 1378 | 192 | 1 | 10 | 0 | 1 | 16 | 192 | 1 | 10 | 226 | 1 | 10 | 0 | 1 | 16 | 226 | 1 | 10 | 870 | 1 | 21 | 10 | A | 7 | 10 | A | 7 | 11.7 | A | 7 | -8.9 | A | 7 | 21 | A | 7 | 819 | A | 7 | 90 | A | 7 | 5.2 | A | 7 | 80000 | B | 7 | 2591 | A | 7 | 0.6 | E | 8 | 0.069 | F | 8 | 0.2 | F | 8 | 0 | 1 | D | 9 | 0 | C | 8
1991-03-21 | 16:00 | 669 | 1378 | 145 | 1 | 10 | 0 | 1 | 16 | 145 | 1 | 10 | 169 | 1 | 10 | 0 | 1 | 16 | 169 | 1 | 10 | 620 | 1 | 21 | 10 | A | 7 | 10 | A | 7 | 10.6 | A | 7 | -7.8 | A | 7 | 25 | A | 7 | 819 | A | 7 | 180 | A | 7 | 1.5 | A | 7 | 80000 | B | 7 | 2743 | A | 7 | 0.6 | E | 8 | 0.069 | F | 8 | 0.2 | F | 8 | 0 | 1 | D | 9 | 0 | C | 8
1991-03-21 | 17:00 | 435 | 1378 | 90 | 1 | 10 | 0 | 1 | 16 | 89 | 1 | 10 | 102 | 1 | 10 | 0 | 1 | 16 | 102 | 1 | 10 | 350 | 1 | 21 | 10 | A | 7 | 9 | A | 7 | 10 | A | 7 | -5.6 | A | 7 | 31 | A | 7 | 819 | A | 7 | 80 | A | 7 | 6.2 | A | 7 | 80000 | B | 7 | 2743 | A | 7 | 0.7 | E | 8 | 0.069 | F | 8 | 0.2 | F | 8 | 0 | 1 | D | 9 | 15 | C | 8
1991-03-21 | 18:00 | 173 | 1378 | 77 | 1 | 10 | 132 | 1 | 16 | 60 | 1 | 10 | 79 | 1 | 10 | 74 | 1 | 16 | 70 | 1 | 10 | 119 | 1 | 21 | 10 | A | 7 | 6 | A | 7 | 9.4 | A | 7 | -7.2 | A | 7 | 28 | A | 7 | 820 | A | 7 | 90 | A | 7 | 3.6 | A | 7 | 64000 | B | 7 | 7620 | A | 7 | 0.7 | E | 8 | 0.069 | F | 8 | 0.2 | F | 8 | 0 | 1 | D | 9 | 0 | C | 8
1991-03-21 | 19:00 | 3 | 218 | 0 | 1 | 10 | 4 | 1 | 16 | 0 | 1 | 10 | 0 | 1 | 10 | 0 | 1 | 16 | 0 | 1 | 10 | 0 | 1 | 21 | 9 | A | 7 | 6 | A | 7 | 8.9 | A | 7 | -7.2 | A | 7 | 29 | A | 7 | 820 | A | 7 | 60 | A | 7 | 3.1 | A | 7 | 48000 | B | 7 | 7620 | A | 7 | 0.7 | E | 8 | 0.069 | F | 8 | 0.2 | F | 8 | 0 | 1 | D | 9 | 0 | C | 8
1991-03-21 | 20:00 | 0 | 0 | 0 | 1 | 0 | 0 | 1 | 0 | 0 | 1 | 0 | 0 | 1 | 0 | 0 | 1 | 0 | 0 | 1 | 0 | 0 | 1 | 0 | 8 | A | 7 | 8 | A | 7 | 7.2 | A | 7 | -7.2 | A | 7 | 33 | A | 7 | 820 | A | 7 | 110 | A | 7 | 3.1 | A | 7 | 32000 | B | 7 | 3353 | A | 7 | 0.7 | E | 8 | 0.069 | F | 8 | 0.2 | F | 8 | 0 | 1 | D | 9 | 0 | C | 8
1991-03-21 | 21:00 | 0 | 0 | 0 | 1 | 0 | 0 | 1 | 0 | 0 | 1 | 0 | 0 | 1 | 0 | 0 | 1 | 0 | 0 | 1 | 0 | 0 | 1 | 0 | 10 | A | 7 | 10 | A | 7 | 6.1 | A | 7 | -6.7 | A | 7 | 37 | A | 7 | 820 | A | 7 | 90 | A | 7 | 2.6 | A | 7 | 24000 | B | 7 | 2438 | A | 7 | 0.7 | E | 8 | 0.069 | F | 8 | 0.2 | F | 8 | 0 | 1 | D | 9 | 0 | C | 8
1991-03-21 | 22:00 | 0 | 0 | 0 | 1 | 0 | 0 | 1 | 0 | 0 | 1 | 0 | 0 | 1 | 0 | 0 | 1 | 0 | 0 | 1 | 0 | 0 | 1 | 0 | 9 | A | 7 | 8 | A | 7 | 5.6 | A | 7 | -6.1 | A | 7 | 40 | A | 7 | 820 | A | 7 | 330 | A | 7 | 2.1 | A | 7 | 24000 | B | 7 | 3658 | A | 7 | 0.7 | E | 8 | 0.069 | F | 8 | 0.2 | F | 8 | 0 | 1 | D | 9 | 0 | C | 8
1991-03-21 | 23:00 | 0 | 0 | 0 | 1 | 0 | 0 | 1 | 0 | 0 | 1 | 0 | 0 | 1 | 0 | 0 | 1 | 0 | 0 | 1 | 0 | 0 | 1 | 0 | 7 | A | 7 | 7 | A | 7 | 3.9 | A | 7 | -6.1 | A | 7 | 45 | A | 7 | 820 | A | 7 | 320 | A | 7 | 2.6 | A | 7 | 24000 | B | 7 | 2896 | A | 7 | 0.8 | E | 8 | 0.069 | F | 8 | 0.2 | F | 8 | 0 | 1 | D | 9 | 14 | C | 8
1991-03-21 | 24:00 | 0 | 0 | 0 | 1 | 0 | 0 | 1 | 0 | 0 | 1 | 0 | 0 | 1 | 0 | 0 | 1 | 0 | 0 | 1 | 0 | 0 | 1 | 0 | 10 | A | 7 | 9 | A | 7 | 2.2 | A | 7 | -0.6 | A | 7 | 81 | A | 7 | 821 | A | 7 | 320 | A | 7 | 7.7 | A | 7 | 12800 | B | 7 | 1676 | A | 7 | 0.8 | E | 8 | 0.069 | F | 8 | 0.2 | F | 8 | 0 | 1 | D | 9 | 80 | C | 8
1991-03-22 | 1:00 | 0 | 0 | 0 | 1 | 0 | 0 | 1 | 0 | 0 | 1 | 0 | 0 | 1 | 0 | 0 | 1 | 0 | 0 | 1 | 0 | 0 | 1 | 0 | 9 | A | 7 | 8 | A | 7 | 2.8 | A | 7 | 0 | A | 7 | 82 | A | 7 | 822 | A | 7 | 310 | A | 7 | 6.7 | A | 7 | 24000 | B | 7 | 2438 | A | 7 | 0.8 | E | 8 | 0.07 | F | 8 | 0.2 | F | 8 | 0 | 1 | D | 9 | 80 | C | 8
1991-03-22 | 2:00 | 0 | 0 | 0 | 1 | 0 | 0 | 1 | 0 | 0 | 1 | 0 | 0 | 1 | 0 | 0 | 1 | 0 | 0 | 1 | 0 | 0 | 1 | 0 | 10 | A | 7 | 10 | A | 7 | 2.8 | A | 7 | 0 | A | 7 | 82 | A | 7 | 822 | A | 7 | 330 | A | 7 | 6.2 | A | 7 | 11200 | B | 7 | 244 | A | 7 | 0.8 | E | 8 | 0.07 | F | 8 | 0.2 | F | 8 | 5 | 1 | D | 9 | 80 | C | 8
1991-03-22 | 3:00 | 0 | 0 | 0 | 1 | 0 | 0 | 1 | 0 | 0 | 1 | 0 | 0 | 1 | 0 | 0 | 1 | 0 | 0 | 1 | 0 | 0 | 1 | 0 | 10 | A | 7 | 10 | A | 7 | 2.8 | A | 7 | 0 | A | 7 | 82 | A | 7 | 822 | A | 7 | 360 | A | 7 | 5.7 | A | 7 | 19200 | B | 7 | 335 | A | 7 | 0.8 | E | 8 | 0.07 | F | 8 | 0.2 | F | 8 | 5 | 1 | D | 9 | 85 | C | 8
1991-03-22 | 4:00 | 0 | 0 | 0 | 1 | 0 | 0 | 1 | 0 | 0 | 1 | 0 | 0 | 1 | 0 | 0 | 1 | 0 | 0 | 1 | 0 | 0 | 1 | 0 | 10 | A | 7 | 10 | A | 7 | 0.6 | A | 7 | 0 | A | 7 | 96 | A | 7 | 823 | A | 7 | 340 | A | 7 | 4.6 | A | 7 | 4800 | B | 7 | 366 | A | 7 | 0.9 | E | 8 | 0.07 | F | 8 | 0.2 | F | 8 | 5 | 1 | D | 9 | 45 | C | 8
1991-03-22 | 5:00 | 0 | 0 | 0 | 1 | 0 | 0 | 1 | 0 | 0 | 1 | 0 | 0 | 1 | 0 | 0 | 1 | 0 | 0 | 1 | 0 | 0 | 1 | 0 | 10 | A | 7 | 10 | A | 7 | 0.6 | A | 7 | 0 | A | 7 | 96 | A | 7 | 823 | A | 7 | 310 | A | 7 | 3.6 | A | 7 | 8000 | B | 7 | 122 | A | 7 | 0.9 | E | 8 | 0.07 | F | 8 | 0.2 | F | 8 | 0 | 1 | D | 9 | 45 | C | 8
1991-03-22 | 6:00 | 0 | 0 | 0 | 1 | 0 | 0 | 1 | 0 | 0 | 1 | 0 | 0 | 1 | 0 | 0 | 1 | 0 | 0 | 1 | 0 | 0 | 1 | 0 | 10 | A | 7 | 10 | A | 7 | 1.7 | A | 7 | 0 | A | 7 | 88 | A | 7 | 824 | A | 7 | 20 | A | 7 | 2.1 | A | 7 | 32000 | B | 7 | 244 | A | 7 | 0.8 | E | 8 | 0.07 | F | 8 | 0.2 | F | 8 | 0 | 1 | D | 9 | 0 | C | 8
1991-03-22 | 7:00 | 126 | 1366 | 29 | 1 | 10 | 27 | 1 | 16 | 27 | 1 | 10 | 33 | 1 | 10 | 15 | 1 | 16 | 31 | 1 | 10 | 56 | 1 | 21 | 9 | A | 7 | 8 | A | 7 | 2.2 | A | 7 | 0 | A | 7 | 85 | A | 7 | 824 | A | 7 | 290 | A | 7 | 3.1 | A | 7 | 80000 | B | 7 | 1829 | A | 7 | 0.8 | E | 8 | 0.07 | F | 8 | 0.2 | F | 8 | 0 | 1 | D | 9 | 0 | C | 8
1991-03-22 | 8:00 | 390 | 1377 | 223 | 1 | 10 | 510 | 1 | 16 | 79 | 1 | 10 | 229 | 1 | 10 | 439 | 1 | 16 | 104 | 1 | 10 | 143 | 1 | 21 | 5 | A | 7 | 4 | A | 7 | 3.9 | A | 7 | 0 | A | 7 | 76 | A | 7 | 824 | A | 7 | 330 | A | 7 | 2.1 | A | 7 | 80000 | B | 7 | 77777 | A | 7 | 0.8 | E | 8 | 0.07 | F | 8 | 0.2 | F | 8 | 0 | 1 | D | 9 | 0 | C | 8
1991-03-22 | 9:00 | 631 | 1377 | 204 | 1 | 10 | 124 | 1 | 16 | 147 | 1 | 10 | 226 | 1 | 10 | 126 | 1 | 16 | 168 | 1 | 10 | 356 | 1 | 21 | 8 | A | 7 | 8 | A | 7 | 5.6 | A | 7 | -1.1 | A | 7 | 61 | A | 7 | 824 | A | 7 | 320 | A | 7 | 3.1 | A | 7 | 80000 | B | 7 | 2896 | A | 7 | 0.8 | E | 8 | 0.07 | F | 8 | 0.2 | F | 8 | 0 | 1 | D | 9 | 0 | C | 8
1991-03-22 | 10:00 | 830 | 1377 | 495 | 1 | 10 | 511 | 1 | 16 | 187 | 1 | 10 | 532 | 1 | 10 | 525 | 1 | 16 | 215 | 1 | 10 | 440 | 1 | 21 | 5 | A | 7 | 4 | A | 7 | 6.7 | A | 7 | -2.2 | A | 7 | 52 | A | 7 | 824 | A | 7 | 20 | A | 7 | 4.1 | A | 7 | 96000 | B | 7 | 77777 | A | 7 | 0.8 | E | 8 | 0.07 | F | 8 | 0.2 | F | 8 | 0 | 1 | D | 9 | 0 | C | 8
1991-03-22 | 11:00 | 974 | 1377 | 672 | 1 | 10 | 533 | 1 | 16 | 295 | 1 | 10 | 705 | 1 | 10 | 551 | 1 | 16 | 314 | 1 | 10 | 854 | 1 | 21 | 10 | A | 7 | 6 | A | 7 | 9.4 | A | 7 | -4.4 | A | 7 | 36 | A | 7 | 824 | A | 7 | 330 | A | 7 | 4.1 | A | 7 | 96000 | B | 7 | 4267 | A | 7 | 0.7 | E | 8 | 0.07 | F | 8 | 0.2 | F | 8 | 0 | 1 | D | 9 | 15 | C | 8
1991-03-22 | 12:00 | 1052 | 1377 | 677 | 1 | 10 | 367 | 1 | 16 | 396 | 1 | 10 | 726 | 1 | 10 | 396 | 1 | 16 | 423 | 1 | 10 | 1325 | 1 | 21 | 10 | A | 7 | 7 | A | 7 | 8.9 | A | 7 | -9.4 | A | 7 | 24 | A | 7 | 824 | A | 7 | 300 | A | 7 | 12.4 | A | 7 | 96000 | B | 7 | 4267 | A | 7 | 0.7 | E | 8 | 0.07 | F | 8 | 0.2 | F | 8 | 0 | 1 | D | 9 | 0 | C | 8
1991-03-22 | 13:00 | 1059 | 1377 | 586 | 1 | 10 | 414 | 1 | 16 | 267 | 1 | 10 | 629 | 1 | 10 | 431 | 1 | 16 | 296 | 1 | 10 | 882 | 1 | 21 | 9 | A | 7 | 8 | A | 7 | 10 | A | 7 | -10 | A | 7 | 21 | A | 7 | 825 | A | 7 | 310 | A | 7 | 12.9 | A | 7 | 96000 | B | 7 | 4267 | A | 7 | 0.7 | E | 8 | 0.07 | F | 8 | 0.2 | F | 8 | 0 | 1 | D | 9 | 0 | C | 8
1991-03-22 | 14:00 | 994 | 1377 | 440 | 1 | 10 | 305 | 1 | 16 | 219 | 1 | 10 | 477 | 1 | 10 | 317 | 1 | 16 | 247 | 1 | 10 | 638 | 1 | 21 | 7 | A | 7 | 7 | A | 7 | 11.7 | A | 7 | -10.6 | A | 7 | 18 | A | 7 | 825 | A | 7 | 310 | A | 7 | 11.8 | A | 7 | 96000 | B | 7 | 6706 | A | 7 | 0.7 | E | 8 | 0.07 | F | 8 | 0.2 | F | 8 | 0 | 1 | D | 9 | 0 | C | 8
1991-03-22 | 15:00 | 863 | 1377 | 466 | 1 | 10 | 212 | 1 | 16 | 333 | 1 | 10 | 504 | 1 | 10 | 222 | 1 | 16 | 365 | 1 | 10 | 925 | 1 | 21 | 9 | A | 7 | 8 | A | 7 | 10.6 | A | 7 | -11.1 | A | 7 | 18 | A | 7 | 826 | A | 7 | 300 | A | 7 | 11.8 | A | 7 | 96000 | B | 7 | 7620 | A | 7 | 0.7 | E | 8 | 0.07 | F | 8 | 0.2 | F | 8 | 0 | 1 | D | 9 | 0 | C | 8
1991-03-22 | 16:00 | 673 | 1377 | 379 | 1 | 10 | 307 | 1 | 16 | 229 | 1 | 10 | 401 | 1 | 10 | 316 | 1 | 16 | 246 | 1 | 10 | 529 | 1 | 21 | 7 | A | 7 | 6 | A | 7 | 10 | A | 7 | -11.1 | A | 7 | 19 | A | 7 | 827 | A | 7 | 300 | A | 7 | 13.4 | A | 7 | 96000 | B | 7 | 7620 | A | 7 | 0.6 | E | 8 | 0.07 | F | 8 | 0.2 | F | 8 | 0 | 1 | D | 9 | 0 | C | 8
1991-03-22 | 17:00 | 439 | 1377 | 171 | 1 | 10 | 185 | 1 | 16 | 112 | 1 | 10 | 183 | 1 | 10 | 171 | 1 | 16 | 128 | 1 | 10 | 221 | 1 | 21 | 8 | A | 7 | 6 | A | 7 | 9.4 | A | 7 | -12.2 | A | 7 | 18 | A | 7 | 828 | A | 7 | 290 | A | 7 | 7.7 | A | 7 | 80000 | B | 7 | 7620 | A | 7 | 0.6 | E | 8 | 0.07 | F | 8 | 0.2 | F | 8 | 0 | 1 | D | 9 | 0 | C | 8
1991-03-22 | 18:00 | 177 | 1377 | 59 | 1 | 10 | 194 | 1 | 16 | 34 | 1 | 10 | 63 | 1 | 10 | 116 | 1 | 16 | 48 | 1 | 10 | 60 | 1 | 21 | 7 | A | 7 | 4 | A | 7 | 8.3 | A | 7 | -11.7 | A | 7 | 20 | A | 7 | 829 | A | 7 | 300 | A | 7 | 7.7 | A | 7 | 80000 | B | 7 | 7620 | A | 7 | 0.6 | E | 8 | 0.07 | F | 8 | 0.2 | F | 8 | 0 | 1 | D | 9 | 0 | C | 8
1991-03-22 | 19:00 | 4 | 241 | 0 | 1 | 10 | 10 | 1 | 16 | 0 | 1 | 10 | 0 | 1 | 10 | 0 | 1 | 16 | 0 | 1 | 10 | 0 | 1 | 21 | 5 | A | 7 | 3 | A | 7 | 7.2 | A | 7 | -10 | A | 7 | 26 | A | 7 | 830 | A | 7 | 260 | A | 7 | 3.6 | A | 7 | 64000 | B | 7 | 77777 | A | 7 | 0.6 | E | 8 | 0.07 | F | 8 | 0.2 | F | 8 | 0 | 1 | D | 9 | 0 | C | 8
1991-03-22 | 20:00 | 0 | 0 | 0 | 1 | 0 | 0 | 1 | 0 | 0 | 1 | 0 | 0 | 1 | 0 | 0 | 1 | 0 | 0 | 1 | 0 | 0 | 1 | 0 | 2 | A | 7 | 1 | A | 7 | 6.7 | A | 7 | -10.6 | A | 7 | 25 | A | 7 | 831 | A | 7 | 280 | A | 7 | 7.2 | A | 7 | 32000 | B | 7 | 77777 | A | 7 | 0.6 | E | 8 | 0.07 | F | 8 | 0.2 | F | 8 | 0 | 1 | D | 9 | 0 | C | 8
1991-03-22 | 21:00 | 0 | 0 | 0 | 1 | 0 | 0 | 1 | 0 | 0 | 1 | 0 | 0 | 1 | 0 | 0 | 1 | 0 | 0 | 1 | 0 | 0 | 1 | 0 | 3 | A | 7 | 0 | A | 7 | 6.7 | A | 7 | -10.6 | A | 7 | 25 | A | 7 | 831 | A | 7 | 270 | A | 7 | 5.2 | A | 7 | 32000 | B | 7 | 77777 | A | 7 | 0.5 | E | 8 | 0.07 | F | 8 | 0.2 | F | 8 | 0 | 1 | D | 9 | 0 | C | 8
1991-03-22 | 22:00 | 0 | 0 | 0 | 1 | 0 | 0 | 1 | 0 | 0 | 1 | 0 | 0 | 1 | 0 | 0 | 1 | 0 | 0 | 1 | 0 | 0 | 1 | 0 | 2 | A | 7 | 0 | A | 7 | 6.1 | A | 7 | -10 | A | 7 | 28 | A | 7 | 832 | A | 7 | 270 | A | 7 | 8.2 | A | 7 | 32000 | B | 7 | 77777 | A | 7 | 0.5 | E | 8 | 0.07 | F | 8 | 0.2 | F | 8 | 0 | 1 | D | 9 | 0 | C | 8
1991-03-22 | 23:00 | 0 | 0 | 0 | 1 | 0 | 0 | 1 | 0 | 0 | 1 | 0 | 0 | 1 | 0 | 0 | 1 | 0 | 0 | 1 | 0 | 0 | 1 | 0 | 1 | A | 7 | 0 | A | 7 | 5.6 | A | 7 | -10 | A | 7 | 29 | A | 7 | 832 | A | 7 | 270 | A | 7 | 6.2 | A | 7 | 32000 | B | 7 | 77777 | A | 7 | 0.5 | E | 8 | 0.07 | F | 8 | 0.2 | F | 8 | 0 | 1 | D | 9 | 0 | C | 8
1991-03-22 | 24:00 | 0 | 0 | 0 | 1 | 0 | 0 | 1 | 0 | 0 | 1 | 0 | 0 | 1 | 0 | 0 | 1 | 0 | 0 | 1 | 0 | 0 | 1 | 0 | 0 | A | 7 | 0 | A | 7 | 5.6 | A | 7 | -9.4 | A | 7 | 30 | A | 7 | 833 | A | 7 | 280 | A | 7 | 5.7 | A | 7 | 32000 | B | 7 | 77777 | A | 7 | 0.5 | E | 8 | 0.07 | F | 8 | 0.2 | F | 8 | 0 | 1 | D | 9 | 0 | C | 8
1991-03-23 | 1:00 | 0 | 0 | 0 | 1 | 0 | 0 | 1 | 0 | 0 | 1 | 0 | 0 | 1 | 0 | 0 | 1 | 0 | 0 | 1 | 0 | 0 | 1 | 0 | 1 | A | 7 | 1 | A | 7 | 5.6 | A | 7 | -10.6 | A | 7 | 27 | A | 7 | 834 | A | 7 | 270 | A | 7 | 6.7 | A | 7 | 32000 | B | 7 | 77777 | A | 7 | 0.5 | E | 8 | 0.071 | F | 8 | 0.2 | F | 8 | 0 | 1 | D | 9 | 0 | C | 8
1991-03-23 | 2:00 | 0 | 0 | 0 | 1 | 0 | 0 | 1 | 0 | 0 | 1 | 0 | 0 | 1 | 0 | 0 | 1 | 0 | 0 | 1 | 0 | 0 | 1 | 0 | 0 | A | 7 | 0 | A | 7 | 5 | A | 7 | -11.1 | A | 7 | 27 | A | 7 | 834 | A | 7 | 270 | A | 7 | 6.2 | A | 7 | 32000 | B | 7 | 77777 | A | 7 | 0.4 | E | 8 | 0.071 | F | 8 | 0.2 | F | 8 | 0 | 1 | D | 9 | 0 | C | 8
1991-03-23 | 3:00 | 0 | 0 | 0 | 1 | 0 | 0 | 1 | 0 | 0 | 1 | 0 | 0 | 1 | 0 | 0 | 1 | 0 | 0 | 1 | 0 | 0 | 1 | 0 | 0 | A | 7 | 0 | A | 7 | 4.4 | A | 7 | -10 | A | 7 | 31 | A | 7 | 834 | A | 7 | 270 | A | 7 | 5.2 | A | 7 | 32000 | B | 7 | 77777 | A | 7 | 0.4 | E | 8 | 0.071 | F | 8 | 0.2 | F | 8 | 0 | 1 | D | 9 | 0 | C | 8
1991-03-23 | 4:00 | 0 | 0 | 0 | 1 | 0 | 0 | 1 | 0 | 0 | 1 | 0 | 0 | 1 | 0 | 0 | 1 | 0 | 0 | 1 | 0 | 0 | 1 | 0 | 0 | A | 7 | 0 | A | 7 | 2.8 | A | 7 | -9.4 | A | 7 | 37 | A | 7 | 834 | A | 7 | 300 | A | 7 | 4.1 | A | 7 | 32000 | B | 7 | 77777 | A | 7 | 0.4 | E | 8 | 0.071 | F | 8 | 0.2 | F | 8 | 0 | 1 | D | 9 | 0 | C | 8
1991-03-23 | 5:00 | 0 | 0 | 0 | 1 | 0 | 0 | 1 | 0 | 0 | 1 | 0 | 0 | 1 | 0 | 0 | 1 | 0 | 0 | 1 | 0 | 0 | 1 | 0 | 0 | A | 7 | 0 | A | 7 | 1.7 | A | 7 | -9.4 | A | 7 | 40 | A | 7 | 835 | A | 7 | 130 | A | 7 | 2.6 | A | 7 | 32000 | B | 7 | 77777 | A | 7 | 0.4 | E | 8 | 0.071 | F | 8 | 0.2 | F | 8 | 0 | 1 | D | 9 | 0 | C | 8
1991-03-23 | 6:00 | 0 | 11 | 0 | 1 | 0 | 0 | 1 | 0 | 0 | 1 | 0 | 0 | 1 | 1 | 0 | 1 | 2 | 0 | 1 | 2 | 0 | 1 | 1 | 8 | A | 7 | 3 | A | 7 | 1.1 | A | 7 | -8.9 | A | 7 | 43 | A | 7 | 835 | A | 7 | 250 | A | 7 | 2.6 | A | 7 | 64000 | B | 7 | 77777 | A | 7 | 0.4 | E | 8 | 0.071 | F | 8 | 0.2 | F | 8 | 0 | 1 | D | 9 | 0 | C | 8
1991-03-23 | 7:00 | 133 | 1376 | 44 | 1 | 10 | 98 | 1 | 16 | 34 | 1 | 10 | 46 | 1 | 10 | 46 | 1 | 16 | 41 | 1 | 10 | 62 | 1 | 21 | 7 | A | 7 | 2 | A | 7 | 1.7 | A | 7 | -7.8 | A | 7 | 46 | A | 7 | 836 | A | 7 | 210 | A | 7 | 4.1 | A | 7 | 96000 | B | 7 | 77777 | A | 7 | 0.4 | E | 8 | 0.071 | F | 8 | 0.2 | F | 8 | 0 | 1 | D | 9 | 0 | C | 8
1991-03-23 | 8:00 | 397 | 1376 | 171 | 1 | 10 | 236 | 1 | 16 | 103 | 1 | 10 | 182 | 1 | 10 | 210 | 1 | 16 | 122 | 1 | 10 | 202 | 1 | 21 | 5 | A | 7 | 3 | A | 7 | 5.6 | A | 7 | -7.8 | A | 7 | 35 | A | 7 | 837 | A | 7 | 210 | A | 7 | 4.6 | A | 7 | 96000 | B | 7 | 77777 | A | 7 | 0.4 | E | 8 | 0.071 | F | 8 | 0.2 | F | 8 | 0 | 1 | D | 9 | 0 | C | 8
1991-03-23 | 9:00 | 638 | 1376 | 380 | 1 | 10 | 455 | 1 | 16 | 169 | 1 | 10 | 398 | 1 | 10 | 449 | 1 | 16 | 189 | 1 | 10 | 349 | 1 | 21 | 7 | A | 7 | 5 | A | 7 | 8.9 | A | 7 | -10.6 | A | 7 | 22 | A | 7 | 837 | A | 7 | 160 | A | 7 | 4.1 | A | 7 | 96000 | B | 7 | 9144 | A | 7 | 0.4 | E | 8 | 0.071 | F | 8 | 0.2 | F | 8 | 0 | 1 | D | 9 | 0 | C | 8
1991-03-23 | 10:00 | 837 | 1376 | 544 | 1 | 10 | 548 | 1 | 16 | 211 | 1 | 10 | 578 | 1 | 10 | 562 | 1 | 16 | 236 | 1 | 10 | 505 | 1 | 21 | 8 | A | 7 | 5 | A | 7 | 10 | A | 7 | -11.1 | A | 7 | 19 | A | 7 | 837 | A | 7 | 220 | A | 7 | 2.6 | A | 7 | 96000 | B | 7 | 7620 | A | 7 | 0.4 | E | 8 | 0.071 | F | 8 | 0.2 | F | 8 | 0 | 1 | D | 9 | 0 | C | 8
1991-03-23 | 11:00 | 980 | 1376 | 763 | 1 | 10 | 837 | 1 | 16 | 166 | 1 | 10 | 811 | 1 | 10 | 852 | 1 | 16 | 202 | 1 | 10 | 479 | 1 | 21 | 5 | A | 7 | 0 | A | 7 | 11.7 | A | 7 | -12.2 | A | 7 | 16 | A | 7 | 836 | A | 7 | 230 | A | 7 | 2.6 | A | 7 | 112000 | B | 7 | 77777 | A | 7 | 0.4 | E | 8 | 0.071 | F | 8 | 0.2 | F | 8 | 0 | 1 | D | 9 | 0 | C | 8
1991-03-23 | 12:00 | 1057 | 1376 | 799 | 1 | 10 | 772 | 1 | 16 | 206 | 1 | 10 | 844 | 1 | 10 | 783 | 1 | 16 | 241 | 1 | 10 | 669 | 1 | 21 | 8 | A | 7 | 1 | A | 7 | 12.8 | A | 7 | -12.8 | A | 7 | 14 | A | 7 | 836 | A | 7 | 170 | A | 7 | 3.1 | A | 7 | 112000 | B | 7 | 77777 | A | 7 | 0.4 | E | 8 | 0.071 | F | 8 | 0.2 | F | 8 | 0 | 1 | D | 9 | 0 | C | 8
1991-03-23 | 13:00 | 1064 | 1376 | 769 | 1 | 10 | 749 | 1 | 16 | 189 | 1 | 10 | 817 | 1 | 10 | 763 | 1 | 16 | 225 | 1 | 10 | 628 | 1 | 21 | 7 | A | 7 | 2 | A | 7 | 14.4 | A | 7 | -12.2 | A | 7 | 13 | A | 7 | 836 | A | 7 | 240 | A | 7 | 2.6 | A | 7 | 112000 | B | 7 | 77777 | A | 7 | 0.4 | E | 8 | 0.071 | F | 8 | 0.2 | F | 8 | 0 | 1 | D | 9 | 0 | C | 8
1991-03-23 | 14:00 | 999 | 1376 | 703 | 1 | 10 | 624 | 1 | 16 | 250 | 1 | 10 | 754 | 1 | 10 | 649 | 1 | 16 | 282 | 1 | 10 | 742 | 1 | 21 | 9 | A | 7 | 3 | A | 7 | 15 | A | 7 | -11.7 | A | 7 | 13 | A | 7 | 835 | A | 7 | 110 | A | 7 | 2.6 | A | 7 | 112000 | B | 7 | 77777 | A | 7 | 0.4 | E | 8 | 0.071 | F | 8 | 0.2 | F | 8 | 0 | 1 | D | 9 | 0 | C | 8
1991-03-23 | 15:00 | 867 | 1376 | 548 | 1 | 10 | 316 | 1 | 16 | 348 | 1 | 10 | 578 | 1 | 10 | 336 | 1 | 16 | 366 | 1 | 10 | 953 | 1 | 21 | 9 | A | 7 | 5 | A | 7 | 14.4 | A | 7 | -12.8 | A | 7 | 12 | A | 7 | 835 | A | 7 | 150 | A | 7 | 2.1 | A | 7 | 96000 | B | 7 | 9144 | A | 7 | 0.4 | E | 8 | 0.071 | F | 8 | 0.2 | F | 8 | 0 | 1 | D | 9 | 0 | C | 8
1991-03-23 | 16:00 | 678 | 1376 | 395 | 1 | 10 | 465 | 1 | 16 | 166 | 1 | 10 | 418 | 1 | 10 | 465 | 1 | 16 | 188 | 1 | 10 | 348 | 1 | 21 | 9 | A | 7 | 4 | A | 7 | 15.6 | A | 7 | -12.8 | A | 7 | 11 | A | 7 | 834 | A | 7 | 130 | A | 7 | 3.6 | A | 7 | 96000 | B | 7 | 77777 | A | 7 | 0.4 | E | 8 | 0.071 | F | 8 | 0.2 | F | 8 | 0 | 1 | D | 9 | 0 | C | 8
1991-03-23 | 17:00 | 444 | 1376 | 254 | 1 | 10 | 429 | 1 | 16 | 116 | 1 | 10 | 264 | 1 | 10 | 387 | 1 | 16 | 139 | 1 | 10 | 221 | 1 | 21 | 6 | A | 7 | 2 | A | 7 | 14.4 | A | 7 | -12.8 | A | 7 | 12 | A | 7 | 834 | A | 7 | 110 | A | 7 | 4.1 | A | 7 | 96000 | B | 7 | 77777 | A | 7 | 0.4 | E | 8 | 0.071 | F | 8 | 0.2 | F | 8 | 0 | 1 | D | 9 | 0 | C | 8
1991-03-23 | 18:00 | 182 | 1376 | 46 | 1 | 10 | 17 | 1 | 16 | 44 | 1 | 10 | 51 | 1 | 10 | 12 | 1 | 16 | 49 | 1 | 10 | 107 | 1 | 21 | 9 | A | 7 | 8 | A | 7 | 12.8 | A | 7 | -11.7 | A | 7 | 15 | A | 7 | 834 | A | 7 | 50 | A | 7 | 4.1 | A | 7 | 64000 | B | 7 | 2743 | A | 7 | 0.4 | E | 8 | 0.071 | F | 8 | 0.2 | F | 8 | 0 | 1 | D | 9 | 0 | C | 8
1991-03-23 | 19:00 | 5 | 264 | 0 | 1 | 10 | 0 | 1 | 16 | 0 | 1 | 10 | 0 | 1 | 10 | 0 | 1 | 16 | 0 | 1 | 10 | 0 | 1 | 21 | 9 | A | 7 | 7 | A | 7 | 11.7 | A | 7 | -9.4 | A | 7 | 20 | A | 7 | 834 | A | 7 | 50 | A | 7 | 3.1 | A | 7 | 48000 | B | 7 | 3353 | A | 7 | 0.4 | E | 8 | 0.071 | F | 8 | 0.2 | F | 8 | 0 | 1 | D | 9 | 0 | C | 8
1991-03-23 | 20:00 | 0 | 0 | 0 | 1 | 0 | 0 | 1 | 0 | 0 | 1 | 0 | 0 | 1 | 0 | 0 | 1 | 0 | 0 | 1 | 0 | 0 | 1 | 0 | 8 | A | 7 | 6 | A | 7 | 10.6 | A | 7 | -8.9 | A | 7 | 22 | A | 7 | 833 | A | 7 | 200 | A | 7 | 2.6 | A | 7 | 32000 | B | 7 | 7620 | A | 7 | 0.4 | E | 8 | 0.071 | F | 8 | 0.2 | F | 8 | 0 | 1 | D | 9 | 0 | C | 8
1991-03-23 | 21:00 | 0 | 0 | 0 | 1 | 0 | 0 | 1 | 0 | 0 | 1 | 0 | 0 | 1 | 0 | 0 | 1 | 0 | 0 | 1 | 0 | 0 | 1 | 0 | 5 | A | 7 | 2 | A | 7 | 8.3 | A | 7 | -7.2 | A | 7 | 30 | A | 7 | 834 | A | 7 | 210 | A | 7 | 3.6 | A | 7 | 32000 | B | 7 | 77777 | A | 7 | 0.4 | E | 8 | 0.071 | F | 8 | 0.2 | F | 8 | 0 | 1 | D | 9 | 0 | C | 8
1991-03-23 | 22:00 | 0 | 0 | 0 | 1 | 0 | 0 | 1 | 0 | 0 | 1 | 0 | 0 | 1 | 0 | 0 | 1 | 0 | 0 | 1 | 0 | 0 | 1 | 0 | 3 | A | 7 | 1 | A | 7 | 7.2 | A | 7 | -7.8 | A | 7 | 31 | A | 7 | 835 | A | 7 | 190 | A | 7 | 3.6 | A | 7 | 32000 | B | 7 | 77777 | A | 7 | 0.4 | E | 8 | 0.071 | F | 8 | 0.2 | F | 8 | 0 | 1 | D | 9 | 0 | C | 8
1991-03-23 | 23:00 | 0 | 0 | 0 | 1 | 0 | 0 | 1 | 0 | 0 | 1 | 0 | 0 | 1 | 0 | 0 | 1 | 0 | 0 | 1 | 0 | 0 | 1 | 0 | 1 | A | 7 | 0 | A | 7 | 5 | A | 7 | -7.8 | A | 7 | 36 | A | 7 | 834 | A | 7 | 300 | A | 7 | 3.1 | A | 7 | 32000 | B | 7 | 77777 | A | 7 | 0.4 | E | 8 | 0.071 | F | 8 | 0.2 | F | 8 | 0 | 1 | D | 9 | 0 | C | 8
1991-03-23 | 24:00 | 0 | 0 | 0 | 1 | 0 | 0 | 1 | 0 | 0 | 1 | 0 | 0 | 1 | 0 | 0 | 1 | 0 | 0 | 1 | 0 | 0 | 1 | 0 | 1 | A | 7 | 0 | A | 7 | 1.7 | A | 7 | -7.2 | A | 7 | 48 | A | 7 | 834 | A | 7 | 110 | A | 7 | 1.5 | A | 7 | 32000 | B | 7 | 77777 | A | 7 | 0.4 | E | 8 | 0.071 | F | 8 | 0.2 | F | 8 | 0 | 1 | D | 9 | 0 | C | 8
1991-03-24 | 1:00 | 0 | 0 | 0 | 1 | 0 | 0 | 1 | 0 | 0 | 1 | 0 | 0 | 1 | 0 | 0 | 1 | 0 | 0 | 1 | 0 | 0 | 1 | 0 | 0 | A | 7 | 0 | A | 7 | 2.2 | A | 7 | -7.2 | A | 7 | 46 | A | 7 | 834 | A | 7 | 210 | A | 7 | 2.1 | A | 7 | 48000 | B | 7 | 77777 | A | 7 | 0.4 | E | 8 | 0.071 | F | 8 | 0.2 | F | 8 | 0 | 1 | D | 9 | 0 | C | 8
1991-03-24 | 2:00 | 0 | 0 | 0 | 1 | 0 | 0 | 1 | 0 | 0 | 1 | 0 | 0 | 1 | 0 | 0 | 1 | 0 | 0 | 1 | 0 | 0 | 1 | 0 | 0 | A | 7 | 0 | A | 7 | 2.2 | A | 7 | -7.8 | A | 7 | 44 | A | 7 | 834 | A | 7 | 200 | A | 7 | 2.6 | A | 7 | 48000 | B | 7 | 77777 | A | 7 | 0.4 | E | 8 | 0.071 | F | 8 | 0.2 | F | 8 | 0 | 1 | D | 9 | 0 | C | 8
1991-03-24 | 3:00 | 0 | 0 | 0 | 1 | 0 | 0 | 1 | 0 | 0 | 1 | 0 | 0 | 1 | 0 | 0 | 1 | 0 | 0 | 1 | 0 | 0 | 1 | 0 | 0 | A | 7 | 0 | A | 7 | 0.6 | A | 7 | -7.8 | A | 7 | 49 | A | 7 | 834 | A | 7 | 170 | A | 7 | 1.5 | A | 7 | 48000 | B | 7 | 77777 | A | 7 | 0.4 | E | 8 | 0.071 | F | 8 | 0.2 | F | 8 | 0 | 1 | D | 9 | 0 | C | 8
1991-03-24 | 4:00 | 0 | 0 | 0 | 1 | 0 | 0 | 1 | 0 | 0 | 1 | 0 | 0 | 1 | 0 | 0 | 1 | 0 | 0 | 1 | 0 | 0 | 1 | 0 | 0 | A | 7 | 0 | A | 7 | 2.8 | A | 7 | -8.3 | A | 7 | 40 | A | 7 | 834 | A | 7 | 230 | A | 7 | 3.1 | A | 7 | 48000 | B | 7 | 77777 | A | 7 | 0.4 | E | 8 | 0.071 | F | 8 | 0.2 | F | 8 | 0 | 1 | D | 9 | 0 | C | 8
1991-03-24 | 5:00 | 0 | 0 | 0 | 1 | 0 | 0 | 1 | 0 | 0 | 1 | 0 | 0 | 1 | 0 | 0 | 1 | 0 | 0 | 1 | 0 | 0 | 1 | 0 | 0 | A | 7 | 0 | A | 7 | 1.7 | A | 7 | -8.3 | A | 7 | 44 | A | 7 | 834 | A | 7 | 180 | A | 7 | 3.1 | A | 7 | 48000 | B | 7 | 77777 | A | 7 | 0.4 | E | 8 | 0.071 | F | 8 | 0.2 | F | 8 | 0 | 1 | D | 9 | 0 | C | 8
1991-03-24 | 6:00 | 0 | 57 | 0 | 1 | 10 | 7 | 1 | 16 | 0 | 1 | 10 | 0 | 1 | 10 | 0 | 1 | 16 | 0 | 1 | 10 | 0 | 1 | 21 | 0 | A | 7 | 0 | A | 7 | 1.1 | A | 7 | -7.8 | A | 7 | 48 | A | 7 | 834 | A | 7 | 100 | A | 7 | 2.1 | A | 7 | 64000 | B | 7 | 77777 | A | 7 | 0.4 | E | 8 | 0.071 | F | 8 | 0.2 | F | 8 | 0 | 1 | D | 9 | 0 | C | 8
1991-03-24 | 7:00 | 140 | 1375 | 67 | 1 | 10 | 462 | 1 | 16 | 20 | 1 | 10 | 70 | 1 | 10 | 308 | 1 | 16 | 39 | 1 | 10 | 41 | 1 | 21 | 0 | A | 7 | 0 | A | 7 | 2.2 | A | 7 | -7.2 | A | 7 | 46 | A | 7 | 834 | A | 7 | 160 | A | 7 | 2.6 | A | 7 | 112000 | B | 7 | 77777 | A | 7 | 0.4 | E | 8 | 0.071 | F | 8 | 0.2 | F | 8 | 0 | 1 | D | 9 | 0 | C | 8
1991-03-24 | 8:00 | 404 | 1375 | 270 | 1 | 10 | 792 | 1 | 16 | 38 | 1 | 10 | 287 | 1 | 10 | 710 | 1 | 16 | 78 | 1 | 10 | 94 | 1 | 21 | 0 | A | 7 | 0 | A | 7 | 8.9 | A | 7 | -7.8 | A | 7 | 28 | A | 7 | 834 | A | 7 | 150 | A | 7 | 2.6 | A | 7 | 112000 | B | 7 | 77777 | A | 7 | 0.5 | E | 8 | 0.071 | F | 8 | 0.2 | F | 8 | 0 | 1 | D | 9 | 0 | C | 8
1991-03-24 | 9:00 | 645 | 1375 | 482 | 1 | 10 | 916 | 1 | 16 | 53 | 1 | 10 | 510 | 1 | 10 | 887 | 1 | 16 | 93 | 1 | 10 | 134 | 1 | 21 | 0 | A | 7 | 0 | A | 7 | 12.8 | A | 7 | -8.9 | A | 7 | 19 | A | 7 | 834 | A | 7 | 180 | A | 7 | 5.2 | A | 7 | 112000 | B | 7 | 77777 | A | 7 | 0.5 | E | 8 | 0.071 | F | 8 | 0.2 | F | 8 | 0 | 1 | D | 9 | 0 | C | 8
1991-03-24 | 10:00 | 843 | 1375 | 663 | 1 | 10 | 976 | 1 | 16 | 64 | 1 | 10 | 697 | 1 | 10 | 968 | 1 | 16 | 102 | 1 | 10 | 172 | 1 | 21 | 0 | A | 7 | 0 | A | 7 | 15 | A | 7 | -10.6 | A | 7 | 14 | A | 7 | 834 | A | 7 | 170 | A | 7 | 4.6 | A | 7 | 112000 | B | 7 | 77777 | A | 7 | 0.5 | E | 8 | 0.071 | F | 8 | 0.2 | F | 8 | 0 | 1 | D | 9 | 0 | C | 8
1991-03-24 | 11:00 | 986 | 1375 | 794 | 1 | 10 | 1007 | 1 | 16 | 72 | 1 | 10 | 833 | 1 | 10 | 1007 | 1 | 16 | 109 | 1 | 10 | 215 | 1 | 21 | 0 | A | 7 | 0 | A | 7 | 17.8 | A | 7 | -12.2 | A | 7 | 10 | A | 7 | 833 | A | 7 | 110 | A | 7 | 3.6 | A | 7 | 112000 | B | 7 | 77777 | A | 7 | 0.5 | E | 8 | 0.071 | F | 8 | 0.2 | F | 8 | 0 | 1 | D | 9 | 0 | C | 8
1991-03-24 | 12:00 | 1063 | 1375 | 866 | 1 | 10 | 1021 | 1 | 16 | 76 | 1 | 10 | 906 | 1 | 10 | 1023 | 1 | 16 | 113 | 1 | 10 | 249 | 1 | 21 | 0 | A | 7 | 0 | A | 7 | 18.9 | A | 7 | -12.2 | A | 7 | 10 | A | 7 | 832 | A | 7 | 340 | A | 7 | 2.6 | A | 7 | 112000 | B | 7 | 77777 | A | 7 | 0.5 | E | 8 | 0.071 | F | 8 | 0.2 | F | 8 | 0 | 1 | D | 9 | 0 | C | 8
1991-03-24 | 13:00 | 1069 | 1375 | 871 | 1 | 10 | 1022 | 1 | 16 | 77 | 1 | 10 | 912 | 1 | 10 | 1024 | 1 | 16 | 114 | 1 | 10 | 254 | 1 | 21 | 0 | A | 7 | 0 | A | 7 | 20 | A | 7 | -11.7 | A | 7 | 10 | A | 7 | 831 | A | 7 | 50 | A | 7 | 4.6 | A | 7 | 112000 | B | 7 | 77777 | A | 7 | 0.5 | E | 8 | 0.071 | F | 8 | 0.2 | F | 8 | 0 | 1 | D | 9 | 0 | C | 8
1991-03-24 | 14:00 | 1004 | 1375 | 773 | 1 | 10 | 953 | 1 | 16 | 77 | 1 | 10 | 809 | 1 | 10 | 953 | 1 | 16 | 112 | 1 | 10 | 229 | 1 | 21 | 1 | A | 7 | 0 | A | 7 | 20.6 | A | 7 | -11.1 | A | 7 | 10 | A | 7 | 830 | A | 7 | 20 | A | 7 | 4.1 | A | 7 | 112000 | B | 7 | 77777 | A | 7 | 0.5 | E | 8 | 0.071 | F | 8 | 0.2 | F | 8 | 0 | 1 | D | 9 | 0 | C | 8
1991-03-24 | 15:00 | 872 | 1375 | 633 | 1 | 10 | 864 | 1 | 16 | 85 | 1 | 10 | 661 | 1 | 10 | 857 | 1 | 16 | 116 | 1 | 10 | 202 | 1 | 21 | 3 | A | 7 | 1 | A | 7 | 20.6 | A | 7 | -11.1 | A | 7 | 10 | A | 7 | 830 | A | 7 | 360 | A | 7 | 1.5 | A | 7 | 112000 | B | 7 | 77777 | A | 7 | 0.5 | E | 8 | 0.071 | F | 8 | 0.2 | F | 8 | 0 | 1 | D | 9 | 0 | C | 8
1991-03-24 | 16:00 | 682 | 1375 | 487 | 1 | 10 | 839 | 1 | 16 | 71 | 1 | 10 | 511 | 1 | 10 | 816 | 1 | 16 | 105 | 1 | 10 | 154 | 1 | 21 | 4 | A | 7 | 2 | A | 7 | 20.6 | A | 7 | -11.1 | A | 7 | 10 | A | 7 | 830 | A | 7 | 260 | A | 7 | 7.2 | A | 7 | 112000 | B | 7 | 77777 | A | 7 | 0.5 | E | 8 | 0.071 | F | 8 | 0.2 | F | 8 | 0 | 1 | D | 9 | 0 | C | 8
1991-03-24 | 17:00 | 448 | 1375 | 226 | 1 | 10 | 230 | 1 | 16 | 151 | 1 | 10 | 236 | 1 | 10 | 213 | 1 | 16 | 167 | 1 | 10 | 318 | 1 | 21 | 8 | A | 7 | 4 | A | 7 | 18.9 | A | 7 | -11.7 | A | 7 | 10 | A | 7 | 830 | A | 7 | 260 | A | 7 | 5.2 | A | 7 | 112000 | B | 7 | 77777 | A | 7 | 0.5 | E | 8 | 0.071 | F | 8 | 0.2 | F | 8 | 0 | 1 | D | 9 | 0 | C | 8
1991-03-24 | 18:00 | 186 | 1375 | 74 | 1 | 10 | 84 | 1 | 16 | 63 | 1 | 10 | 80 | 1 | 10 | 54 | 1 | 16 | 72 | 1 | 10 | 133 | 1 | 21 | 10 | A | 7 | 5 | A | 7 | 18.3 | A | 7 | -11.7 | A | 7 | 11 | A | 7 | 830 | A | 7 | 250 | A | 7 | 9.3 | A | 7 | 64000 | B | 7 | 77777 | A | 7 | 0.5 | E | 8 | 0.071 | F | 8 | 0.2 | F | 8 | 0 | 1 | D | 9 | 0 | C | 8
1991-03-24 | 19:00 | 6 | 287 | 1 | 1 | 10 | 8 | 1 | 16 | 1 | 1 | 10 | 0 | 1 | 10 | 0 | 1 | 16 | 0 | 1 | 10 | 0 | 1 | 21 | 10 | A | 7 | 6 | A | 7 | 16.1 | A | 7 | -13.9 | A | 7 | 10 | A | 7 | 830 | A | 7 | 220 | A | 7 | 4.1 | A | 7 | 32000 | B | 7 | 7620 | A | 7 | 0.5 | E | 8 | 0.071 | F | 8 | 0.2 | F | 8 | 0 | 1 | D | 9 | 0 | C | 8
1991-03-24 | 20:00 | 0 | 0 | 0 | 1 | 0 | 0 | 1 | 0 | 0 | 1 | 0 | 0 | 1 | 0 | 0 | 1 | 0 | 0 | 1 | 0 | 0 | 1 | 0 | 10 | A | 7 | 7 | A | 7 | 12.8 | A | 7 | -11.7 | A | 7 | 15 | A | 7 | 830 | A | 7 | 330 | A | 7 | 3.1 | A | 7 | 32000 | B | 7 | 6706 | A | 7 | 0.5 | E | 8 | 0.071 | F | 8 | 0.2 | F | 8 | 0 | 1 | D | 9 | 0 | C | 8
1991-03-24 | 21:00 | 0 | 0 | 0 | 1 | 0 | 0 | 1 | 0 | 0 | 1 | 0 | 0 | 1 | 0 | 0 | 1 | 0 | 0 | 1 | 0 | 0 | 1 | 0 | 10 | A | 7 | 6 | A | 7 | 11.7 | A | 7 | -11.1 | A | 7 | 17 | A | 7 | 831 | A | 7 | 0 | A | 7 | 0 | A | 7 | 32000 | B | 7 | 6706 | A | 7 | 0.5 | E | 8 | 0.071 | F | 8 | 0.2 | F | 8 | 0 | 1 | D | 9 | 0 | C | 8
1991-03-24 | 22:00 | 0 | 0 | 0 | 1 | 0 | 0 | 1 | 0 | 0 | 1 | 0 | 0 | 1 | 0 | 0 | 1 | 0 | 0 | 1 | 0 | 0 | 1 | 0 | 10 | A | 7 | 5 | A | 7 | 10.6 | A | 7 | -11.1 | A | 7 | 18 | A | 7 | 830 | A | 7 | 360 | A | 7 | 1.5 | A | 7 | 32000 | B | 7 | 77777 | A | 7 | 0.5 | E | 8 | 0.071 | F | 8 | 0.2 | F | 8 | 0 | 1 | D | 9 | 0 | C | 8
1991-03-24 | 23:00 | 0 | 0 | 0 | 1 | 0 | 0 | 1 | 0 | 0 | 1 | 0 | 0 | 1 | 0 | 0 | 1 | 0 | 0 | 1 | 0 | 0 | 1 | 0 | 10 | A | 7 | 4 | A | 7 | 9.4 | A | 7 | -12.8 | A | 7 | 17 | A | 7 | 830 | A | 7 | 190 | A | 7 | 2.1 | A | 7 | 32000 | B | 7 | 77777 | A | 7 | 0.5 | E | 8 | 0.071 | F | 8 | 0.2 | F | 8 | 0 | 1 | D | 9 | 0 | C | 8
1991-03-24 | 24:00 | 0 | 0 | 0 | 1 | 0 | 0 | 1 | 0 | 0 | 1 | 0 | 0 | 1 | 0 | 0 | 1 | 0 | 0 | 1 | 0 | 0 | 1 | 0 | 9 | A | 7 | 2 | A | 7 | 8.9 | A | 7 | -11.7 | A | 7 | 20 | A | 7 | 830 | A | 7 | 190 | A | 7 | 3.6 | A | 7 | 32000 | B | 7 | 77777 | A | 7 | 0.5 | E | 8 | 0.071 | F | 8 | 0.2 | F | 8 | 0 | 1 | D | 9 | 0 | C | 8
1991-03-25 | 1:00 | 0 | 0 | 0 | 1 | 0 | 0 | 1 | 0 | 0 | 1 | 0 | 0 | 1 | 0 | 0 | 1 | 0 | 0 | 1 | 0 | 0 | 1 | 0 | 6 | A | 7 | 2 | A | 7 | 7.2 | A | 7 | -10.6 | A | 7 | 24 | A | 7 | 830 | A | 7 | 200 | A | 7 | 4.6 | A | 7 | 32000 | B | 7 | 77777 | A | 7 | 0.5 | E | 8 | 0.072 | F | 8 | 0.2 | F | 8 | 0 | 1 | D | 9 | 0 | C | 8
1991-03-25 | 2:00 | 0 | 0 | 0 | 1 | 0 | 0 | 1 | 0 | 0 | 1 | 0 | 0 | 1 | 0 | 0 | 1 | 0 | 0 | 1 | 0 | 0 | 1 | 0 | 6 | A | 7 | 3 | A | 7 | 6.7 | A | 7 | -11.1 | A | 7 | 24 | A | 7 | 829 | A | 7 | 180 | A | 7 | 4.1 | A | 7 | 32000 | B | 7 | 77777 | A | 7 | 0.5 | E | 8 | 0.072 | F | 8 | 0.2 | F | 8 | 0 | 1 | D | 9 | 0 | C | 8
1991-03-25 | 3:00 | 0 | 0 | 0 | 1 | 0 | 0 | 1 | 0 | 0 | 1 | 0 | 0 | 1 | 0 | 0 | 1 | 0 | 0 | 1 | 0 | 0 | 1 | 0 | 2 | A | 7 | 0 | A | 7 | 6.1 | A | 7 | -10.6 | A | 7 | 26 | A | 7 | 828 | A | 7 | 230 | A | 7 | 2.6 | A | 7 | 32000 | B | 7 | 77777 | A | 7 | 0.5 | E | 8 | 0.072 | F | 8 | 0.2 | F | 8 | 0 | 1 | D | 9 | 0 | C | 8
1991-03-25 | 4:00 | 0 | 0 | 0 | 1 | 0 | 0 | 1 | 0 | 0 | 1 | 0 | 0 | 1 | 0 | 0 | 1 | 0 | 0 | 1 | 0 | 0 | 1 | 0 | 1 | A | 7 | 0 | A | 7 | 5.6 | A | 7 | -11.1 | A | 7 | 26 | A | 7 | 828 | A | 7 | 260 | A | 7 | 2.6 | A | 7 | 32000 | B | 7 | 77777 | A | 7 | 0.5 | E | 8 | 0.072 | F | 8 | 0.2 | F | 8 | 0 | 1 | D | 9 | 0 | C | 8
1991-03-25 | 5:00 | 0 | 0 | 0 | 1 | 0 | 0 | 1 | 0 | 0 | 1 | 0 | 0 | 1 | 0 | 0 | 1 | 0 | 0 | 1 | 0 | 0 | 1 | 0 | 4 | A | 7 | 1 | A | 7 | 6.1 | A | 7 | -10.6 | A | 7 | 26 | A | 7 | 828 | A | 7 | 240 | A | 7 | 3.1 | A | 7 | 32000 | B | 7 | 77777 | A | 7 | 0.5 | E | 8 | 0.072 | F | 8 | 0.2 | F | 8 | 0 | 1 | D | 9 | 0 | C | 8
1991-03-25 | 6:00 | 1 | 103 | 0 | 1 | 10 | 12 | 1 | 16 | 0 | 1 | 10 | 0 | 1 | 10 | 0 | 1 | 16 | 0 | 1 | 10 | 0 | 1 | 21 | 0 | A | 7 | 0 | A | 7 | 3.9 | A | 7 | -10.6 | A | 7 | 31 | A | 7 | 828 | A | 7 | 220 | A | 7 | 2.1 | A | 7 | 64000 | B | 7 | 77777 | A | 7 | 0.5 | E | 8 | 0.072 | F | 8 | 0.2 | F | 8 | 0 | 1 | D | 9 | 0 | C | 8
1991-03-25 | 7:00 | 147 | 1375 | 67 | 1 | 10 | 423 | 1 | 16 | 22 | 1 | 10 | 68 | 1 | 10 | 269 | 1 | 16 | 39 | 1 | 10 | 43 | 1 | 21 | 1 | A | 7 | 1 | A | 7 | 4.4 | A | 7 | -8.3 | A | 7 | 36 | A | 7 | 828 | A | 7 | 150 | A | 7 | 2.6 | A | 7 | 112000 | B | 7 | 77777 | A | 7 | 0.5 | E | 8 | 0.072 | F | 8 | 0.2 | F | 8 | 0 | 1 | D | 9 | 0 | C | 8
1991-03-25 | 8:00 | 411 | 1375 | 160 | 1 | 10 | 305 | 1 | 16 | 69 | 1 | 10 | 174 | 1 | 10 | 271 | 1 | 16 | 93 | 1 | 10 | 125 | 1 | 21 | 8 | A | 7 | 4 | A | 7 | 10.6 | A | 7 | -9.4 | A | 7 | 21 | A | 7 | 828 | A | 7 | 300 | A | 7 | 2.6 | A | 7 | 96000 | B | 7 | 77777 | A | 7 | 0.5 | E | 8 | 0.072 | F | 8 | 0.2 | F | 8 | 0 | 1 | D | 9 | 0 | C | 8
1991-03-25 | 9:00 | 651 | 1375 | 453 | 1 | 10 | 625 | 1 | 16 | 156 | 1 | 10 | 479 | 1 | 10 | 621 | 1 | 16 | 184 | 1 | 10 | 321 | 1 | 21 | 7 | A | 7 | 4 | A | 7 | 11.7 | A | 7 | -11.1 | A | 7 | 17 | A | 7 | 827 | A | 7 | 0 | A | 7 | 0 | A | 7 | 96000 | B | 7 | 77777 | A | 7 | 0.5 | E | 8 | 0.072 | F | 8 | 0.2 | F | 8 | 0 | 1 | D | 9 | 0 | C | 8
1991-03-25 | 10:00 | 849 | 1375 | 567 | 1 | 10 | 638 | 1 | 16 | 173 | 1 | 10 | 592 | 1 | 10 | 638 | 1 | 16 | 197 | 1 | 10 | 411 | 1 | 21 | 9 | A | 7 | 4 | A | 7 | 15 | A | 7 | -10 | A | 7 | 15 | A | 7 | 827 | A | 7 | 190 | A | 7 | 2.6 | A | 7 | 96000 | B | 7 | 77777 | A | 7 | 0.5 | E | 8 | 0.072 | F | 8 | 0.2 | F | 8 | 0 | 1 | D | 9 | 0 | C | 8
1991-03-25 | 11:00 | 992 | 1375 | 728 | 1 | 10 | 786 | 1 | 16 | 161 | 1 | 10 | 777 | 1 | 10 | 802 | 1 | 16 | 197 | 1 | 10 | 476 | 1 | 21 | 10 | A | 7 | 5 | A | 7 | 18.3 | A | 7 | -10 | A | 7 | 12 | A | 7 | 825 | A | 7 | 210 | A | 7 | 5.2 | A | 7 | 96000 | B | 7 | 77777 | A | 7 | 0.5 | E | 8 | 0.072 | F | 8 | 0.2 | F | 8 | 0 | 1 | D | 9 | 0 | C | 8
1991-03-25 | 12:00 | 1068 | 1375 | 787 | 1 | 10 | 719 | 1 | 16 | 228 | 1 | 10 | 826 | 1 | 10 | 726 | 1 | 16 | 260 | 1 | 10 | 750 | 1 | 21 | 10 | A | 7 | 5 | A | 7 | 20 | A | 7 | -11.4 | B | 8 | 10 | A | 7 | 824 | A | 7 | 240 | A | 7 | 6.7 | A | 7 | 96000 | B | 7 | 77777 | A | 7 | 0.5 | E | 8 | 0.072 | F | 8 | 0.2 | F | 8 | 0 | 1 | D | 9 | 0 | C | 8
1991-03-25 | 13:00 | 1074 | 1375 | 598 | 1 | 10 | 461 | 1 | 16 | 237 | 1 | 10 | 651 | 1 | 10 | 482 | 1 | 16 | 274 | 1 | 10 | 804 | 1 | 21 | 10 | A | 7 | 7 | A | 7 | 21.1 | A | 7 | -12.8 | A | 7 | 8 | A | 7 | 823 | A | 7 | 180 | A | 7 | 6.2 | A | 7 | 96000 | B | 7 | 7620 | A | 7 | 0.5 | E | 8 | 0.072 | F | 8 | 0.2 | F | 8 | 0 | 1 | D | 9 | 0 | C | 8
1991-03-25 | 14:00 | 1009 | 1375 | 684 | 1 | 10 | 322 | 1 | 16 | 447 | 1 | 10 | 722 | 1 | 10 | 346 | 1 | 16 | 468 | 1 | 10 | 1455 | 1 | 21 | 10 | A | 7 | 8 | A | 7 | 20 | A | 7 | -13.9 | A | 7 | 8 | A | 7 | 823 | A | 7 | 240 | A | 7 | 6.2 | A | 7 | 96000 | B | 7 | 7620 | A | 7 | 0.5 | E | 8 | 0.072 | F | 8 | 0.2 | F | 8 | 0 | 1 | D | 9 | 0 | C | 8
1991-03-25 | 15:00 | 877 | 1375 | 417 | 1 | 10 | 390 | 1 | 16 | 168 | 1 | 10 | 456 | 1 | 10 | 403 | 1 | 16 | 198 | 1 | 10 | 411 | 1 | 21 | 10 | A | 7 | 7 | A | 7 | 21.1 | A | 7 | -14.4 | A | 7 | 7 | A | 7 | 822 | A | 7 | 210 | A | 7 | 7.7 | A | 7 | 96000 | B | 7 | 7620 | A | 7 | 0.5 | E | 8 | 0.072 | F | 8 | 0.2 | F | 8 | 0 | 1 | D | 9 | 0 | C | 8
1991-03-25 | 16:00 | 687 | 1375 | 183 | 1 | 10 | 39 | 1 | 16 | 164 | 1 | 10 | 202 | 1 | 10 | 38 | 1 | 16 | 183 | 1 | 10 | 515 | 1 | 21 | 10 | A | 7 | 9 | A | 7 | 20 | A | 7 | -16.7 | A | 7 | 6 | A | 7 | 822 | A | 7 | 260 | A | 7 | 9.8 | A | 7 | 96000 | B | 7 | 7620 | A | 7 | 0.5 | E | 8 | 0.072 | F | 8 | 0.2 | F | 8 | 0 | 1 | D | 9 | 0 | C | 8
1991-03-25 | 17:00 | 452 | 1375 | 184 | 1 | 10 | 227 | 1 | 16 | 109 | 1 | 10 | 197 | 1 | 10 | 212 | 1 | 16 | 127 | 1 | 10 | 214 | 1 | 21 | 9 | A | 7 | 7 | A | 7 | 18.9 | A | 7 | -16.7 | A | 7 | 6 | A | 7 | 823 | A | 7 | 270 | A | 7 | 7.7 | A | 7 | 96000 | B | 7 | 7620 | A | 7 | 0.5 | E | 8 | 0.072 | F | 8 | 0.2 | F | 8 | 0 | 1 | D | 9 | 0 | C | 8
1991-03-25 | 18:00 | 191 | 1375 | 69 | 1 | 10 | 43 | 1 | 16 | 63 | 1 | 10 | 75 | 1 | 10 | 32 | 1 | 16 | 71 | 1 | 10 | 143 | 1 | 21 | 10 | A | 7 | 8 | A | 7 | 17.2 | A | 7 | -16.7 | A | 7 | 7 | A | 7 | 823 | A | 7 | 260 | A | 7 | 4.6 | A | 7 | 96000 | B | 7 | 7620 | A | 7 | 0.5 | E | 8 | 0.072 | F | 8 | 0.2 | F | 8 | 0 | 1 | D | 9 | 0 | C | 8
1991-03-25 | 19:00 | 7 | 309 | 1 | 1 | 10 | 14 | 1 | 16 | 1 | 1 | 10 | 0 | 1 | 10 | 0 | 1 | 16 | 0 | 1 | 10 | 0 | 1 | 21 | 5 | A | 7 | 4 | A | 7 | 15.6 | A | 7 | -15 | A | 7 | 9 | A | 7 | 824 | A | 7 | 220 | A | 7 | 4.1 | A | 7 | 64000 | B | 7 | 77777 | A | 7 | 0.5 | E | 8 | 0.072 | F | 8 | 0.2 | F | 8 | 0 | 1 | D | 9 | 0 | C | 8
1991-03-25 | 20:00 | 0 | 0 | 0 | 1 | 0 | 0 | 1 | 0 | 0 | 1 | 0 | 0 | 1 | 0 | 0 | 1 | 0 | 0 | 1 | 0 | 0 | 1 | 0 | 6 | A | 7 | 3 | A | 7 | 12.8 | A | 7 | -14.4 | A | 7 | 12 | A | 7 | 824 | A | 7 | 210 | A | 7 | 3.6 | A | 7 | 32000 | B | 7 | 77777 | A | 7 | 0.5 | E | 8 | 0.072 | F | 8 | 0.2 | F | 8 | 0 | 1 | D | 9 | 0 | C | 8
1991-03-25 | 21:00 | 0 | 0 | 0 | 1 | 0 | 0 | 1 | 0 | 0 | 1 | 0 | 0 | 1 | 0 | 0 | 1 | 0 | 0 | 1 | 0 | 0 | 1 | 0 | 4 | A | 7 | 1 | A | 7 | 12.2 | A | 7 | -13.9 | A | 7 | 13 | A | 7 | 825 | A | 7 | 180 | A | 7 | 3.6 | A | 7 | 32000 | B | 7 | 77777 | A | 7 | 0.5 | E | 8 | 0.072 | F | 8 | 0.2 | F | 8 | 0 | 1 | D | 9 | 0 | C | 8
1991-03-25 | 22:00 | 0 | 0 | 0 | 1 | 0 | 0 | 1 | 0 | 0 | 1 | 0 | 0 | 1 | 0 | 0 | 1 | 0 | 0 | 1 | 0 | 0 | 1 | 0 | 3 | A | 7 | 0 | A | 7 | 10.6 | A | 7 | -10.6 | A | 7 | 19 | A | 7 | 825 | A | 7 | 180 | A | 7 | 4.6 | A | 7 | 32000 | B | 7 | 77777 | A | 7 | 0.5 | E | 8 | 0.072 | F | 8 | 0.2 | F | 8 | 0 | 1 | D | 9 | 0 | C | 8
1991-03-25 | 23:00 | 0 | 0 | 0 | 1 | 0 | 0 | 1 | 0 | 0 | 1 | 0 | 0 | 1 | 0 | 0 | 1 | 0 | 0 | 1 | 0 | 0 | 1 | 0 | 2 | A | 7 | 0 | A | 7 | 10.6 | A | 7 | -11.1 | A | 7 | 18 | A | 7 | 825 | A | 7 | 180 | A | 7 | 3.1 | A | 7 | 32000 | B | 7 | 77777 | A | 7 | 0.5 | E | 8 | 0.072 | F | 8 | 0.2 | F | 8 | 0 | 1 | D | 9 | 0 | C | 8
1991-03-25 | 24:00 | 0 | 0 | 0 | 1 | 0 | 0 | 1 | 0 | 0 | 1 | 0 | 0 | 1 | 0 | 0 | 1 | 0 | 0 | 1 | 0 | 0 | 1 | 0 | 1 | A | 7 | 0 | A | 7 | 6.7 | A | 7 | -8.9 | A | 7 | 29 | A | 7 | 824 | A | 7 | 170 | A | 7 | 2.6 | A | 7 | 32000 | B | 7 | 77777 | A | 7 | 0.5 | E | 8 | 0.072 | F | 8 | 0.2 | F | 8 | 0 | 1 | D | 9 | 0 | C | 8
1991-03-26 | 1:00 | 0 | 0 | 0 | 1 | 0 | 0 | 1 | 0 | 0 | 1 | 0 | 0 | 1 | 0 | 0 | 1 | 0 | 0 | 1 | 0 | 0 | 1 | 0 | 0 | A | 7 | 0 | A | 7 | 8.3 | A | 7 | -8.9 | A | 7 | 26 | A | 7 | 824 | A | 7 | 230 | A | 7 | 3.1 | A | 7 | 32000 | B | 7 | 77777 | A | 7 | 0.5 | E | 8 | 0.073 | F | 8 | 0.2 | F | 8 | 0 | 1 | D | 9 | 0 | C | 8
1991-03-26 | 2:00 | 0 | 0 | 0 | 1 | 0 | 0 | 1 | 0 | 0 | 1 | 0 | 0 | 1 | 0 | 0 | 1 | 0 | 0 | 1 | 0 | 0 | 1 | 0 | 0 | A | 7 | 0 | A | 7 | 10.6 | A | 7 | -6.1 | A | 7 | 29 | A | 7 | 823 | A | 7 | 220 | A | 7 | 9.8 | A | 7 | 32000 | B | 7 | 77777 | A | 7 | 0.5 | E | 8 | 0.073 | F | 8 | 0.2 | F | 8 | 0 | 1 | D | 9 | 0 | C | 8
1991-03-26 | 3:00 | 0 | 0 | 0 | 1 | 0 | 0 | 1 | 0 | 0 | 1 | 0 | 0 | 1 | 0 | 0 | 1 | 0 | 0 | 1 | 0 | 0 | 1 | 0 | 0 | A | 7 | 0 | A | 7 | 10 | A | 7 | -6.1 | A | 7 | 30 | A | 7 | 823 | A | 7 | 220 | A | 7 | 9.3 | A | 7 | 32000 | B | 7 | 77777 | A | 7 | 0.5 | E | 8 | 0.073 | F | 8 | 0.2 | F | 8 | 0 | 1 | D | 9 | 0 | C | 8
1991-03-26 | 4:00 | 0 | 0 | 0 | 1 | 0 | 0 | 1 | 0 | 0 | 1 | 0 | 0 | 1 | 0 | 0 | 1 | 0 | 0 | 1 | 0 | 0 | 1 | 0 | 0 | A | 7 | 0 | A | 7 | 9.4 | A | 7 | -5 | A | 7 | 34 | A | 7 | 824 | A | 7 | 230 | A | 7 | 6.7 | A | 7 | 32000 | B | 7 | 77777 | A | 7 | 0.5 | E | 8 | 0.073 | F | 8 | 0.2 | F | 8 | 0 | 1 | D | 9 | 0 | C | 8
1991-03-26 | 5:00 | 0 | 0 | 0 | 1 | 0 | 0 | 1 | 0 | 0 | 1 | 0 | 0 | 1 | 0 | 0 | 1 | 0 | 0 | 1 | 0 | 0 | 1 | 0 | 0 | A | 7 | 0 | A | 7 | 8.9 | A | 7 | -5.6 | A | 7 | 33 | A | 7 | 823 | A | 7 | 210 | A | 7 | 6.2 | A | 7 | 32000 | B | 7 | 77777 | A | 7 | 0.5 | E | 8 | 0.073 | F | 8 | 0.2 | F | 8 | 0 | 1 | D | 9 | 0 | C | 8
1991-03-26 | 6:00 | 1 | 126 | 0 | 1 | 10 | 5 | 1 | 16 | 0 | 1 | 10 | 0 | 1 | 10 | 0 | 1 | 16 | 0 | 1 | 10 | 0 | 1 | 21 | 0 | A | 7 | 0 | A | 7 | 7.8 | A | 7 | -5.6 | A | 7 | 36 | A | 7 | 824 | A | 7 | 230 | A | 7 | 5.2 | A | 7 | 80000 | B | 7 | 77777 | A | 7 | 0.5 | E | 8 | 0.073 | F | 8 | 0.2 | F | 8 | 0 | 1 | D | 9 | 0 | C | 8
1991-03-26 | 7:00 | 154 | 1374 | 69 | 1 | 10 | 367 | 1 | 16 | 28 | 1 | 10 | 71 | 1 | 10 | 218 | 1 | 16 | 46 | 1 | 10 | 50 | 1 | 21 | 0 | A | 7 | 0 | A | 7 | 8.3 | A | 7 | -5 | A | 7 | 37 | A | 7 | 824 | A | 7 | 240 | A | 7 | 3.1 | A | 7 | 96000 | B | 7 | 77777 | A | 7 | 0.5 | E | 8 | 0.073 | F | 8 | 0.2 | F | 8 | 0 | 1 | D | 9 | 0 | C | 8
1991-03-26 | 8:00 | 418 | 1374 | 268 | 1 | 10 | 713 | 1 | 16 | 51 | 1 | 10 | 280 | 1 | 10 | 641 | 1 | 16 | 84 | 1 | 10 | 105 | 1 | 21 | 0 | A | 7 | 0 | A | 7 | 10.6 | A | 7 | -4.4 | A | 7 | 33 | A | 7 | 824 | A | 7 | 210 | A | 7 | 8.2 | A | 7 | 80000 | B | 7 | 77777 | A | 7 | 0.6 | E | 8 | 0.073 | F | 8 | 0.2 | F | 8 | 0 | 1 | D | 9 | 0 | C | 8
1991-03-26 | 9:00 | 658 | 1374 | 438 | 1 | 10 | 633 | 1 | 16 | 135 | 1 | 10 | 453 | 1 | 10 | 614 | 1 | 16 | 159 | 1 | 10 | 273 | 1 | 21 | 3 | A | 7 | 3 | A | 7 | 12.8 | A | 7 | -4.4 | A | 7 | 29 | A | 7 | 823 | A | 7 | 220 | A | 7 | 6.7 | A | 7 | 96000 | B | 7 | 77777 | A | 7 | 0.6 | E | 8 | 0.073 | F | 8 | 0.2 | F | 8 | 0 | 1 | D | 9 | 0 | C | 8
1991-03-26 | 10:00 | 856 | 1374 | 615 | 1 | 10 | 819 | 1 | 16 | 104 | 1 | 10 | 650 | 1 | 10 | 820 | 1 | 16 | 138 | 1 | 10 | 252 | 1 | 21 | 1 | A | 7 | 1 | A | 7 | 14.4 | A | 7 | -6.1 | A | 7 | 22 | A | 7 | 823 | A | 7 | 210 | A | 7 | 8.2 | A | 7 | 96000 | B | 7 | 77777 | A | 7 | 0.6 | E | 8 | 0.073 | F | 8 | 0.2 | F | 8 | 0 | 1 | D | 9 | 0 | C | 8
1991-03-26 | 11:00 | 997 | 1374 | 758 | 1 | 10 | 913 | 1 | 16 | 94 | 1 | 10 | 788 | 1 | 10 | 911 | 1 | 16 | 124 | 1 | 10 | 251 | 1 | 21 | 1 | A | 7 | 1 | A | 7 | 15 | A | 7 | -7.2 | A | 7 | 19 | A | 7 | 822 | A | 7 | 240 | A | 7 | 7.7 | A | 7 | 96000 | B | 7 | 77777 | A | 7 | 0.6 | E | 8 | 0.073 | F | 8 | 0.2 | F | 8 | 0 | 1 | D | 9 | 15 | C | 8
1991-03-26 | 12:00 | 1074 | 1374 | 817 | 1 | 10 | 797 | 1 | 16 | 194 | 1 | 10 | 869 | 1 | 10 | 812 | 1 | 16 | 232 | 1 | 10 | 659 | 1 | 21 | 2 | A | 7 | 2 | A | 7 | 16.1 | A | 7 | -6.1 | A | 7 | 20 | A | 7 | 821 | A | 7 | 200 | A | 7 | 6.7 | A | 7 | 96000 | B | 7 | 77777 | A | 7 | 0.6 | E | 8 | 0.073 | F | 8 | 0.2 | F | 8 | 0 | 1 | D | 9 | 0 | C | 8
1991-03-26 | 13:00 | 1079 | 1374 | 449 | 1 | 10 | 227 | 1 | 16 | 271 | 1 | 10 | 498 | 1 | 10 | 247 | 1 | 16 | 304 | 1 | 10 | 897 | 1 | 21 | 6 | A | 7 | 5 | A | 7 | 16.7 | A | 7 | -6.7 | A | 7 | 18 | A | 7 | 820 | A | 7 | 210 | A | 7 | 7.2 | A | 7 | 96000 | B | 7 | 7620 | A | 7 | 0.6 | E | 8 | 0.073 | F | 8 | 0.2 | F | 8 | 0 | 1 | D | 9 | 0 | C | 8
1991-03-26 | 14:00 | 1013 | 1374 | 587 | 1 | 10 | 320 | 1 | 16 | 350 | 1 | 10 | 632 | 1 | 10 | 345 | 1 | 16 | 377 | 1 | 10 | 1094 | 1 | 21 | 7 | A | 7 | 6 | A | 7 | 17.2 | A | 7 | -7.2 | A | 7 | 17 | A | 7 | 818 | A | 7 | 190 | A | 7 | 4.6 | A | 7 | 96000 | B | 7 | 2438 | A | 7 | 0.6 | E | 8 | 0.073 | F | 8 | 0.2 | F | 8 | 0 | 1 | D | 9 | 0 | C | 8
1991-03-26 | 15:00 | 881 | 1374 | 484 | 1 | 10 | 442 | 1 | 16 | 201 | 1 | 10 | 521 | 1 | 10 | 456 | 1 | 16 | 228 | 1 | 10 | 502 | 1 | 21 | 8 | A | 7 | 6 | A | 7 | 17.2 | A | 7 | -9.4 | A | 7 | 14 | A | 7 | 818 | A | 7 | 210 | A | 7 | 5.7 | A | 7 | 96000 | B | 7 | 2438 | A | 7 | 0.6 | E | 8 | 0.073 | F | 8 | 0.2 | F | 8 | 0 | 1 | D | 9 | 0 | C | 8
1991-03-26 | 16:00 | 691 | 1374 | 180 | 1 | 10 | 0 | 1 | 16 | 180 | 1 | 10 | 207 | 1 | 10 | 0 | 1 | 16 | 207 | 1 | 10 | 741 | 1 | 21 | 10 | A | 7 | 10 | A | 7 | 13.3 | A | 7 | -7.2 | A | 7 | 22 | A | 7 | 819 | A | 7 | 50 | A | 7 | 5.2 | A | 7 | 64000 | B | 7 | 3048 | A | 7 | 0.7 | E | 8 | 0.073 | F | 8 | 0.2 | F | 8 | 0 | 1 | D | 9 | 0 | C | 8
1991-03-26 | 17:00 | 457 | 1374 | 85 | 1 | 10 | 0 | 1 | 16 | 85 | 1 | 10 | 99 | 1 | 10 | 0 | 1 | 16 | 99 | 1 | 10 | 345 | 1 | 21 | 10 | A | 7 | 10 | A | 7 | 12.8 | A | 7 | -7.8 | A | 7 | 21 | A | 7 | 818 | A | 7 | 30 | A | 7 | 5.2 | A | 7 | 64000 | B | 7 | 2591 | A | 7 | 0.7 | E | 8 | 0.073 | F | 8 | 0.2 | F | 8 | 0 | 1 | D | 9 | 15 | C | 8
1991-03-26 | 18:00 | 195 | 1374 | 28 | 1 | 10 | 0 | 1 | 16 | 28 | 1 | 10 | 33 | 1 | 10 | 0 | 1 | 16 | 33 | 1 | 10 | 106 | 1 | 21 | 10 | A | 7 | 10 | A | 7 | 10.6 | A | 7 | -3.9 | A | 7 | 35 | A | 7 | 818 | A | 7 | 310 | A | 7 | 5.2 | A | 7 | 64000 | B | 7 | 2591 | A | 7 | 0.7 | E | 8 | 0.073 | F | 8 | 0.2 | F | 8 | 0 | 1 | D | 9 | 80 | C | 8
1991-03-26 | 19:00 | 8 | 332 | 0 | 1 | 10 | 0 | 1 | 16 | 0 | 1 | 10 | 0 | 1 | 10 | 0 | 1 | 16 | 0 | 1 | 10 | 0 | 1 | 21 | 10 | A | 7 | 10 | A | 7 | 9.4 | A | 7 | -2.2 | A | 7 | 43 | A | 7 | 817 | A | 7 | 190 | A | 7 | 2.6 | A | 7 | 32000 | B | 7 | 1829 | A | 7 | 0.7 | E | 8 | 0.073 | F | 8 | 0.2 | F | 8 | 0 | 1 | D | 9 | 0 | C | 8
1991-03-26 | 20:00 | 0 | 0 | 0 | 1 | 0 | 0 | 1 | 0 | 0 | 1 | 0 | 0 | 1 | 0 | 0 | 1 | 0 | 0 | 1 | 0 | 0 | 1 | 0 | 10 | A | 7 | 10 | A | 7 | 8.3 | A | 7 | -1.7 | A | 7 | 48 | A | 7 | 817 | A | 7 | 340 | A | 7 | 3.1 | A | 7 | 32000 | B | 7 | 2134 | A | 7 | 0.7 | E | 8 | 0.073 | F | 8 | 0.2 | F | 8 | 0 | 1 | D | 9 | 0 | C | 8
1991-03-26 | 21:00 | 0 | 0 | 0 | 1 | 0 | 0 | 1 | 0 | 0 | 1 | 0 | 0 | 1 | 0 | 0 | 1 | 0 | 0 | 1 | 0 | 0 | 1 | 0 | 10 | A | 7 | 10 | A | 7 | 8.3 | A | 7 | -1.7 | A | 7 | 48 | A | 7 | 817 | A | 7 | 340 | A | 7 | 5.7 | A | 7 | 24000 | B | 7 | 1829 | A | 7 | 0.7 | E | 8 | 0.073 | F | 8 | 0.2 | F | 8 | 0 | 1 | D | 9 | 80 | C | 8
1991-03-26 | 22:00 | 0 | 0 | 0 | 1 | 0 | 0 | 1 | 0 | 0 | 1 | 0 | 0 | 1 | 0 | 0 | 1 | 0 | 0 | 1 | 0 | 0 | 1 | 0 | 10 | A | 7 | 10 | A | 7 | 3.9 | A | 7 | 0 | A | 7 | 76 | A | 7 | 817 | A | 7 | 340 | A | 7 | 8.8 | A | 7 | 1600 | B | 7 | 366 | A | 7 | 0.7 | E | 8 | 0.073 | F | 8 | 0.2 | F | 8 | 0 | 1 | D | 9 | 80 | C | 8
1991-03-26 | 23:00 | 0 | 0 | 0 | 1 | 0 | 0 | 1 | 0 | 0 | 1 | 0 | 0 | 1 | 0 | 0 | 1 | 0 | 0 | 1 | 0 | 0 | 1 | 0 | 10 | A | 7 | 10 | A | 7 | 0.6 | A | 7 | 0 | A | 7 | 96 | A | 7 | 818 | A | 7 | 320 | A | 7 | 10.3 | A | 7 | 1200 | B | 7 | 91 | A | 7 | 0.8 | E | 8 | 0.073 | F | 8 | 0.2 | F | 8 | 0 | 1 | D | 9 | 45 | C | 8
1991-03-26 | 24:00 | 0 | 0 | 0 | 1 | 0 | 0 | 1 | 0 | 0 | 1 | 0 | 0 | 1 | 0 | 0 | 1 | 0 | 0 | 1 | 0 | 0 | 1 | 0 | 10 | A | 7 | 10 | A | 7 | 0.6 | A | 7 | 0 | A | 7 | 96 | A | 7 | 819 | A | 7 | 330 | A | 7 | 8.2 | A | 7 | 1200 | B | 7 | 122 | A | 7 | 0.8 | E | 8 | 0.073 | F | 8 | 0.2 | F | 8 | 0 | 1 | D | 9 | 45 | C | 8
1991-03-27 | 1:00 | 0 | 0 | 0 | 1 | 0 | 0 | 1 | 0 | 0 | 1 | 0 | 0 | 1 | 0 | 0 | 1 | 0 | 0 | 1 | 0 | 0 | 1 | 0 | 10 | A | 7 | 10 | A | 7 | 0.6 | A | 7 | -0.6 | A | 7 | 91 | A | 7 | 819 | A | 7 | 350 | A | 7 | 7.2 | A | 7 | 32000 | B | 7 | 152 | A | 7 | 0.8 | E | 8 | 0.074 | F | 8 | 0.2 | F | 8 | 0 | 1 | D | 9 | 0 | C | 8
1991-03-27 | 2:00 | 0 | 0 | 0 | 1 | 0 | 0 | 1 | 0 | 0 | 1 | 0 | 0 | 1 | 0 | 0 | 1 | 0 | 0 | 1 | 0 | 0 | 1 | 0 | 10 | A | 7 | 10 | A | 7 | 0 | A | 7 | -0.6 | A | 7 | 95 | A | 7 | 820 | A | 7 | 10 | A | 7 | 10.8 | A | 7 | 32000 | B | 7 | 305 | A | 7 | 0.8 | E | 8 | 0.074 | F | 8 | 0.2 | F | 8 | 0 | 1 | D | 9 | 0 | C | 8
1991-03-27 | 3:00 | 0 | 0 | 0 | 1 | 0 | 0 | 1 | 0 | 0 | 1 | 0 | 0 | 1 | 0 | 0 | 1 | 0 | 0 | 1 | 0 | 0 | 1 | 0 | 10 | A | 7 | 10 | A | 7 | 0 | A | 7 | -2.2 | A | 7 | 83 | A | 7 | 822 | A | 7 | 30 | A | 7 | 7.2 | A | 7 | 32000 | B | 7 | 2438 | A | 7 | 0.8 | E | 8 | 0.074 | F | 8 | 0.2 | F | 8 | 0 | 1 | D | 9 | 0 | C | 8
1991-03-27 | 4:00 | 0 | 0 | 0 | 1 | 0 | 0 | 1 | 0 | 0 | 1 | 0 | 0 | 1 | 0 | 0 | 1 | 0 | 0 | 1 | 0 | 0 | 1 | 0 | 10 | A | 7 | 10 | A | 7 | 0.6 | A | 7 | -2.2 | A | 7 | 80 | A | 7 | 823 | A | 7 | 50 | A | 7 | 2.1 | A | 7 | 19200 | B | 7 | 1676 | A | 7 | 0.8 | E | 8 | 0.074 | F | 8 | 0.2 | F | 8 | 0 | 1 | D | 9 | 85 | C | 8
1991-03-27 | 5:00 | 0 | 0 | 0 | 1 | 0 | 0 | 1 | 0 | 0 | 1 | 0 | 0 | 1 | 0 | 0 | 1 | 0 | 0 | 1 | 0 | 0 | 1 | 0 | 10 | A | 7 | 10 | A | 7 | 0 | A | 7 | -2.8 | A | 7 | 79 | A | 7 | 825 | A | 7 | 0 | A | 7 | 0 | A | 7 | 32000 | B | 7 | 1219 | A | 7 | 0.8 | E | 8 | 0.074 | F | 8 | 0.2 | F | 8 | 0 | 1 | D | 9 | 2 | C | 8
1991-03-27 | 6:00 | 2 | 172 | 0 | 1 | 10 | 0 | 1 | 16 | 0 | 1 | 10 | 0 | 1 | 10 | 0 | 1 | 16 | 0 | 1 | 10 | 0 | 1 | 21 | 10 | A | 7 | 10 | A | 7 | -0.6 | A | 7 | -2.8 | A | 7 | 83 | A | 7 | 826 | A | 7 | 70 | A | 7 | 2.6 | A | 7 | 32000 | B | 7 | 6706 | A | 7 | 0.8 | E | 8 | 0.074 | F | 8 | 0.2 | F | 8 | 0 | 1 | D | 9 | 0 | C | 8
1991-03-27 | 7:00 | 161 | 1373 | 35 | 1 | 10 | 0 | 1 | 16 | 35 | 1 | 10 | 39 | 1 | 10 | 0 | 1 | 16 | 39 | 1 | 10 | 120 | 1 | 21 | 10 | A | 7 | 10 | A | 7 | -0.6 | A | 7 | -3.9 | A | 7 | 76 | A | 7 | 827 | A | 7 | 100 | A | 7 | 3.1 | A | 7 | 48000 | B | 7 | 6706 | A | 7 | 0.8 | E | 8 | 0.074 | F | 8 | 0.2 | F | 8 | 0 | 1 | D | 9 | 0 | C | 8
1991-03-27 | 8:00 | 425 | 1373 | 175 | 1 | 10 | 42 | 1 | 16 | 162 | 1 | 10 | 191 | 1 | 10 | 39 | 1 | 16 | 179 | 1 | 10 | 396 | 1 | 21 | 10 | A | 7 | 9 | A | 7 | 0 | A | 7 | -3.3 | A | 7 | 76 | A | 7 | 828 | A | 7 | 160 | A | 7 | 4.1 | A | 7 | 64000 | B | 7 | 6706 | A | 7 | 0.8 | E | 8 | 0.074 | F | 8 | 0.2 | F | 8 | 0 | 1 | D | 9 | 0 | C | 8
1991-03-27 | 9:00 | 664 | 1373 | 380 | 1 | 10 | 370 | 1 | 16 | 200 | 1 | 10 | 405 | 1 | 10 | 381 | 1 | 16 | 220 | 1 | 10 | 448 | 1 | 21 | 7 | A | 7 | 7 | A | 7 | 1.1 | A | 7 | -2.8 | A | 7 | 73 | A | 7 | 828 | A | 7 | 170 | A | 7 | 4.1 | A | 7 | 96000 | B | 7 | 6706 | A | 7 | 0.8 | E | 8 | 0.074 | F | 8 | 0.2 | F | 8 | 0 | 1 | D | 9 | 0 | C | 8
1991-03-27 | 10:00 | 862 | 1373 | 551 | 1 | 10 | 638 | 1 | 16 | 150 | 1 | 10 | 582 | 1 | 10 | 644 | 1 | 16 | 177 | 1 | 10 | 370 | 1 | 21 | 3 | A | 7 | 3 | A | 7 | 3.9 | A | 7 | -1.7 | A | 7 | 66 | A | 7 | 829 | A | 7 | 190 | A | 7 | 3.1 | A | 7 | 96000 | B | 7 | 77777 | A | 7 | 0.7 | E | 8 | 0.074 | F | 8 | 0.2 | F | 8 | 0 | 1 | D | 9 | 0 | C | 8
1991-03-27 | 11:00 | 1003 | 1373 | 750 | 1 | 10 | 882 | 1 | 16 | 106 | 1 | 10 | 778 | 1 | 10 | 880 | 1 | 16 | 134 | 1 | 10 | 266 | 1 | 21 | 1 | A | 7 | 1 | A | 7 | 8.9 | A | 7 | -2.8 | A | 7 | 42 | A | 7 | 828 | A | 7 | 170 | A | 7 | 3.6 | A | 7 | 96000 | B | 7 | 77777 | A | 7 | 0.7 | E | 8 | 0.074 | F | 8 | 0.2 | F | 8 | 0 | 1 | D | 9 | 15 | C | 8
1991-03-27 | 12:00 | 1079 | 1373 | 830 | 1 | 10 | 966 | 1 | 16 | 70 | 1 | 10 | 871 | 1 | 10 | 969 | 1 | 16 | 107 | 1 | 10 | 243 | 1 | 21 | 1 | A | 7 | 1 | A | 7 | 8.9 | A | 7 | -7.2 | A | 7 | 29 | A | 7 | 827 | A | 7 | 300 | A | 7 | 7.7 | A | 7 | 96000 | B | 7 | 77777 | A | 7 | 0.7 | E | 8 | 0.074 | F | 8 | 0.2 | F | 8 | 0 | 1 | D | 9 | 0 | C | 8
1991-03-27 | 13:00 | 1084 | 1373 | 822 | 1 | 10 | 939 | 1 | 16 | 80 | 1 | 10 | 859 | 1 | 10 | 941 | 1 | 16 | 114 | 1 | 10 | 268 | 1 | 21 | 2 | A | 7 | 2 | A | 7 | 10 | A | 7 | -8.3 | A | 7 | 25 | A | 7 | 827 | A | 7 | 350 | A | 7 | 6.2 | A | 7 | 96000 | B | 7 | 77777 | A | 7 | 0.7 | E | 8 | 0.074 | F | 8 | 0.2 | F | 8 | 0 | 1 | D | 9 | 0 | C | 8
1991-03-27 | 14:00 | 1018 | 1373 | 756 | 1 | 10 | 795 | 1 | 16 | 166 | 1 | 10 | 807 | 1 | 10 | 812 | 1 | 16 | 204 | 1 | 10 | 513 | 1 | 21 | 3 | A | 7 | 3 | A | 7 | 8.9 | A | 7 | -7.2 | A | 7 | 29 | A | 7 | 827 | A | 7 | 70 | A | 7 | 2.6 | A | 7 | 96000 | B | 7 | 77777 | A | 7 | 0.7 | E | 8 | 0.074 | F | 8 | 0.2 | F | 8 | 0 | 1 | D | 9 | 0 | C | 8
1991-03-27 | 15:00 | 885 | 1373 | 647 | 1 | 10 | 881 | 1 | 16 | 78 | 1 | 10 | 676 | 1 | 10 | 876 | 1 | 16 | 110 | 1 | 10 | 199 | 1 | 21 | 2 | A | 7 | 2 | A | 7 | 11.1 | A | 7 | -8.3 | A | 7 | 23 | A | 7 | 826 | A | 7 | 220 | A | 7 | 5.2 | A | 7 | 96000 | B | 7 | 77777 | A | 7 | 0.7 | E | 8 | 0.074 | F | 8 | 0.2 | F | 8 | 0 | 1 | D | 9 | 0 | C | 8
1991-03-27 | 16:00 | 695 | 1373 | 456 | 1 | 10 | 697 | 1 | 16 | 103 | 1 | 10 | 484 | 1 | 10 | 692 | 1 | 16 | 133 | 1 | 10 | 225 | 1 | 21 | 3 | A | 7 | 3 | A | 7 | 9.4 | A | 7 | -7.8 | A | 7 | 27 | A | 7 | 826 | A | 7 | 190 | A | 7 | 3.1 | A | 7 | 96000 | B | 7 | 77777 | A | 7 | 0.6 | E | 8 | 0.074 | F | 8 | 0.2 | F | 8 | 0 | 1 | D | 9 | 0 | C | 8
1991-03-27 | 17:00 | 461 | 1373 | 235 | 1 | 10 | 515 | 1 | 16 | 62 | 1 | 10 | 249 | 1 | 10 | 474 | 1 | 16 | 89 | 1 | 10 | 123 | 1 | 21 | 2 | A | 7 | 2 | A | 7 | 8.9 | A | 7 | -10.6 | A | 7 | 22 | A | 7 | 827 | A | 7 | 180 | A | 7 | 2.6 | A | 7 | 96000 | B | 7 | 77777 | A | 7 | 0.6 | E | 8 | 0.074 | F | 8 | 0.2 | F | 8 | 0 | 1 | D | 9 | 15 | C | 8
1991-03-27 | 18:00 | 200 | 1373 | 101 | 1 | 10 | 518 | 1 | 16 | 26 | 1 | 10 | 104 | 1 | 10 | 371 | 1 | 16 | 50 | 1 | 10 | 53 | 1 | 21 | 1 | A | 7 | 1 | A | 7 | 8.9 | A | 7 | -9.4 | A | 7 | 24 | A | 7 | 827 | A | 7 | 300 | A | 7 | 6.7 | A | 7 | 96000 | B | 7 | 77777 | A | 7 | 0.6 | E | 8 | 0.074 | F | 8 | 0.2 | F | 8 | 0 | 1 | D | 9 | 0 | C | 8
1991-03-27 | 19:00 | 9 | 378 | 2 | 1 | 10 | 62 | 1 | 16 | 1 | 1 | 10 | 0 | 1 | 10 | 0 | 1 | 16 | 0 | 1 | 10 | 0 | 1 | 21 | 0 | A | 7 | 0 | A | 7 | 6.7 | A | 7 | -10 | A | 7 | 26 | A | 7 | 828 | A | 7 | 270 | A | 7 | 6.2 | A | 7 | 64000 | B | 7 | 77777 | A | 7 | 0.6 | E | 8 | 0.074 | F | 8 | 0.2 | F | 8 | 0 | 1 | D | 9 | 0 | C | 8
1991-03-27 | 20:00 | 0 | 0 | 0 | 1 | 0 | 0 | 1 | 0 | 0 | 1 | 0 | 0 | 1 | 0 | 0 | 1 | 0 | 0 | 1 | 0 | 0 | 1 | 0 | 0 | A | 7 | 0 | A | 7 | 5.6 | A | 7 | -9.4 | A | 7 | 30 | A | 7 | 829 | A | 7 | 300 | A | 7 | 6.2 | A | 7 | 48000 | B | 7 | 77777 | A | 7 | 0.6 | E | 8 | 0.074 | F | 8 | 0.2 | F | 8 | 0 | 1 | D | 9 | 0 | C | 8
1991-03-27 | 21:00 | 0 | 0 | 0 | 1 | 0 | 0 | 1 | 0 | 0 | 1 | 0 | 0 | 1 | 0 | 0 | 1 | 0 | 0 | 1 | 0 | 0 | 1 | 0 | 1 | A | 7 | 1 | A | 7 | 3.9 | A | 7 | -9.4 | A | 7 | 34 | A | 7 | 830 | A | 7 | 310 | A | 7 | 4.1 | A | 7 | 112000 | B | 7 | 77777 | A | 7 | 0.5 | E | 8 | 0.074 | F | 8 | 0.2 | F | 8 | 0 | 1 | D | 9 | 0 | C | 8
1991-03-27 | 22:00 | 0 | 0 | 0 | 1 | 0 | 0 | 1 | 0 | 0 | 1 | 0 | 0 | 1 | 0 | 0 | 1 | 0 | 0 | 1 | 0 | 0 | 1 | 0 | 5 | A | 7 | 4 | A | 7 | 2.2 | A | 7 | -7.8 | A | 7 | 44 | A | 7 | 830 | A | 7 | 60 | A | 7 | 2.6 | A | 7 | 48000 | B | 7 | 77777 | A | 7 | 0.5 | E | 8 | 0.074 | F | 8 | 0.2 | F | 8 | 0 | 1 | D | 9 | 0 | C | 8
1991-03-27 | 23:00 | 0 | 0 | 0 | 1 | 0 | 0 | 1 | 0 | 0 | 1 | 0 | 0 | 1 | 0 | 0 | 1 | 0 | 0 | 1 | 0 | 0 | 1 | 0 | 2 | A | 7 | 2 | A | 7 | 3.3 | A | 7 | -9.4 | A | 7 | 35 | A | 7 | 830 | A | 7 | 270 | A | 7 | 2.1 | A | 7 | 48000 | B | 7 | 77777 | A | 7 | 0.5 | E | 8 | 0.074 | F | 8 | 0.2 | F | 8 | 0 | 1 | D | 9 | 0 | C | 8
1991-03-27 | 24:00 | 0 | 0 | 0 | 1 | 0 | 0 | 1 | 0 | 0 | 1 | 0 | 0 | 1 | 0 | 0 | 1 | 0 | 0 | 1 | 0 | 0 | 1 | 0 | 3 | A | 7 | 3 | A | 7 | 2.2 | A | 7 | -9.4 | A | 7 | 38 | A | 7 | 830 | A | 7 | 40 | A | 7 | 1.5 | A | 7 | 48000 | B | 7 | 77777 | A | 7 | 0.5 | E | 8 | 0.074 | F | 8 | 0.2 | F | 8 | 0 | 1 | D | 9 | 0 | C | 8
1991-03-28 | 1:00 | 0 | 0 | 0 | 1 | 0 | 0 | 1 | 0 | 0 | 1 | 0 | 0 | 1 | 0 | 0 | 1 | 0 | 0 | 1 | 0 | 0 | 1 | 0 | 0 | A | 7 | 0 | A | 7 | 0.6 | A | 7 | -7.2 | A | 7 | 52 | A | 7 | 830 | A | 7 | 150 | A | 7 | 2.6 | A | 7 | 48000 | B | 7 | 77777 | A | 7 | 0.5 | E | 8 | 0.074 | F | 8 | 0.2 | F | 8 | 0 | 1 | D | 9 | 0 | C | 8
1991-03-28 | 2:00 | 0 | 0 | 0 | 1 | 0 | 0 | 1 | 0 | 0 | 1 | 0 | 0 | 1 | 0 | 0 | 1 | 0 | 0 | 1 | 0 | 0 | 1 | 0 | 0 | A | 7 | 0 | A | 7 | -0.6 | A | 7 | -4.4 | A | 7 | 73 | A | 7 | 829 | A | 7 | 230 | A | 7 | 2.1 | A | 7 | 48000 | B | 7 | 77777 | A | 7 | 0.5 | E | 8 | 0.074 | F | 8 | 0.2 | F | 8 | 0 | 1 | D | 9 | 0 | C | 8
1991-03-28 | 3:00 | 0 | 0 | 0 | 1 | 0 | 0 | 1 | 0 | 0 | 1 | 0 | 0 | 1 | 0 | 0 | 1 | 0 | 0 | 1 | 0 | 0 | 1 | 0 | 0 | A | 7 | 0 | A | 7 | -1.1 | A | 7 | -5 | A | 7 | 72 | A | 7 | 829 | A | 7 | 180 | A | 7 | 2.6 | A | 7 | 48000 | B | 7 | 77777 | A | 7 | 0.4 | E | 8 | 0.074 | F | 8 | 0.2 | F | 8 | 0 | 1 | D | 9 | 0 | C | 8
1991-03-28 | 4:00 | 0 | 0 | 0 | 1 | 0 | 0 | 1 | 0 | 0 | 1 | 0 | 0 | 1 | 0 | 0 | 1 | 0 | 0 | 1 | 0 | 0 | 1 | 0 | 0 | A | 7 | 0 | A | 7 | -1.1 | A | 7 | -7.2 | A | 7 | 60 | A | 7 | 829 | A | 7 | 170 | A | 7 | 3.1 | A | 7 | 48000 | B | 7 | 77777 | A | 7 | 0.4 | E | 8 | 0.074 | F | 8 | 0.2 | F | 8 | 0 | 1 | D | 9 | 0 | C | 8
1991-03-28 | 5:00 | 0 | 0 | 0 | 1 | 0 | 0 | 1 | 0 | 0 | 1 | 0 | 0 | 1 | 0 | 0 | 1 | 0 | 0 | 1 | 0 | 0 | 1 | 0 | 0 | A | 7 | 0 | A | 7 | -1.1 | A | 7 | -7.8 | A | 7 | 57 | A | 7 | 829 | A | 7 | 200 | A | 7 | 4.1 | A | 7 | 48000 | B | 7 | 77777 | A | 7 | 0.4 | E | 8 | 0.074 | F | 8 | 0.2 | F | 8 | 0 | 1 | D | 9 | 0 | C | 8
1991-03-28 | 6:00 | 3 | 194 | 0 | 1 | 10 | 14 | 1 | 16 | 0 | 1 | 10 | 0 | 1 | 10 | 0 | 1 | 16 | 0 | 1 | 10 | 0 | 1 | 21 | 0 | A | 7 | 0 | A | 7 | -2.2 | A | 7 | -7.2 | A | 7 | 65 | A | 7 | 829 | A | 7 | 200 | A | 7 | 3.1 | A | 7 | 96000 | B | 7 | 77777 | A | 7 | 0.4 | E | 8 | 0.074 | F | 8 | 0.2 | F | 8 | 0 | 1 | D | 9 | 0 | C | 8
1991-03-28 | 7:00 | 168 | 1372 | 81 | 1 | 10 | 441 | 1 | 16 | 27 | 1 | 10 | 81 | 1 | 10 | 293 | 1 | 16 | 46 | 1 | 10 | 50 | 1 | 21 | 0 | A | 7 | 0 | A | 7 | -0.6 | A | 7 | -7.8 | A | 7 | 54 | A | 7 | 830 | A | 7 | 180 | A | 7 | 3.1 | A | 7 | 128000 | B | 7 | 77777 | A | 7 | 0.4 | E | 8 | 0.074 | F | 8 | 0.2 | F | 8 | 0 | 1 | D | 9 | 0 | C | 8
1991-03-28 | 8:00 | 432 | 1372 | 286 | 1 | 10 | 759 | 1 | 16 | 47 | 1 | 10 | 301 | 1 | 10 | 689 | 1 | 16 | 84 | 1 | 10 | 104 | 1 | 21 | 0 | A | 7 | 0 | A | 7 | 2.8 | A | 7 | -8.3 | A | 7 | 40 | A | 7 | 830 | A | 7 | 190 | A | 7 | 2.6 | A | 7 | 112000 | B | 7 | 77777 | A | 7 | 0.4 | E | 8 | 0.074 | F | 8 | 0.2 | F | 8 | 0 | 1 | D | 9 | 0 | C | 8
1991-03-28 | 9:00 | 671 | 1372 | 498 | 1 | 10 | 886 | 1 | 16 | 65 | 1 | 10 | 523 | 1 | 10 | 861 | 1 | 16 | 101 | 1 | 10 | 149 | 1 | 21 | 0 | A | 7 | 0 | A | 7 | 6.1 | A | 7 | -10.6 | A | 7 | 26 | A | 7 | 830 | A | 7 | 360 | A | 7 | 2.1 | A | 7 | 112000 | B | 7 | 77777 | A | 7 | 0.4 | E | 8 | 0.074 | F | 8 | 0.2 | F | 8 | 0 | 1 | D | 9 | 0 | C | 8
1991-03-28 | 10:00 | 868 | 1372 | 678 | 1 | 10 | 948 | 1 | 16 | 78 | 1 | 10 | 709 | 1 | 10 | 941 | 1 | 16 | 112 | 1 | 10 | 195 | 1 | 21 | 0 | A | 7 | 0 | A | 7 | 7.8 | A | 7 | -10 | A | 7 | 25 | A | 7 | 830 | A | 7 | 20 | A | 7 | 3.1 | A | 7 | 112000 | B | 7 | 77777 | A | 7 | 0.4 | E | 8 | 0.074 | F | 8 | 0.2 | F | 8 | 0 | 1 | D | 9 | 0 | C | 8
1991-03-28 | 11:00 | 1009 | 1372 | 809 | 1 | 10 | 981 | 1 | 16 | 87 | 1 | 10 | 843 | 1 | 10 | 980 | 1 | 16 | 120 | 1 | 10 | 247 | 1 | 21 | 0 | A | 7 | 0 | A | 7 | 8.3 | A | 7 | -9.4 | A | 7 | 25 | A | 7 | 830 | A | 7 | 10 | A | 7 | 3.6 | A | 7 | 112000 | B | 7 | 77777 | A | 7 | 0.4 | E | 8 | 0.074 | F | 8 | 0.2 | F | 8 | 0 | 1 | D | 9 | 0 | C | 8
1991-03-28 | 12:00 | 1084 | 1372 | 879 | 1 | 10 | 996 | 1 | 16 | 92 | 1 | 10 | 915 | 1 | 10 | 998 | 1 | 16 | 125 | 1 | 10 | 292 | 1 | 21 | 0 | A | 7 | 0 | A | 7 | 8.9 | A | 7 | -8.9 | A | 7 | 25 | A | 7 | 829 | A | 7 | 90 | A | 7 | 5.2 | A | 7 | 112000 | B | 7 | 77777 | A | 7 | 0.4 | E | 8 | 0.074 | F | 8 | 0.2 | F | 8 | 0 | 1 | D | 9 | 0 | C | 8
1991-03-28 | 13:00 | 1089 | 1372 | 883 | 1 | 10 | 996 | 1 | 16 | 92 | 1 | 10 | 919 | 1 | 10 | 998 | 1 | 16 | 125 | 1 | 10 | 295 | 1 | 21 | 0 | A | 7 | 0 | A | 7 | 10 | A | 7 | -10.6 | A | 7 | 20 | A | 7 | 829 | A | 7 | 40 | A | 7 | 5.2 | A | 7 | 112000 | B | 7 | 77777 | A | 7 | 0.4 | E | 8 | 0.074 | F | 8 | 0.2 | F | 8 | 0 | 1 | D | 9 | 0 | C | 8
1991-03-28 | 14:00 | 1023 | 1372 | 821 | 1 | 10 | 983 | 1 | 16 | 88 | 1 | 10 | 856 | 1 | 10 | 983 | 1 | 16 | 121 | 1 | 10 | 254 | 1 | 21 | 0 | A | 7 | 0 | A | 7 | 9.4 | A | 7 | -11.7 | A | 7 | 19 | A | 7 | 828 | A | 7 | 120 | A | 7 | 3.1 | A | 7 | 96000 | B | 7 | 77777 | A | 7 | 0.5 | E | 8 | 0.074 | F | 8 | 0.2 | F | 8 | 0 | 1 | D | 9 | 0 | C | 8
1991-03-28 | 15:00 | 890 | 1372 | 698 | 1 | 10 | 953 | 1 | 16 | 80 | 1 | 10 | 730 | 1 | 10 | 947 | 1 | 16 | 114 | 1 | 10 | 202 | 1 | 21 | 0 | A | 7 | 0 | A | 7 | 10.6 | A | 7 | -11.1 | A | 7 | 18 | A | 7 | 828 | A | 7 | 110 | A | 7 | 3.6 | A | 7 | 96000 | B | 7 | 77777 | A | 7 | 0.5 | E | 8 | 0.074 | F | 8 | 0.2 | F | 8 | 0 | 1 | D | 9 | 0 | C | 8
1991-03-28 | 16:00 | 700 | 1372 | 523 | 1 | 10 | 895 | 1 | 16 | 67 | 1 | 10 | 550 | 1 | 10 | 874 | 1 | 16 | 103 | 1 | 10 | 155 | 1 | 21 | 0 | A | 7 | 0 | A | 7 | 10.6 | A | 7 | -11.7 | A | 7 | 17 | A | 7 | 828 | A | 7 | 110 | A | 7 | 2.1 | A | 7 | 96000 | B | 7 | 77777 | A | 7 | 0.5 | E | 8 | 0.074 | F | 8 | 0.2 | F | 8 | 0 | 1 | D | 9 | 0 | C | 8
1991-03-28 | 17:00 | 465 | 1372 | 314 | 1 | 10 | 780 | 1 | 16 | 49 | 1 | 10 | 331 | 1 | 10 | 719 | 1 | 16 | 86 | 1 | 10 | 110 | 1 | 21 | 0 | A | 7 | 0 | A | 7 | 10 | A | 7 | -11.7 | A | 7 | 18 | A | 7 | 828 | A | 7 | 70 | A | 7 | 3.6 | A | 7 | 80000 | B | 7 | 77777 | A | 7 | 0.5 | E | 8 | 0.074 | F | 8 | 0.2 | F | 8 | 0 | 1 | D | 9 | 0 | C | 8
1991-03-28 | 18:00 | 204 | 1372 | 105 | 1 | 10 | 504 | 1 | 16 | 30 | 1 | 10 | 107 | 1 | 10 | 361 | 1 | 16 | 53 | 1 | 10 | 58 | 1 | 21 | 0 | A | 7 | 0 | A | 7 | 8.9 | A | 7 | -12.2 | A | 7 | 19 | A | 7 | 829 | A | 7 | 100 | A | 7 | 2.6 | A | 7 | 64000 | B | 7 | 77777 | A | 7 | 0.5 | E | 8 | 0.074 | F | 8 | 0.2 | F | 8 | 0 | 1 | D | 9 | 0 | C | 8
1991-03-28 | 19:00 | 10 | 400 | 2 | 1 | 10 | 28 | 1 | 16 | 1 | 1 | 10 | 0 | 1 | 10 | 0 | 1 | 16 | 0 | 1 | 10 | 0 | 1 | 21 | 1 | A | 7 | 1 | A | 7 | 6.7 | A | 7 | -8.9 | A | 7 | 29 | A | 7 | 829 | A | 7 | 150 | A | 7 | 2.6 | A | 7 | 48000 | B | 7 | 77777 | A | 7 | 0.5 | E | 8 | 0.074 | F | 8 | 0.2 | F | 8 | 0 | 1 | D | 9 | 0 | C | 8
1991-03-28 | 20:00 | 0 | 0 | 0 | 1 | 0 | 0 | 1 | 0 | 0 | 1 | 0 | 0 | 1 | 0 | 0 | 1 | 0 | 0 | 1 | 0 | 0 | 1 | 0 | 0 | A | 7 | 0 | A | 7 | 5.6 | A | 7 | -7.8 | A | 7 | 35 | A | 7 | 829 | A | 7 | 190 | A | 7 | 2.1 | A | 7 | 32000 | B | 7 | 77777 | A | 7 | 0.5 | E | 8 | 0.074 | F | 8 | 0.2 | F | 8 | 0 | 1 | D | 9 | 0 | C | 8
1991-03-28 | 21:00 | 0 | 0 | 0 | 1 | 0 | 0 | 1 | 0 | 0 | 1 | 0 | 0 | 1 | 0 | 0 | 1 | 0 | 0 | 1 | 0 | 0 | 1 | 0 | 0 | A | 7 | 0 | A | 7 | 7.2 | A | 7 | -10 | A | 7 | 26 | A | 7 | 829 | A | 7 | 260 | A | 7 | 6.2 | A | 7 | 32000 | B | 7 | 77777 | A | 7 | 0.5 | E | 8 | 0.074 | F | 8 | 0.2 | F | 8 | 0 | 1 | D | 9 | 0 | C | 8
1991-03-28 | 22:00 | 0 | 0 | 0 | 1 | 0 | 0 | 1 | 0 | 0 | 1 | 0 | 0 | 1 | 0 | 0 | 1 | 0 | 0 | 1 | 0 | 0 | 1 | 0 | 0 | A | 7 | 0 | A | 7 | 4.4 | A | 7 | -9.4 | A | 7 | 33 | A | 7 | 829 | A | 7 | 200 | A | 7 | 3.1 | A | 7 | 32000 | B | 7 | 77777 | A | 7 | 0.5 | E | 8 | 0.074 | F | 8 | 0.2 | F | 8 | 0 | 1 | D | 9 | 0 | C | 8
1991-03-28 | 23:00 | 0 | 0 | 0 | 1 | 0 | 0 | 1 | 0 | 0 | 1 | 0 | 0 | 1 | 0 | 0 | 1 | 0 | 0 | 1 | 0 | 0 | 1 | 0 | 0 | A | 7 | 0 | A | 7 | 3.3 | A | 7 | -8.3 | A | 7 | 39 | A | 7 | 829 | A | 7 | 190 | A | 7 | 2.6 | A | 7 | 32000 | B | 7 | 77777 | A | 7 | 0.5 | E | 8 | 0.074 | F | 8 | 0.2 | F | 8 | 0 | 1 | D | 9 | 0 | C | 8
1991-03-28 | 24:00 | 0 | 0 | 0 | 1 | 0 | 0 | 1 | 0 | 0 | 1 | 0 | 0 | 1 | 0 | 0 | 1 | 0 | 0 | 1 | 0 | 0 | 1 | 0 | 0 | A | 7 | 0 | A | 7 | 1.1 | A | 7 | -6.7 | A | 7 | 52 | A | 7 | 828 | A | 7 | 180 | A | 7 | 2.6 | A | 7 | 32000 | B | 7 | 77777 | A | 7 | 0.5 | E | 8 | 0.074 | F | 8 | 0.2 | F | 8 | 0 | 1 | D | 9 | 0 | C | 8
1991-03-29 | 1:00 | 0 | 0 | 0 | 1 | 0 | 0 | 1 | 0 | 0 | 1 | 0 | 0 | 1 | 0 | 0 | 1 | 0 | 0 | 1 | 0 | 0 | 1 | 0 | 0 | A | 7 | 0 | A | 7 | 1.1 | A | 7 | -7.2 | A | 7 | 50 | A | 7 | 828 | A | 7 | 190 | A | 7 | 3.1 | A | 7 | 32000 | B | 7 | 77777 | A | 7 | 0.5 | E | 8 | 0.075 | F | 8 | 0.2 | F | 8 | 0 | 1 | D | 9 | 0 | C | 8
1991-03-29 | 2:00 | 0 | 0 | 0 | 1 | 0 | 0 | 1 | 0 | 0 | 1 | 0 | 0 | 1 | 0 | 0 | 1 | 0 | 0 | 1 | 0 | 0 | 1 | 0 | 0 | A | 7 | 0 | A | 7 | 0.6 | A | 7 | -6.7 | A | 7 | 54 | A | 7 | 827 | A | 7 | 200 | A | 7 | 3.1 | A | 7 | 32000 | B | 7 | 77777 | A | 7 | 0.5 | E | 8 | 0.075 | F | 8 | 0.2 | F | 8 | 0 | 1 | D | 9 | 0 | C | 8
1991-03-29 | 3:00 | 0 | 0 | 0 | 1 | 0 | 0 | 1 | 0 | 0 | 1 | 0 | 0 | 1 | 0 | 0 | 1 | 0 | 0 | 1 | 0 | 0 | 1 | 0 | 4 | A | 7 | 2 | A | 7 | 1.1 | A | 7 | -7.8 | A | 7 | 48 | A | 7 | 827 | A | 7 | 190 | A | 7 | 2.1 | A | 7 | 32000 | B | 7 | 77777 | A | 7 | 0.5 | E | 8 | 0.075 | F | 8 | 0.2 | F | 8 | 0 | 1 | D | 9 | 0 | C | 8
1991-03-29 | 4:00 | 0 | 0 | 0 | 1 | 0 | 0 | 1 | 0 | 0 | 1 | 0 | 0 | 1 | 0 | 0 | 1 | 0 | 0 | 1 | 0 | 0 | 1 | 0 | 8 | A | 7 | 6 | A | 7 | 1.1 | A | 7 | -7.2 | A | 7 | 50 | A | 7 | 827 | A | 7 | 200 | A | 7 | 2.6 | A | 7 | 32000 | B | 7 | 3962 | A | 7 | 0.5 | E | 8 | 0.075 | F | 8 | 0.2 | F | 8 | 0 | 1 | D | 9 | 0 | C | 8
1991-03-29 | 5:00 | 0 | 0 | 0 | 1 | 0 | 0 | 1 | 0 | 0 | 1 | 0 | 0 | 1 | 0 | 0 | 1 | 0 | 0 | 1 | 0 | 0 | 1 | 0 | 7 | A | 7 | 7 | A | 7 | 1.7 | A | 7 | -6.7 | A | 7 | 50 | A | 7 | 826 | A | 7 | 170 | A | 7 | 2.6 | A | 7 | 32000 | B | 7 | 3962 | A | 7 | 0.5 | E | 8 | 0.075 | F | 8 | 0.2 | F | 8 | 0 | 1 | D | 9 | 0 | C | 8
1991-03-29 | 6:00 | 4 | 240 | 0 | 1 | 10 | 1 | 1 | 16 | 0 | 1 | 10 | 0 | 1 | 10 | 0 | 1 | 16 | 0 | 1 | 10 | 0 | 1 | 21 | 8 | A | 7 | 8 | A | 7 | 2.8 | A | 7 | -7.2 | A | 7 | 44 | A | 7 | 826 | A | 7 | 0 | A | 7 | 0 | A | 7 | 64000 | B | 7 | 3962 | A | 7 | 0.5 | E | 8 | 0.075 | F | 8 | 0.2 | F | 8 | 0 | 1 | D | 9 | 0 | C | 8
1991-03-29 | 7:00 | 175 | 1371 | 51 | 1 | 10 | 64 | 1 | 16 | 42 | 1 | 10 | 55 | 1 | 10 | 40 | 1 | 16 | 50 | 1 | 10 | 88 | 1 | 21 | 9 | A | 7 | 7 | A | 7 | 2.8 | A | 7 | -7.8 | A | 7 | 42 | A | 7 | 826 | A | 7 | 180 | A | 7 | 2.6 | A | 7 | 96000 | B | 7 | 3962 | A | 7 | 0.5 | E | 8 | 0.075 | F | 8 | 0.2 | F | 8 | 0 | 1 | D | 9 | 0 | C | 8
1991-03-29 | 8:00 | 439 | 1371 | 112 | 1 | 10 | 0 | 1 | 16 | 112 | 1 | 10 | 126 | 1 | 10 | 0 | 1 | 16 | 126 | 1 | 10 | 416 | 1 | 21 | 10 | A | 7 | 10 | A | 7 | 3.9 | A | 7 | -7.2 | A | 7 | 41 | A | 7 | 827 | A | 7 | 180 | A | 7 | 2.1 | A | 7 | 96000 | B | 7 | 6096 | A | 7 | 0.5 | E | 8 | 0.075 | F | 8 | 0.2 | F | 8 | 0 | 1 | D | 9 | 0 | C | 8
1991-03-29 | 9:00 | 677 | 1371 | 186 | 1 | 10 | 0 | 1 | 16 | 186 | 1 | 10 | 212 | 1 | 10 | 0 | 1 | 16 | 212 | 1 | 10 | 750 | 1 | 21 | 10 | A | 7 | 10 | A | 7 | 5.6 | A | 7 | -7.8 | A | 7 | 35 | A | 7 | 826 | A | 7 | 170 | A | 7 | 2.6 | A | 7 | 96000 | B | 7 | 3048 | A | 7 | 0.5 | E | 8 | 0.075 | F | 8 | 0.2 | F | 8 | 0 | 1 | D | 9 | 0 | C | 8
1991-03-29 | 10:00 | 874 | 1371 | 450 | 1 | 10 | 217 | 1 | 16 | 312 | 1 | 10 | 490 | 1 | 10 | 228 | 1 | 16 | 344 | 1 | 10 | 876 | 1 | 21 | 10 | A | 7 | 9 | A | 7 | 6.1 | A | 7 | -6.7 | A | 7 | 37 | A | 7 | 827 | A | 7 | 70 | A | 7 | 3.1 | A | 7 | 80000 | B | 7 | 1829 | A | 7 | 0.5 | E | 8 | 0.075 | F | 8 | 0.2 | F | 8 | 0 | 1 | D | 9 | 0 | C | 8
1991-03-29 | 11:00 | 1014 | 1371 | 231 | 1 | 10 | 0 | 1 | 16 | 231 | 1 | 10 | 274 | 1 | 10 | 0 | 1 | 16 | 274 | 1 | 10 | 1087 | 1 | 21 | 10 | A | 7 | 10 | A | 7 | 4.4 | A | 7 | -2.8 | A | 7 | 58 | A | 7 | 828 | A | 7 | 10 | A | 7 | 7.2 | A | 7 | 64000 | B | 7 | 2743 | A | 7 | 0.6 | E | 8 | 0.075 | F | 8 | 0.2 | F | 8 | 0 | 1 | D | 9 | 15 | C | 8
1991-03-29 | 12:00 | 1089 | 1371 | 249 | 1 | 10 | 0 | 1 | 16 | 249 | 1 | 10 | 297 | 1 | 10 | 0 | 1 | 16 | 297 | 1 | 10 | 1183 | 1 | 21 | 10 | A | 7 | 10 | A | 7 | 4.4 | A | 7 | -3.3 | A | 7 | 55 | A | 7 | 829 | A | 7 | 40 | A | 7 | 7.7 | A | 7 | 16000 | B | 7 | 2286 | A | 7 | 0.6 | E | 8 | 0.075 | F | 8 | 0.2 | F | 8 | 0 | 1 | D | 9 | 80 | C | 8
1991-03-29 | 13:00 | 1094 | 1371 | 175 | 1 | 10 | 0 | 1 | 16 | 175 | 1 | 10 | 215 | 1 | 10 | 0 | 1 | 16 | 215 | 1 | 10 | 887 | 1 | 21 | 10 | A | 7 | 10 | A | 7 | 1.1 | A | 7 | -0.6 | A | 7 | 88 | A | 7 | 830 | A | 7 | 360 | A | 7 | 8.2 | A | 7 | 1000 | B | 7 | 122 | A | 7 | 0.6 | E | 8 | 0.075 | F | 8 | 0.2 | F | 8 | 0 | 1 | D | 9 | 45 | C | 8
1991-03-29 | 14:00 | 1027 | 1371 | 164 | 1 | 10 | 0 | 1 | 16 | 164 | 1 | 10 | 200 | 1 | 10 | 0 | 1 | 16 | 200 | 1 | 10 | 825 | 1 | 21 | 10 | A | 7 | 10 | A | 7 | 0.6 | A | 7 | -0.6 | A | 7 | 91 | A | 7 | 831 | A | 7 | 30 | A | 7 | 5.2 | A | 7 | 2800 | B | 7 | 183 | A | 7 | 0.6 | E | 8 | 0.075 | F | 8 | 0.2 | F | 8 | 0 | 1 | D | 9 | 45 | C | 8
1991-03-29 | 15:00 | 894 | 1371 | 202 | 1 | 10 | 0 | 1 | 16 | 202 | 1 | 10 | 238 | 1 | 10 | 0 | 1 | 16 | 238 | 1 | 10 | 925 | 1 | 21 | 10 | A | 7 | 10 | A | 7 | 2.2 | A | 7 | -0.6 | A | 7 | 81 | A | 7 | 831 | A | 7 | 30 | A | 7 | 5.7 | A | 7 | 19200 | B | 7 | 914 | A | 7 | 0.6 | E | 8 | 0.075 | F | 8 | 0.2 | F | 8 | 0 | 1 | D | 9 | 0 | C | 8
1991-03-29 | 16:00 | 704 | 1371 | 155 | 1 | 10 | 0 | 1 | 16 | 155 | 1 | 10 | 180 | 1 | 10 | 0 | 1 | 16 | 180 | 1 | 10 | 670 | 1 | 21 | 10 | A | 7 | 10 | A | 7 | 3.3 | A | 7 | -2.8 | A | 7 | 63 | A | 7 | 832 | A | 7 | 10 | A | 7 | 7.2 | A | 7 | 32000 | B | 7 | 1829 | A | 7 | 0.6 | E | 8 | 0.075 | F | 8 | 0.2 | F | 8 | 0 | 1 | D | 9 | 0 | C | 8
1991-03-29 | 17:00 | 470 | 1371 | 160 | 1 | 10 | 34 | 1 | 16 | 148 | 1 | 10 | 175 | 1 | 10 | 32 | 1 | 16 | 164 | 1 | 10 | 392 | 1 | 21 | 10 | A | 7 | 9 | A | 7 | 2.2 | A | 7 | -3.9 | A | 7 | 62 | A | 7 | 833 | A | 7 | 10 | A | 7 | 8.2 | A | 7 | 48000 | B | 7 | 4267 | A | 7 | 0.6 | E | 8 | 0.075 | F | 8 | 0.2 | F | 8 | 0 | 1 | D | 9 | 15 | C | 8
1991-03-29 | 18:00 | 208 | 1371 | 93 | 1 | 10 | 88 | 1 | 16 | 79 | 1 | 10 | 98 | 1 | 10 | 60 | 1 | 16 | 89 | 1 | 10 | 168 | 1 | 21 | 10 | A | 7 | 6 | A | 7 | 0 | A | 7 | -5.6 | A | 7 | 62 | A | 7 | 835 | A | 7 | 360 | A | 7 | 8.2 | A | 7 | 48000 | B | 7 | 4267 | A | 7 | 0.6 | E | 8 | 0.075 | F | 8 | 0.2 | F | 8 | 0 | 1 | D | 9 | 0 | C | 8
1991-03-29 | 19:00 | 11 | 423 | 2 | 1 | 10 | 8 | 1 | 16 | 2 | 1 | 10 | 0 | 1 | 10 | 0 | 1 | 16 | 0 | 1 | 10 | 0 | 1 | 21 | 9 | A | 7 | 6 | A | 7 | -0.6 | A | 7 | -6.7 | A | 7 | 60 | A | 7 | 835 | A | 7 | 30 | A | 7 | 10.3 | A | 7 | 32000 | B | 7 | 1829 | A | 7 | 0.6 | E | 8 | 0.075 | F | 8 | 0.2 | F | 8 | 0 | 1 | D | 9 | 0 | C | 8
1991-03-29 | 20:00 | 0 | 0 | 0 | 1 | 0 | 0 | 1 | 0 | 0 | 1 | 0 | 0 | 1 | 0 | 0 | 1 | 0 | 0 | 1 | 0 | 0 | 1 | 0 | 10 | A | 7 | 10 | A | 7 | -1.1 | A | 7 | -6.1 | A | 7 | 66 | A | 7 | 838 | A | 7 | 360 | A | 7 | 8.2 | A | 7 | 32000 | B | 7 | 853 | A | 7 | 0.6 | E | 8 | 0.075 | F | 8 | 0.2 | F | 8 | 0 | 1 | D | 9 | 0 | C | 8
1991-03-29 | 21:00 | 0 | 0 | 0 | 1 | 0 | 0 | 1 | 0 | 0 | 1 | 0 | 0 | 1 | 0 | 0 | 1 | 0 | 0 | 1 | 0 | 0 | 1 | 0 | 10 | A | 7 | 10 | A | 7 | -1.7 | A | 7 | -5 | A | 7 | 76 | A | 7 | 838 | A | 7 | 10 | A | 7 | 6.7 | A | 7 | 6400 | B | 7 | 914 | A | 7 | 0.6 | E | 8 | 0.075 | F | 8 | 0.2 | F | 8 | 0 | 1 | D | 9 | 85 | C | 8
1991-03-29 | 22:00 | 0 | 0 | 0 | 1 | 0 | 0 | 1 | 0 | 0 | 1 | 0 | 0 | 1 | 0 | 0 | 1 | 0 | 0 | 1 | 0 | 0 | 1 | 0 | 10 | A | 7 | 10 | A | 7 | -2.8 | A | 7 | -3.9 | A | 7 | 91 | A | 7 | 839 | A | 7 | 20 | A | 7 | 6.2 | A | 7 | 2400 | B | 7 | 457 | A | 7 | 0.6 | E | 8 | 0.075 | F | 8 | 0.2 | F | 8 | 0 | 1 | D | 9 | 85 | C | 8
1991-03-29 | 23:00 | 0 | 0 | 0 | 1 | 0 | 0 | 1 | 0 | 0 | 1 | 0 | 0 | 1 | 0 | 0 | 1 | 0 | 0 | 1 | 0 | 0 | 1 | 0 | 10 | A | 7 | 10 | A | 7 | -2.8 | A | 7 | -4.4 | A | 7 | 87 | A | 7 | 839 | A | 7 | 20 | A | 7 | 4.1 | A | 7 | 3200 | B | 7 | 610 | A | 7 | 0.6 | E | 8 | 0.075 | F | 8 | 0.2 | F | 8 | 0 | 1 | D | 9 | 71 | C | 8
1991-03-29 | 24:00 | 0 | 0 | 0 | 1 | 0 | 0 | 1 | 0 | 0 | 1 | 0 | 0 | 1 | 0 | 0 | 1 | 0 | 0 | 1 | 0 | 0 | 1 | 0 | 10 | A | 7 | 10 | A | 7 | -2.8 | A | 7 | -3.9 | A | 7 | 91 | A | 7 | 840 | A | 7 | 0 | A | 7 | 0 | A | 7 | 8000 | B | 7 | 1067 | A | 7 | 0.6 | E | 8 | 0.075 | F | 8 | 0.2 | F | 8 | 0 | 1 | D | 9 | 71 | C | 8
1991-03-30 | 1:00 | 0 | 0 | 0 | 1 | 0 | 0 | 1 | 0 | 0 | 1 | 0 | 0 | 1 | 0 | 0 | 1 | 0 | 0 | 1 | 0 | 0 | 1 | 0 | 10 | A | 7 | 10 | A | 7 | -2.8 | A | 7 | -3.9 | A | 7 | 91 | A | 7 | 840 | A | 7 | 0 | A | 7 | 0 | A | 7 | 9600 | B | 7 | 1250 | A | 7 | 0.6 | E | 8 | 0.076 | F | 8 | 0.2 | F | 8 | 0 | 1 | D | 9 | 71 | C | 8
1991-03-30 | 2:00 | 0 | 0 | 0 | 1 | 0 | 0 | 1 | 0 | 0 | 1 | 0 | 0 | 1 | 0 | 0 | 1 | 0 | 0 | 1 | 0 | 0 | 1 | 0 | 10 | A | 7 | 10 | A | 7 | -2.2 | A | 7 | -3.9 | A | 7 | 87 | A | 7 | 840 | A | 7 | 180 | A | 7 | 2.1 | A | 7 | 9600 | B | 7 | 1829 | A | 7 | 0.6 | E | 8 | 0.076 | F | 8 | 0.2 | F | 8 | 0 | 1 | D | 9 | 71 | C | 8
1991-03-30 | 3:00 | 0 | 0 | 0 | 1 | 0 | 0 | 1 | 0 | 0 | 1 | 0 | 0 | 1 | 0 | 0 | 1 | 0 | 0 | 1 | 0 | 0 | 1 | 0 | 10 | A | 7 | 10 | A | 7 | -2.8 | A | 7 | -3.9 | A | 7 | 91 | A | 7 | 839 | A | 7 | 210 | A | 7 | 2.1 | A | 7 | 12800 | B | 7 | 1829 | A | 7 | 0.6 | E | 8 | 0.076 | F | 8 | 0.2 | F | 8 | 0 | 1 | D | 9 | 71 | C | 8
1991-03-30 | 4:00 | 0 | 0 | 0 | 1 | 0 | 0 | 1 | 0 | 0 | 1 | 0 | 0 | 1 | 0 | 0 | 1 | 0 | 0 | 1 | 0 | 0 | 1 | 0 | 0 | A | 7 | 0 | A | 7 | -3.3 | A | 7 | -4.4 | A | 7 | 91 | A | 7 | 839 | A | 7 | 200 | A | 7 | 2.6 | A | 7 | 32000 | B | 7 | 77777 | A | 7 | 0.6 | E | 8 | 0.076 | F | 8 | 0.2 | F | 8 | 0 | 1 | D | 9 | 0 | C | 8
1991-03-30 | 5:00 | 0 | 0 | 0 | 1 | 0 | 0 | 1 | 0 | 0 | 1 | 0 | 0 | 1 | 0 | 0 | 1 | 0 | 0 | 1 | 0 | 0 | 1 | 0 | 0 | A | 7 | 0 | A | 7 | -3.9 | A | 7 | -5 | A | 7 | 91 | A | 7 | 839 | A | 7 | 190 | A | 7 | 3.1 | A | 7 | 32000 | B | 7 | 77777 | A | 7 | 0.6 | E | 8 | 0.076 | F | 8 | 0.2 | F | 8 | 0 | 1 | D | 9 | 2 | C | 8
1991-03-30 | 6:00 | 5 | 286 | 1 | 1 | 10 | 47 | 1 | 16 | 0 | 1 | 10 | 0 | 1 | 10 | 0 | 1 | 16 | 0 | 1 | 10 | 0 | 1 | 21 | 0 | A | 7 | 0 | A | 7 | -4.4 | A | 7 | -6.1 | A | 7 | 86 | A | 7 | 840 | A | 7 | 190 | A | 7 | 3.6 | A | 7 | 64000 | B | 7 | 77777 | A | 7 | 0.6 | E | 8 | 0.076 | F | 8 | 0.2 | F | 8 | 0 | 1 | D | 9 | 0 | C | 8
1991-03-30 | 7:00 | 182 | 1371 | 96 | 1 | 10 | 559 | 1 | 16 | 22 | 1 | 10 | 102 | 1 | 10 | 404 | 1 | 16 | 48 | 1 | 10 | 51 | 1 | 21 | 0 | A | 7 | 0 | A | 7 | -2.8 | A | 7 | -6.7 | A | 7 | 72 | A | 7 | 840 | A | 7 | 200 | A | 7 | 4.6 | A | 7 | 96000 | B | 7 | 77777 | A | 7 | 0.6 | E | 8 | 0.076 | F | 8 | 0.2 | F | 8 | 0 | 1 | D | 9 | 0 | C | 8
1991-03-30 | 8:00 | 445 | 1371 | 305 | 1 | 10 | 824 | 1 | 16 | 37 | 1 | 10 | 324 | 1 | 10 | 754 | 1 | 16 | 78 | 1 | 10 | 97 | 1 | 21 | 0 | A | 7 | 0 | A | 7 | -0.6 | A | 7 | -6.7 | A | 7 | 60 | A | 7 | 840 | A | 7 | 200 | A | 7 | 4.6 | A | 7 | 112000 | B | 7 | 77777 | A | 7 | 0.6 | E | 8 | 0.076 | F | 8 | 0.2 | F | 8 | 0 | 1 | D | 9 | 0 | C | 8
1991-03-30 | 9:00 | 684 | 1371 | 515 | 1 | 10 | 929 | 1 | 16 | 51 | 1 | 10 | 545 | 1 | 10 | 907 | 1 | 16 | 91 | 1 | 10 | 135 | 1 | 21 | 0 | A | 7 | 0 | A | 7 | 1.7 | A | 7 | -6.1 | A | 7 | 53 | A | 7 | 840 | A | 7 | 190 | A | 7 | 4.6 | A | 7 | 112000 | B | 7 | 77777 | A | 7 | 0.6 | E | 8 | 0.076 | F | 8 | 0.2 | F | 8 | 0 | 1 | D | 9 | 0 | C | 8
1991-03-30 | 10:00 | 880 | 1371 | 693 | 1 | 10 | 982 | 1 | 16 | 62 | 1 | 10 | 730 | 1 | 10 | 977 | 1 | 16 | 101 | 1 | 10 | 176 | 1 | 21 | 0 | A | 7 | 0 | A | 7 | 4.4 | A | 7 | -6.1 | A | 7 | 44 | A | 7 | 840 | A | 7 | 200 | A | 7 | 4.1 | A | 7 | 112000 | B | 7 | 77777 | A | 7 | 0.6 | E | 8 | 0.076 | F | 8 | 0.2 | F | 8 | 0 | 1 | D | 9 | 0 | C | 8
1991-03-30 | 11:00 | 1020 | 1371 | 821 | 1 | 10 | 1010 | 1 | 16 | 69 | 1 | 10 | 862 | 1 | 10 | 1011 | 1 | 16 | 107 | 1 | 10 | 220 | 1 | 21 | 0 | A | 7 | 0 | A | 7 | 7.8 | A | 7 | -8.3 | A | 7 | 29 | A | 7 | 840 | A | 7 | 230 | A | 7 | 1.5 | A | 7 | 104000 | B | 7 | 77777 | A | 7 | 0.6 | E | 8 | 0.076 | F | 8 | 0.2 | F | 8 | 0 | 1 | D | 9 | 0 | C | 8
1991-03-30 | 12:00 | 1094 | 1371 | 890 | 1 | 10 | 1023 | 1 | 16 | 72 | 1 | 10 | 932 | 1 | 10 | 1026 | 1 | 16 | 111 | 1 | 10 | 255 | 1 | 21 | 0 | A | 7 | 0 | A | 7 | 9.4 | A | 7 | -8.3 | A | 7 | 26 | A | 7 | 839 | A | 7 | 170 | A | 7 | 2.6 | A | 7 | 104000 | B | 7 | 77777 | A | 7 | 0.6 | E | 8 | 0.076 | F | 8 | 0.2 | F | 8 | 0 | 1 | D | 9 | 0 | C | 8
1991-03-30 | 13:00 | 1098 | 1371 | 894 | 1 | 10 | 1024 | 1 | 16 | 73 | 1 | 10 | 937 | 1 | 10 | 1027 | 1 | 16 | 111 | 1 | 10 | 260 | 1 | 21 | 0 | A | 7 | 0 | A | 7 | 11.1 | A | 7 | -9.4 | A | 7 | 21 | A | 7 | 839 | A | 7 | 260 | A | 7 | 2.1 | A | 7 | 96000 | B | 7 | 77777 | A | 7 | 0.6 | E | 8 | 0.076 | F | 8 | 0.2 | F | 8 | 0 | 1 | D | 9 | 0 | C | 8
1991-03-30 | 14:00 | 1031 | 1371 | 833 | 1 | 10 | 1014 | 1 | 16 | 69 | 1 | 10 | 874 | 1 | 10 | 1016 | 1 | 16 | 108 | 1 | 10 | 224 | 1 | 21 | 0 | A | 7 | 0 | A | 7 | 11.7 | A | 7 | -10 | A | 7 | 19 | A | 7 | 839 | A | 7 | 40 | A | 7 | 2.1 | A | 7 | 96000 | B | 7 | 77777 | A | 7 | 0.6 | E | 8 | 0.076 | F | 8 | 0.2 | F | 8 | 0 | 1 | D | 9 | 0 | C | 8
1991-03-30 | 15:00 | 898 | 1371 | 711 | 1 | 10 | 988 | 1 | 16 | 63 | 1 | 10 | 749 | 1 | 10 | 984 | 1 | 16 | 102 | 1 | 10 | 180 | 1 | 21 | 0 | A | 7 | 0 | A | 7 | 12.2 | A | 7 | -8.9 | A | 7 | 20 | A | 7 | 839 | A | 7 | 60 | A | 7 | 3.6 | A | 7 | 96000 | B | 7 | 77777 | A | 7 | 0.6 | E | 8 | 0.076 | F | 8 | 0.2 | F | 8 | 0 | 1 | D | 9 | 0 | C | 8
1991-03-30 | 16:00 | 708 | 1371 | 538 | 1 | 10 | 940 | 1 | 16 | 52 | 1 | 10 | 569 | 1 | 10 | 921 | 1 | 16 | 92 | 1 | 10 | 139 | 1 | 21 | 0 | A | 7 | 0 | A | 7 | 11.1 | A | 7 | -9.4 | A | 7 | 21 | A | 7 | 839 | A | 7 | 30 | A | 7 | 5.2 | A | 7 | 96000 | B | 7 | 77777 | A | 7 | 0.6 | E | 8 | 0.076 | F | 8 | 0.2 | F | 8 | 0 | 1 | D | 9 | 0 | C | 8
1991-03-30 | 17:00 | 474 | 1371 | 330 | 1 | 10 | 843 | 1 | 16 | 39 | 1 | 10 | 351 | 1 | 10 | 781 | 1 | 16 | 80 | 1 | 10 | 102 | 1 | 21 | 0 | A | 7 | 0 | A | 7 | 11.1 | A | 7 | -10 | A | 7 | 20 | A | 7 | 840 | A | 7 | 70 | A | 7 | 3.1 | A | 7 | 96000 | B | 7 | 77777 | A | 7 | 0.6 | E | 8 | 0.076 | F | 8 | 0.2 | F | 8 | 0 | 1 | D | 9 | 0 | C | 8
1991-03-30 | 18:00 | 213 | 1371 | 118 | 1 | 10 | 610 | 1 | 16 | 24 | 1 | 10 | 126 | 1 | 10 | 462 | 1 | 16 | 54 | 1 | 10 | 57 | 1 | 21 | 0 | A | 7 | 0 | A | 7 | 10 | A | 7 | -10 | A | 7 | 21 | A | 7 | 840 | A | 7 | 60 | A | 7 | 2.1 | A | 7 | 96000 | B | 7 | 77777 | A | 7 | 0.5 | E | 8 | 0.076 | F | 8 | 0.2 | F | 8 | 0 | 1 | D | 9 | 0 | C | 8
1991-03-30 | 19:00 | 12 | 445 | 4 | 1 | 10 | 81 | 1 | 16 | 1 | 1 | 10 | 0 | 1 | 10 | 0 | 1 | 16 | 0 | 1 | 10 | 0 | 1 | 21 | 0 | A | 7 | 0 | A | 7 | 8.3 | A | 7 | -8.3 | A | 7 | 28 | A | 7 | 840 | A | 7 | 60 | A | 7 | 1.5 | A | 7 | 48000 | B | 7 | 77777 | A | 7 | 0.5 | E | 8 | 0.076 | F | 8 | 0.2 | F | 8 | 0 | 1 | D | 9 | 0 | C | 8
1991-03-30 | 20:00 | 0 | 0 | 0 | 1 | 0 | 0 | 1 | 0 | 0 | 1 | 0 | 0 | 1 | 0 | 0 | 1 | 0 | 0 | 1 | 0 | 0 | 1 | 0 | 0 | A | 7 | 0 | A | 7 | 6.1 | A | 7 | -6.1 | A | 7 | 39 | A | 7 | 841 | A | 7 | 100 | A | 7 | 3.1 | A | 7 | 32000 | B | 7 | 77777 | A | 7 | 0.5 | E | 8 | 0.076 | F | 8 | 0.2 | F | 8 | 0 | 1 | D | 9 | 10 | C | 8
1991-03-30 | 21:00 | 0 | 0 | 0 | 1 | 0 | 0 | 1 | 0 | 0 | 1 | 0 | 0 | 1 | 0 | 0 | 1 | 0 | 0 | 1 | 0 | 0 | 1 | 0 | 0 | A | 7 | 0 | A | 7 | 4.4 | A | 7 | -5 | A | 7 | 48 | A | 7 | 842 | A | 7 | 150 | A | 7 | 2.6 | A | 7 | 32000 | B | 7 | 77777 | A | 7 | 0.5 | E | 8 | 0.076 | F | 8 | 0.2 | F | 8 | 0 | 1 | D | 9 | 0 | C | 8
1991-03-30 | 22:00 | 0 | 0 | 0 | 1 | 0 | 0 | 1 | 0 | 0 | 1 | 0 | 0 | 1 | 0 | 0 | 1 | 0 | 0 | 1 | 0 | 0 | 1 | 0 | 0 | A | 7 | 0 | A | 7 | 3.3 | A | 7 | -5.6 | A | 7 | 49 | A | 7 | 842 | A | 7 | 180 | A | 7 | 2.6 | A | 7 | 32000 | B | 7 | 77777 | A | 7 | 0.5 | E | 8 | 0.076 | F | 8 | 0.2 | F | 8 | 0 | 1 | D | 9 | 0 | C | 8
1991-03-30 | 23:00 | 0 | 0 | 0 | 1 | 0 | 0 | 1 | 0 | 0 | 1 | 0 | 0 | 1 | 0 | 0 | 1 | 0 | 0 | 1 | 0 | 0 | 1 | 0 | 0 | A | 7 | 0 | A | 7 | 2.8 | A | 7 | -5 | A | 7 | 54 | A | 7 | 843 | A | 7 | 190 | A | 7 | 3.6 | A | 7 | 32000 | B | 7 | 77777 | A | 7 | 0.5 | E | 8 | 0.076 | F | 8 | 0.2 | F | 8 | 0 | 1 | D | 9 | 0 | C | 8
1991-03-30 | 24:00 | 0 | 0 | 0 | 1 | 0 | 0 | 1 | 0 | 0 | 1 | 0 | 0 | 1 | 0 | 0 | 1 | 0 | 0 | 1 | 0 | 0 | 1 | 0 | 0 | A | 7 | 0 | A | 7 | 1.1 | A | 7 | -5.6 | A | 7 | 58 | A | 7 | 843 | A | 7 | 190 | A | 7 | 2.6 | A | 7 | 32000 | B | 7 | 77777 | A | 7 | 0.5 | E | 8 | 0.076 | F | 8 | 0.2 | F | 8 | 0 | 1 | D | 9 | 0 | C | 8
1991-03-31 | 1:00 | 0 | 0 | 0 | 1 | 0 | 0 | 1 | 0 | 0 | 1 | 0 | 0 | 1 | 0 | 0 | 1 | 0 | 0 | 1 | 0 | 0 | 1 | 0 | 0 | A | 7 | 0 | A | 7 | 0.6 | A | 7 | -5.6 | A | 7 | 60 | A | 7 | 843 | A | 7 | 170 | A | 7 | 2.1 | A | 7 | 32000 | B | 7 | 77777 | A | 7 | 0.5 | E | 8 | 0.077 | F | 8 | 0.2 | F | 8 | 0 | 1 | D | 9 | 0 | C | 8
1991-03-31 | 2:00 | 0 | 0 | 0 | 1 | 0 | 0 | 1 | 0 | 0 | 1 | 0 | 0 | 1 | 0 | 0 | 1 | 0 | 0 | 1 | 0 | 0 | 1 | 0 | 0 | A | 7 | 0 | A | 7 | 0.6 | A | 7 | -5.6 | A | 7 | 60 | A | 7 | 843 | A | 7 | 160 | A | 7 | 2.6 | A | 7 | 32000 | B | 7 | 77777 | A | 7 | 0.5 | E | 8 | 0.077 | F | 8 | 0.2 | F | 8 | 0 | 1 | D | 9 | 0 | C | 8
1991-03-31 | 3:00 | 0 | 0 | 0 | 1 | 0 | 0 | 1 | 0 | 0 | 1 | 0 | 0 | 1 | 0 | 0 | 1 | 0 | 0 | 1 | 0 | 0 | 1 | 0 | 0 | A | 7 | 0 | A | 7 | 1.1 | A | 7 | -5.6 | A | 7 | 58 | A | 7 | 842 | A | 7 | 180 | A | 7 | 4.6 | A | 7 | 32000 | B | 7 | 77777 | A | 7 | 0.5 | E | 8 | 0.077 | F | 8 | 0.2 | F | 8 | 0 | 1 | D | 9 | 0 | C | 8
1991-03-31 | 4:00 | 0 | 0 | 0 | 1 | 0 | 0 | 1 | 0 | 0 | 1 | 0 | 0 | 1 | 0 | 0 | 1 | 0 | 0 | 1 | 0 | 0 | 1 | 0 | 0 | A | 7 | 0 | A | 7 | 1.1 | A | 7 | -6.1 | A | 7 | 55 | A | 7 | 842 | A | 7 | 180 | A | 7 | 4.6 | A | 7 | 32000 | B | 7 | 77777 | A | 7 | 0.5 | E | 8 | 0.077 | F | 8 | 0.2 | F | 8 | 0 | 1 | D | 9 | 0 | C | 8
1991-03-31 | 5:00 | 0 | 0 | 0 | 1 | 0 | 0 | 1 | 0 | 0 | 1 | 0 | 0 | 1 | 0 | 0 | 1 | 0 | 0 | 1 | 0 | 0 | 1 | 0 | 0 | A | 7 | 0 | A | 7 | 0.6 | A | 7 | -6.1 | A | 7 | 57 | A | 7 | 842 | A | 7 | 190 | A | 7 | 3.1 | A | 7 | 32000 | B | 7 | 77777 | A | 7 | 0.5 | E | 8 | 0.077 | F | 8 | 0.2 | F | 8 | 0 | 1 | D | 9 | 0 | C | 8
1991-03-31 | 6:00 | 6 | 308 | 0 | 1 | 10 | 5 | 1 | 16 | 0 | 1 | 10 | 0 | 1 | 10 | 0 | 1 | 16 | 0 | 1 | 10 | 0 | 1 | 21 | 0 | A | 7 | 0 | A | 7 | 0.6 | A | 7 | -6.7 | A | 7 | 54 | A | 7 | 843 | A | 7 | 190 | A | 7 | 3.6 | A | 7 | 96000 | B | 7 | 77777 | A | 7 | 0.5 | E | 8 | 0.077 | F | 8 | 0.2 | F | 8 | 0 | 1 | D | 9 | 0 | C | 8
1991-03-31 | 7:00 | 189 | 1370 | 82 | 1 | 10 | 306 | 1 | 16 | 40 | 1 | 10 | 83 | 1 | 10 | 198 | 1 | 16 | 56 | 1 | 10 | 70 | 1 | 21 | 0 | A | 7 | 0 | A | 7 | 3.3 | A | 7 | -7.8 | A | 7 | 41 | A | 7 | 843 | A | 7 | 200 | A | 7 | 5.2 | A | 7 | 96000 | B | 7 | 77777 | A | 7 | 0.5 | E | 8 | 0.077 | F | 8 | 0.2 | F | 8 | 0 | 1 | D | 9 | 0 | C | 8
1991-03-31 | 8:00 | 452 | 1370 | 281 | 1 | 10 | 634 | 1 | 16 | 72 | 1 | 10 | 294 | 1 | 10 | 577 | 1 | 16 | 103 | 1 | 10 | 139 | 1 | 21 | 0 | A | 7 | 0 | A | 7 | 7.2 | A | 7 | -7.8 | A | 7 | 31 | A | 7 | 843 | A | 7 | 190 | A | 7 | 3.6 | A | 7 | 96000 | B | 7 | 77777 | A | 7 | 0.5 | E | 8 | 0.077 | F | 8 | 0.2 | F | 8 | 0 | 1 | D | 9 | 0 | C | 8
1991-03-31 | 9:00 | 690 | 1370 | 493 | 1 | 10 | 783 | 1 | 16 | 99 | 1 | 10 | 511 | 1 | 10 | 764 | 1 | 16 | 125 | 1 | 10 | 201 | 1 | 21 | 0 | A | 7 | 0 | A | 7 | 10.6 | A | 7 | -7.8 | A | 7 | 25 | A | 7 | 843 | A | 7 | 150 | A | 7 | 3.1 | A | 7 | 112000 | B | 7 | 77777 | A | 7 | 0.5 | E | 8 | 0.077 | F | 8 | 0.2 | F | 8 | 0 | 1 | D | 9 | 0 | C | 8
1991-03-31 | 10:00 | 886 | 1370 | 675 | 1 | 10 | 860 | 1 | 16 | 119 | 1 | 10 | 708 | 1 | 10 | 859 | 1 | 16 | 151 | 1 | 10 | 287 | 1 | 21 | 0 | A | 7 | 0 | A | 7 | 13.3 | A | 7 | -9.4 | A | 7 | 18 | A | 7 | 843 | A | 7 | 170 | A | 7 | 2.1 | A | 7 | 112000 | B | 7 | 77777 | A | 7 | 0.5 | E | 8 | 0.077 | F | 8 | 0.2 | F | 8 | 0 | 1 | D | 9 | 0 | C | 8
1991-03-31 | 11:00 | 1025 | 1370 | 807 | 1 | 10 | 901 | 1 | 16 | 132 | 1 | 10 | 854 | 1 | 10 | 908 | 1 | 16 | 172 | 1 | 10 | 391 | 1 | 21 | 0 | A | 7 | 0 | A | 7 | 15.6 | A | 7 | -10 | A | 7 | 15 | A | 7 | 843 | A | 7 | 160 | A | 7 | 3.1 | A | 7 | 112000 | B | 7 | 77777 | A | 7 | 0.5 | E | 8 | 0.077 | F | 8 | 0.2 | F | 8 | 0 | 1 | D | 9 | 0 | C | 8
1991-03-31 | 12:00 | 1099 | 1370 | 877 | 1 | 10 | 919 | 1 | 16 | 138 | 1 | 10 | 900 | 1 | 10 | 918 | 1 | 16 | 162 | 1 | 10 | 359 | 1 | 21 | 0 | A | 7 | 0 | A | 7 | 16.7 | A | 7 | -10 | A | 7 | 14 | A | 7 | 842 | A | 7 | 170 | A | 7 | 3.6 | A | 7 | 112000 | B | 7 | 77777 | A | 7 | 0.5 | E | 8 | 0.077 | F | 8 | 0.2 | F | 8 | 0 | 1 | D | 9 | 0 | C | 8
1991-03-31 | 13:00 | 1103 | 1370 | 880 | 1 | 10 | 920 | 1 | 16 | 139 | 1 | 10 | 905 | 1 | 10 | 919 | 1 | 16 | 163 | 1 | 10 | 363 | 1 | 21 | 0 | A | 7 | 0 | A | 7 | 17.8 | A | 7 | -10 | A | 7 | 13 | A | 7 | 842 | A | 7 | 150 | A | 7 | 2.1 | A | 7 | 112000 | B | 7 | 77777 | A | 7 | 0.5 | E | 8 | 0.077 | F | 8 | 0.2 | F | 8 | 0 | 1 | D | 9 | 0 | C | 8
1991-03-31 | 14:00 | 1036 | 1370 | 817 | 1 | 10 | 904 | 1 | 16 | 133 | 1 | 10 | 865 | 1 | 10 | 912 | 1 | 16 | 174 | 1 | 10 | 401 | 1 | 21 | 0 | A | 7 | 0 | A | 7 | 18.3 | A | 7 | -10 | A | 7 | 12 | A | 7 | 841 | A | 7 | 200 | A | 7 | 2.1 | A | 7 | 112000 | B | 7 | 77777 | A | 7 | 0.5 | E | 8 | 0.077 | F | 8 | 0.2 | F | 8 | 0 | 1 | D | 9 | 0 | C | 8
1991-03-31 | 15:00 | 902 | 1370 | 691 | 1 | 10 | 866 | 1 | 16 | 121 | 1 | 10 | 726 | 1 | 10 | 866 | 1 | 16 | 154 | 1 | 10 | 298 | 1 | 21 | 0 | A | 7 | 0 | A | 7 | 19.4 | A | 7 | -10 | A | 7 | 12 | A | 7 | 840 | A | 7 | 80 | A | 7 | 1.5 | A | 7 | 112000 | B | 7 | 77777 | A | 7 | 0.5 | E | 8 | 0.077 | F | 8 | 0.2 | F | 8 | 0 | 1 | D | 9 | 0 | C | 8
1991-03-31 | 16:00 | 712 | 1370 | 514 | 1 | 10 | 794 | 1 | 16 | 101 | 1 | 10 | 533 | 1 | 10 | 777 | 1 | 16 | 127 | 1 | 10 | 208 | 1 | 21 | 0 | A | 7 | 0 | A | 7 | 19.4 | A | 7 | -10 | A | 7 | 12 | A | 7 | 840 | A | 7 | 120 | A | 7 | 4.6 | A | 7 | 112000 | B | 7 | 77777 | A | 7 | 0.5 | E | 8 | 0.077 | F | 8 | 0.2 | F | 8 | 0 | 1 | D | 9 | 0 | C | 8
1991-03-31 | 17:00 | 478 | 1370 | 304 | 1 | 10 | 655 | 1 | 16 | 75 | 1 | 10 | 318 | 1 | 10 | 605 | 1 | 16 | 106 | 1 | 10 | 146 | 1 | 21 | 0 | A | 7 | 0 | A | 7 | 18.3 | A | 7 | -9.4 | A | 7 | 13 | A | 7 | 840 | A | 7 | 120 | A | 7 | 4.1 | A | 7 | 96000 | B | 7 | 77777 | A | 7 | 0.5 | E | 8 | 0.077 | F | 8 | 0.2 | F | 8 | 0 | 1 | D | 9 | 0 | C | 8
1991-03-31 | 18:00 | 217 | 1370 | 100 | 1 | 10 | 355 | 1 | 16 | 44 | 1 | 10 | 102 | 1 | 10 | 245 | 1 | 16 | 63 | 1 | 10 | 78 | 1 | 21 | 0 | A | 7 | 0 | A | 7 | 16.7 | A | 7 | -8.9 | A | 7 | 15 | A | 7 | 840 | A | 7 | 120 | A | 7 | 3.1 | A | 7 | 96000 | B | 7 | 77777 | A | 7 | 0.5 | E | 8 | 0.077 | F | 8 | 0.2 | F | 8 | 0 | 1 | D | 9 | 0 | C | 8
1991-03-31 | 19:00 | 14 | 468 | 2 | 1 | 10 | 11 | 1 | 16 | 2 | 1 | 10 | 0 | 1 | 10 | 0 | 1 | 16 | 0 | 1 | 10 | 0 | 1 | 21 | 1 | A | 7 | 0 | A | 7 | 14.4 | A | 7 | -7.8 | A | 7 | 19 | A | 7 | 840 | A | 7 | 150 | A | 7 | 4.6 | A | 7 | 64000 | B | 7 | 77777 | A | 7 | 0.5 | E | 8 | 0.077 | F | 8 | 0.2 | F | 8 | 0 | 1 | D | 9 | 0 | C | 8
1991-03-31 | 20:00 | 0 | 0 | 0 | 1 | 0 | 0 | 1 | 0 | 0 | 1 | 0 | 0 | 1 | 0 | 0 | 1 | 0 | 0 | 1 | 0 | 0 | 1 | 0 | 0 | A | 7 | 0 | A | 7 | 12.2 | A | 7 | -7.8 | A | 7 | 22 | A | 7 | 840 | A | 7 | 160 | A | 7 | 4.1 | A | 7 | 32000 | B | 7 | 77777 | A | 7 | 0.5 | E | 8 | 0.077 | F | 8 | 0.2 | F | 8 | 0 | 1 | D | 9 | 0 | C | 8
1991-03-31 | 21:00 | 0 | 0 | 0 | 1 | 0 | 0 | 1 | 0 | 0 | 1 | 0 | 0 | 1 | 0 | 0 | 1 | 0 | 0 | 1 | 0 | 0 | 1 | 0 | 1 | A | 7 | 0 | A | 7 | 10.6 | A | 7 | -6.7 | A | 7 | 27 | A | 7 | 841 | A | 7 | 180 | A | 7 | 7.2 | A | 7 | 32000 | B | 7 | 77777 | A | 7 | 0.5 | E | 8 | 0.077 | F | 8 | 0.2 | F | 8 | 0 | 1 | D | 9 | 0 | C | 8
1991-03-31 | 22:00 | 0 | 0 | 0 | 1 | 0 | 0 | 1 | 0 | 0 | 1 | 0 | 0 | 1 | 0 | 0 | 1 | 0 | 0 | 1 | 0 | 0 | 1 | 0 | 3 | A | 7 | 1 | A | 7 | 9.2 | A | 7 | -5.8 | A | 7 | 31 | A | 7 | 841 | A | 7 | 180 | A | 7 | 6.5 | A | 7 | 32000 | B | 7 | 77777 | A | 7 | 0.5 | E | 8 | 0.077 | F | 8 | 0.2 | F | 8 | 0 | 1 | D | 9 | 0 | C | 8
1991-03-31 | 23:00 | 0 | 0 | 0 | 1 | 0 | 0 | 1 | 0 | 0 | 1 | 0 | 0 | 1 | 0 | 0 | 1 | 0 | 0 | 1 | 0 | 0 | 1 | 0 | 5 | A | 7 | 1 | A | 7 | 7.7 | A | 7 | -5 | A | 7 | 33 | A | 7 | 840 | A | 7 | 170 | A | 7 | 5.7 | A | 7 | 32000 | B | 7 | 77777 | A | 7 | 0.5 | E | 8 | 0.077 | F | 8 | 0.2 | F | 8 | 0 | 1 | D | 9 | 0 | C | 8
1991-03-31 | 24:00 | 0 | 0 | 0 | 1 | 0 | 0 | 1 | 0 | 0 | 1 | 0 | 0 | 1 | 0 | 0 | 1 | 0 | 0 | 1 | 0 | 0 | 1 | 0 | 4 | A | 7 | 1 | A | 7 | 6.3 | A | 7 | -4.2 | A | 7 | 36 | A | 7 | 840 | A | 7 | 190 | A | 7 | 5 | A | 7 | 32000 | B | 7 | 77777 | A | 7 | 0.4 | E | 8 | 0.077 | F | 8 | 0.2 | F | 8 | 0 | 1 | D | 9 | 0 | C | 8
1999-04-01 | 1:00 | 0 | 0 | 0 | 2 | 0 | 0 | 2 | 0 | 0 | 2 | 0 | 0 | 2 | 0 | 0 | 2 | 0 | 0 | 2 | 0 | 0 | 2 | 0 | 9 | E | 9 | 9 | A | 7 | 4.9 | A | 7 | -3.4 | A | 7 | 64 | A | 7 | 814 | A | 7 | 340 | A | 7 | 4.3 | A | 7 | 16000 | B | 7 | 6096 | A | 7 | 0.8 | E | 8 | 0.073 | F | 8 | 0.19 | F | 8 | 0 | 1 | D | 9 | 0 | C | 8
1999-04-01 | 2:00 | 0 | 0 | 0 | 2 | 0 | 0 | 2 | 0 | 0 | 2 | 0 | 0 | 2 | 0 | 0 | 2 | 0 | 0 | 2 | 0 | 0 | 2 | 0 | 0 | E | 9 | 0 | A | 7 | 3.5 | A | 7 | -2.6 | A | 7 | 75 | A | 7 | 814 | A | 7 | 350 | A | 7 | 3.6 | A | 7 | 16000 | B | 7 | 77777 | A | 7 | 0.8 | E | 8 | 0.073 | F | 8 | 0.19 | F | 8 | 0 | 1 | D | 9 | 0 | C | 8
1999-04-01 | 3:00 | 0 | 0 | 0 | 2 | 0 | 0 | 2 | 0 | 0 | 2 | 0 | 0 | 2 | 0 | 0 | 2 | 0 | 0 | 2 | 0 | 0 | 2 | 0 | 0 | E | 9 | 0 | A | 7 | 2 | A | 7 | -1.8 | A | 7 | 81 | A | 7 | 813 | A | 7 | 350 | A | 7 | 2.8 | A | 7 | 16000 | B | 7 | 77777 | A | 7 | 0.8 | E | 8 | 0.073 | F | 8 | 0.19 | F | 8 | 0 | 1 | D | 9 | 0 | C | 8
1999-04-01 | 4:00 | 0 | 0 | 0 | 2 | 0 | 0 | 2 | 0 | 0 | 2 | 0 | 0 | 2 | 0 | 0 | 2 | 0 | 0 | 2 | 0 | 0 | 2 | 0 | 5 | E | 9 | 5 | A | 7 | 0.6 | A | 7 | -1.1 | A | 7 | 87 | A | 7 | 814 | A | 7 | 30 | A | 7 | 2.1 | A | 7 | 16000 | B | 7 | 77777 | A | 7 | 0.8 | E | 8 | 0.073 | F | 8 | 0.19 | F | 8 | 0 | 1 | D | 9 | 0 | C | 8
1999-04-01 | 5:00 | 0 | 0 | 0 | 2 | 0 | 0 | 2 | 0 | 0 | 2 | 0 | 0 | 2 | 0 | 0 | 2 | 0 | 0 | 2 | 0 | 0 | 2 | 0 | 10 | E | 9 | 10 | A | 7 | 0 | A | 7 | -1.7 | A | 7 | 87 | A | 7 | 819 | A | 7 | 30 | A | 7 | 3.1 | A | 7 | 16000 | B | 7 | 6096 | A | 7 | 0.8 | E | 8 | 0.073 | F | 8 | 0.19 | F | 8 | 0 | 1 | D | 9 | 0 | C | 8
1999-04-01 | 6:00 | 8 | 354 | 0 | 2 | 8 | 0 | 2 | 15 | 0 | 2 | 8 | 0 | 2 | 8 | 0 | 2 | 15 | 0 | 2 | 8 | 0 | 2 | 19 | 10 | E | 9 | 10 | A | 7 | 0.6 | A | 7 | -1.1 | A | 7 | 87 | A | 7 | 816 | A | 7 | 40 | A | 7 | 4.1 | A | 7 | 16000 | B | 7 | 244 | A | 7 | 0.8 | E | 8 | 0.073 | F | 8 | 0.19 | F | 8 | 0 | 1 | D | 9 | 0 | C | 8
1999-04-01 | 7:00 | 196 | 1369 | 24 | 2 | 8 | 0 | 2 | 15 | 24 | 2 | 8 | 28 | 2 | 8 | 0 | 2 | 15 | 28 | 2 | 8 | 93 | 2 | 19 | 10 | E | 9 | 10 | A | 7 | 2 | A | 7 | -1 | A | 7 | 80 | A | 7 | 818 | A | 7 | 10 | A | 7 | 3.6 | A | 7 | 16100 | B | 7 | 300 | A | 7 | 0.8 | E | 8 | 0.073 | F | 8 | 0.19 | F | 8 | 0 | 1 | D | 9 | 0 | C | 8
1999-04-01 | 8:00 | 459 | 1369 | 59 | 2 | 8 | 0 | 2 | 15 | 59 | 2 | 8 | 70 | 2 | 8 | 0 | 2 | 15 | 70 | 2 | 8 | 255 | 2 | 19 | 10 | E | 9 | 10 | A | 7 | 1.1 | A | 7 | -1.1 | A | 7 | 84 | A | 7 | 818 | A | 7 | 30 | A | 7 | 4.1 | A | 7 | 16000 | B | 7 | 305 | A | 7 | 0.8 | E | 8 | 0.073 | F | 8 | 0.19 | F | 8 | 0 | 1 | D | 9 | 0 | C | 8
1999-04-01 | 9:00 | 697 | 1369 | 87 | 2 | 8 | 0 | 2 | 15 | 87 | 2 | 8 | 106 | 2 | 8 | 0 | 2 | 15 | 106 | 2 | 8 | 413 | 2 | 19 | 10 | E | 9 | 10 | A | 7 | 1.7 | A | 7 | -1.1 | A | 7 | 81 | A | 7 | 819 | A | 7 | 30 | A | 7 | 4.6 | A | 7 | 16000 | B | 7 | 305 | A | 7 | 0.9 | E | 8 | 0.073 | F | 8 | 0.19 | F | 8 | 0 | 1 | D | 9 | 0 | C | 8
1999-04-01 | 10:00 | 892 | 1369 | 109 | 2 | 8 | 0 | 2 | 15 | 109 | 2 | 8 | 135 | 2 | 8 | 0 | 2 | 15 | 135 | 2 | 8 | 551 | 2 | 19 | 10 | E | 9 | 10 | A | 7 | 1.7 | A | 7 | -2.2 | A | 7 | 74 | A | 7 | 820 | A | 7 | 10 | A | 7 | 5.7 | A | 7 | 16000 | B | 7 | 366 | A | 7 | 0.9 | E | 8 | 0.073 | F | 8 | 0.19 | F | 8 | 0 | 1 | D | 9 | 0 | C | 8
1999-04-01 | 11:00 | 1031 | 1369 | 174 | 2 | 8 | 0 | 2 | 15 | 174 | 2 | 8 | 212 | 2 | 8 | 0 | 2 | 15 | 212 | 2 | 8 | 869 | 2 | 19 | 10 | E | 9 | 10 | A | 7 | 1.7 | A | 7 | -1.7 | A | 7 | 77 | A | 7 | 823 | A | 7 | 20 | A | 7 | 5.7 | A | 7 | 16000 | B | 7 | 366 | A | 7 | 0.9 | E | 8 | 0.073 | F | 8 | 0.19 | F | 8 | 0 | 1 | D | 9 | 0 | C | 8
1999-04-01 | 12:00 | 1105 | 1369 | 182 | 2 | 8 | 0 | 2 | 15 | 182 | 2 | 8 | 223 | 2 | 8 | 0 | 2 | 15 | 223 | 2 | 8 | 919 | 2 | 19 | 10 | E | 9 | 10 | A | 7 | 2.2 | A | 7 | -2.2 | A | 7 | 71 | A | 7 | 821 | A | 7 | 20 | A | 7 | 4.1 | A | 7 | 16000 | B | 7 | 427 | A | 7 | 0.9 | E | 8 | 0.073 | F | 8 | 0.19 | F | 8 | 0 | 1 | D | 9 | 0 | C | 8
1999-04-01 | 13:00 | 1108 | 1369 | 143 | 2 | 8 | 0 | 2 | 15 | 143 | 2 | 8 | 178 | 2 | 8 | 0 | 2 | 15 | 178 | 2 | 8 | 746 | 2 | 19 | 10 | E | 9 | 10 | A | 7 | 2.2 | A | 7 | -2.2 | A | 7 | 71 | A | 7 | 822 | A | 7 | 360 | A | 7 | 3.6 | A | 7 | 16000 | B | 7 | 488 | A | 7 | 0.9 | E | 8 | 0.073 | F | 8 | 0.19 | F | 8 | 0 | 1 | D | 9 | 0 | C | 8
1999-04-01 | 14:00 | 1040 | 1369 | 315 | 2 | 8 | 36 | 2 | 15 | 288 | 2 | 8 | 348 | 2 | 8 | 37 | 2 | 15 | 320 | 2 | 8 | 1123 | 2 | 19 | 10 | E | 9 | 10 | A | 7 | 2.8 | A | 7 | -1.1 | A | 7 | 75 | A | 7 | 822 | A | 7 | 30 | A | 7 | 4.6 | A | 7 | 16000 | B | 7 | 427 | A | 7 | 0.9 | E | 8 | 0.073 | F | 8 | 0.19 | F | 8 | 0 | 1 | D | 9 | 0 | C | 8
1999-04-01 | 15:00 | 907 | 1369 | 120 | 2 | 8 | 0 | 2 | 15 | 120 | 2 | 8 | 147 | 2 | 8 | 0 | 2 | 15 | 147 | 2 | 8 | 603 | 2 | 19 | 10 | E | 9 | 10 | A | 7 | 2.8 | A | 7 | -1.1 | A | 7 | 75 | A | 7 | 823 | A | 7 | 20 | A | 7 | 3.6 | A | 7 | 16000 | B | 7 | 427 | A | 7 | 0.9 | E | 8 | 0.073 | F | 8 | 0.19 | F | 8 | 0 | 1 | D | 9 | 0 | C | 8
1999-04-01 | 16:00 | 716 | 1369 | 88 | 2 | 8 | 0 | 2 | 15 | 88 | 2 | 8 | 107 | 2 | 8 | 0 | 2 | 15 | 107 | 2 | 8 | 422 | 2 | 19 | 10 | E | 9 | 10 | A | 7 | 2.8 | A | 7 | -1.1 | A | 7 | 75 | A | 7 | 823 | A | 7 | 360 | A | 7 | 3.1 | A | 7 | 16000 | B | 7 | 427 | A | 7 | 0.9 | E | 8 | 0.073 | F | 8 | 0.19 | F | 8 | 0 | 1 | D | 9 | 71 | C | 8
1999-04-01 | 17:00 | 482 | 1369 | 51 | 2 | 8 | 0 | 2 | 15 | 51 | 2 | 8 | 62 | 2 | 8 | 0 | 2 | 15 | 62 | 2 | 8 | 228 | 2 | 19 | 10 | E | 9 | 10 | A | 7 | 1.7 | A | 7 | -1.1 | A | 7 | 81 | A | 7 | 824 | A | 7 | 350 | A | 7 | 2.6 | A | 7 | 2400 | B | 7 | 488 | A | 7 | 0.9 | E | 8 | 0.073 | F | 8 | 0.19 | F | 8 | 0 | 1 | D | 9 | 71 | C | 8
1999-04-01 | 18:00 | 221 | 1369 | 20 | 2 | 8 | 0 | 2 | 15 | 20 | 2 | 8 | 24 | 2 | 8 | 0 | 2 | 15 | 24 | 2 | 8 | 82 | 2 | 19 | 10 | E | 9 | 10 | A | 7 | 0.6 | A | 7 | -1.1 | A | 7 | 87 | A | 7 | 824 | A | 7 | 350 | A | 7 | 3.6 | A | 7 | 1600 | B | 7 | 274 | A | 7 | 0.9 | E | 8 | 0.073 | F | 8 | 0.19 | F | 8 | 0 | 1 | D | 9 | 71 | C | 8
1999-04-01 | 19:00 | 15 | 491 | 0 | 2 | 8 | 0 | 2 | 15 | 0 | 2 | 8 | 0 | 2 | 8 | 0 | 2 | 15 | 0 | 2 | 8 | 0 | 2 | 19 | 10 | E | 9 | 10 | A | 7 | -0.6 | A | 7 | -1.1 | A | 7 | 96 | A | 7 | 823 | A | 7 | 10 | A | 7 | 6.7 | A | 7 | 2400 | B | 7 | 61 | A | 7 | 0.9 | E | 8 | 0.073 | F | 8 | 0.19 | F | 8 | 0 | 1 | D | 9 | 10 | C | 8
1999-04-01 | 20:00 | 0 | 0 | 0 | 2 | 0 | 0 | 2 | 0 | 0 | 2 | 0 | 0 | 2 | 0 | 0 | 2 | 0 | 0 | 2 | 0 | 0 | 2 | 0 | 10 | E | 9 | 10 | A | 7 | -1.1 | A | 7 | -1.7 | A | 7 | 95 | A | 7 | 824 | A | 7 | 20 | A | 7 | 7.7 | A | 7 | 2400 | B | 7 | 122 | A | 7 | 0.9 | E | 8 | 0.073 | F | 8 | 0.19 | F | 8 | 0 | 1 | D | 9 | 10 | C | 8
1999-04-01 | 21:00 | 0 | 0 | 0 | 2 | 0 | 0 | 2 | 0 | 0 | 2 | 0 | 0 | 2 | 0 | 0 | 2 | 0 | 0 | 2 | 0 | 0 | 2 | 0 | 10 | E | 9 | 10 | A | 7 | -1.7 | A | 7 | -2.2 | A | 7 | 96 | A | 7 | 824 | A | 7 | 30 | A | 7 | 6.2 | A | 7 | 1600 | B | 7 | 91 | A | 7 | 0.9 | E | 8 | 0.073 | F | 8 | 0.19 | F | 8 | 0 | 1 | D | 9 | 71 | C | 8
1999-04-01 | 22:00 | 0 | 0 | 0 | 2 | 0 | 0 | 2 | 0 | 0 | 2 | 0 | 0 | 2 | 0 | 0 | 2 | 0 | 0 | 2 | 0 | 0 | 2 | 0 | 10 | E | 9 | 10 | A | 7 | -2.8 | A | 7 | -3.9 | A | 7 | 91 | A | 7 | 824 | A | 7 | 10 | A | 7 | 7.2 | A | 7 | 8000 | B | 7 | 91 | A | 7 | 0.9 | E | 8 | 0.073 | F | 8 | 0.19 | F | 8 | 0 | 1 | D | 9 | 71 | C | 8
1999-04-01 | 23:00 | 0 | 0 | 0 | 2 | 0 | 0 | 2 | 0 | 0 | 2 | 0 | 0 | 2 | 0 | 0 | 2 | 0 | 0 | 2 | 0 | 0 | 2 | 0 | 10 | E | 9 | 10 | A | 7 | -3.3 | A | 7 | -4.4 | A | 7 | 91 | A | 7 | 826 | A | 7 | 10 | A | 7 | 7.2 | A | 7 | 4800 | B | 7 | 122 | A | 7 | 0.9 | E | 8 | 0.073 | F | 8 | 0.19 | F | 8 | 0 | 1 | D | 9 | 10 | C | 8
1999-04-01 | 24:00 | 0 | 0 | 0 | 2 | 0 | 0 | 2 | 0 | 0 | 2 | 0 | 0 | 2 | 0 | 0 | 2 | 0 | 0 | 2 | 0 | 0 | 2 | 0 | 10 | E | 9 | 10 | A | 7 | -3.9 | A | 7 | -5 | A | 7 | 91 | A | 7 | 823 | A | 7 | 360 | A | 7 | 5.2 | A | 7 | 1200 | B | 7 | 122 | A | 7 | 1 | E | 8 | 0.073 | F | 8 | 0.19 | F | 8 | 0 | 1 | D | 9 | 10 | C | 8
1999-04-02 | 1:00 | 0 | 0 | 0 | 2 | 0 | 0 | 2 | 0 | 0 | 2 | 0 | 0 | 2 | 0 | 0 | 2 | 0 | 0 | 2 | 0 | 0 | 2 | 0 | 10 | E | 9 | 10 | A | 7 | -4 | A | 7 | -5 | A | 7 | 92 | A | 7 | 823 | A | 7 | 360 | A | 7 | 5.1 | A | 7 | 1200 | B | 7 | 15 | A | 7 | 1 | E | 8 | 0.074 | F | 8 | 0.19 | F | 8 | 0 | 1 | D | 9 | 10 | C | 8
1999-04-02 | 2:00 | 0 | 0 | 0 | 2 | 0 | 0 | 2 | 0 | 0 | 2 | 0 | 0 | 2 | 0 | 0 | 2 | 0 | 0 | 2 | 0 | 0 | 2 | 0 | 10 | E | 9 | 10 | A | 7 | -4 | A | 7 | -6 | A | 7 | 84 | A | 7 | 824 | A | 7 | 360 | A | 7 | 4.6 | A | 7 | 4000 | B | 7 | 450 | A | 7 | 1 | E | 8 | 0.074 | F | 8 | 0.19 | F | 8 | 0 | 1 | D | 9 | 71 | C | 8
1999-04-02 | 3:00 | 0 | 0 | 0 | 2 | 0 | 0 | 2 | 0 | 0 | 2 | 0 | 0 | 2 | 0 | 0 | 2 | 0 | 0 | 2 | 0 | 0 | 2 | 0 | 10 | E | 9 | 10 | A | 7 | -4.4 | A | 7 | -5 | A | 7 | 95 | A | 7 | 824 | A | 7 | 340 | A | 7 | 5.2 | A | 7 | 3200 | B | 7 | 762 | A | 7 | 1 | E | 8 | 0.074 | F | 8 | 0.19 | F | 8 | 0 | 1 | D | 9 | 10 | C | 8
1999-04-02 | 4:00 | 0 | 0 | 0 | 2 | 0 | 0 | 2 | 0 | 0 | 2 | 0 | 0 | 2 | 0 | 0 | 2 | 0 | 0 | 2 | 0 | 0 | 2 | 0 | 10 | E | 9 | 10 | A | 7 | -5 | A | 7 | -5.6 | A | 7 | 95 | A | 7 | 824 | A | 7 | 350 | A | 7 | 5.7 | A | 7 | 3200 | B | 7 | 91 | A | 7 | 1 | E | 8 | 0.074 | F | 8 | 0.19 | F | 8 | 0 | 1 | D | 9 | 10 | C | 8
1999-04-02 | 5:00 | 0 | 0 | 0 | 2 | 0 | 0 | 2 | 0 | 0 | 2 | 0 | 0 | 2 | 0 | 0 | 2 | 0 | 0 | 2 | 0 | 0 | 2 | 0 | 10 | E | 9 | 10 | A | 7 | -5 | A | 7 | -5.6 | A | 7 | 95 | A | 7 | 828 | A | 7 | 350 | A | 7 | 5.2 | A | 7 | 3200 | B | 7 | 122 | A | 7 | 1 | E | 8 | 0.074 | F | 8 | 0.19 | F | 8 | 0 | 1 | D | 9 | 10 | C | 8
1999-04-02 | 6:00 | 10 | 376 | 0 | 2 | 8 | 0 | 2 | 15 | 0 | 2 | 8 | 0 | 2 | 8 | 0 | 2 | 15 | 0 | 2 | 8 | 0 | 2 | 19 | 10 | E | 9 | 10 | A | 7 | -5.6 | A | 7 | -6.1 | A | 7 | 96 | A | 7 | 825 | A | 7 | 10 | A | 7 | 4.6 | A | 7 | 3200 | B | 7 | 122 | A | 7 | 1 | E | 8 | 0.074 | F | 8 | 0.19 | F | 8 | 0 | 1 | D | 9 | 45 | C | 8
1999-04-02 | 7:00 | 203 | 1368 | 46 | 2 | 8 | 0 | 2 | 15 | 46 | 2 | 8 | 52 | 2 | 8 | 0 | 2 | 15 | 52 | 2 | 8 | 159 | 2 | 19 | 10 | E | 9 | 10 | A | 7 | -6 | A | 7 | -6 | A | 7 | 100 | A | 7 | 824 | A | 7 | 10 | A | 7 | 4.6 | A | 7 | 3200 | B | 7 | 120 | A | 7 | 1 | E | 8 | 0.074 | F | 8 | 0.19 | F | 8 | 0 | 1 | D | 9 | 71 | C | 8
1999-04-02 | 8:00 | 466 | 1368 | 81 | 2 | 8 | 0 | 2 | 15 | 81 | 2 | 8 | 94 | 2 | 8 | 0 | 2 | 15 | 94 | 2 | 8 | 335 | 2 | 19 | 10 | E | 9 | 10 | A | 7 | -5 | A | 7 | -6.1 | A | 7 | 91 | A | 7 | 825 | A | 7 | 360 | A | 7 | 5.2 | A | 7 | 2000 | B | 7 | 244 | A | 7 | 0.9 | E | 8 | 0.074 | F | 8 | 0.19 | F | 8 | 0 | 1 | D | 9 | 45 | C | 8
1999-04-02 | 9:00 | 703 | 1368 | 107 | 2 | 8 | 0 | 2 | 15 | 107 | 2 | 8 | 128 | 2 | 8 | 0 | 2 | 15 | 128 | 2 | 8 | 496 | 2 | 19 | 10 | B | 8 | 10 | B | 8 | -4.4 | A | 7 | -6.1 | A | 7 | 86 | A | 7 | 826 | A | 7 | 360 | A | 7 | 4.1 | A | 7 | 2200 | C | 8 | 549 | A | 7 | 0.9 | E | 8 | 0.074 | F | 8 | 0.19 | F | 8 | 0 | 1 | D | 9 | 45 | C | 8
1999-04-02 | 10:00 | 897 | 1368 | 134 | 2 | 8 | 0 | 2 | 15 | 134 | 2 | 8 | 163 | 2 | 8 | 0 | 2 | 15 | 163 | 2 | 8 | 662 | 2 | 19 | 10 | E | 9 | 10 | A | 7 | -3.9 | A | 7 | -5.6 | A | 7 | 86 | A | 7 | 826 | A | 7 | 10 | A | 7 | 3.1 | A | 7 | 2400 | B | 7 | 549 | A | 7 | 0.9 | E | 8 | 0.074 | F | 8 | 0.19 | F | 8 | 0 | 1 | D | 9 | 45 | C | 8
1999-04-02 | 11:00 | 1036 | 1368 | 149 | 2 | 8 | 0 | 2 | 15 | 149 | 2 | 8 | 183 | 2 | 8 | 0 | 2 | 15 | 183 | 2 | 8 | 762 | 2 | 19 | 10 | E | 9 | 10 | A | 7 | -3.9 | A | 7 | -5.6 | A | 7 | 86 | A | 7 | 828 | A | 7 | 50 | A | 7 | 4.6 | A | 7 | 2400 | B | 7 | 549 | A | 7 | 0.9 | E | 8 | 0.074 | F | 8 | 0.19 | F | 8 | 0 | 1 | D | 9 | 71 | C | 8
1999-04-02 | 12:00 | 1109 | 1368 | 213 | 2 | 8 | 0 | 2 | 15 | 213 | 2 | 8 | 258 | 2 | 8 | 0 | 2 | 15 | 258 | 2 | 8 | 1050 | 2 | 19 | 10 | E | 9 | 10 | A | 7 | -3.3 | A | 7 | -6.7 | A | 7 | 75 | A | 7 | 825 | A | 7 | 40 | A | 7 | 3.6 | A | 7 | 16000 | B | 7 | 396 | A | 7 | 0.9 | E | 8 | 0.074 | F | 8 | 0.19 | F | 8 | 0 | 1 | D | 9 | 71 | C | 8
1999-04-02 | 13:00 | 1112 | 1368 | 179 | 2 | 8 | 0 | 2 | 15 | 179 | 2 | 8 | 220 | 2 | 8 | 0 | 2 | 15 | 220 | 2 | 8 | 908 | 2 | 19 | 10 | E | 9 | 10 | A | 7 | -3.3 | A | 7 | -6.7 | A | 7 | 75 | A | 7 | 825 | A | 7 | 40 | A | 7 | 2.6 | A | 7 | 14400 | B | 7 | 488 | A | 7 | 0.9 | E | 8 | 0.074 | F | 8 | 0.19 | F | 8 | 0 | 1 | D | 9 | 0 | C | 8
1999-04-02 | 14:00 | 1045 | 1368 | 152 | 2 | 8 | 0 | 2 | 15 | 152 | 2 | 8 | 187 | 2 | 8 | 0 | 2 | 15 | 187 | 2 | 8 | 777 | 2 | 19 | 10 | E | 9 | 10 | A | 7 | -3.3 | A | 7 | -7.2 | A | 7 | 72 | A | 7 | 824 | A | 7 | 360 | A | 7 | 3.6 | A | 7 | 16000 | B | 7 | 579 | A | 7 | 0.9 | E | 8 | 0.074 | F | 8 | 0.19 | F | 8 | 0 | 1 | D | 9 | 0 | C | 8
1999-04-02 | 15:00 | 911 | 1368 | 120 | 2 | 8 | 0 | 2 | 15 | 120 | 2 | 8 | 147 | 2 | 8 | 0 | 2 | 15 | 147 | 2 | 8 | 604 | 2 | 19 | 10 | E | 9 | 10 | A | 7 | -3.9 | A | 7 | -6.7 | A | 7 | 79 | A | 7 | 823 | A | 7 | 350 | A | 7 | 3.6 | A | 7 | 16000 | B | 7 | 396 | A | 7 | 0.9 | E | 8 | 0.074 | F | 8 | 0.19 | F | 8 | 0 | 1 | D | 9 | 0 | C | 8
1999-04-02 | 16:00 | 720 | 1368 | 88 | 2 | 8 | 0 | 2 | 15 | 88 | 2 | 8 | 107 | 2 | 8 | 0 | 2 | 15 | 107 | 2 | 8 | 423 | 2 | 19 | 10 | B | 8 | 10 | B | 8 | -4.4 | A | 7 | -5.6 | A | 7 | 90 | A | 7 | 823 | A | 7 | 40 | A | 7 | 4.1 | A | 7 | 800 | B | 7 | 183 | A | 7 | 0.8 | E | 8 | 0.074 | F | 8 | 0.19 | F | 8 | 0 | 1 | D | 9 | 45 | C | 8
1999-04-02 | 17:00 | 486 | 1368 | 56 | 2 | 8 | 0 | 2 | 15 | 56 | 2 | 8 | 68 | 2 | 8 | 0 | 2 | 15 | 68 | 2 | 8 | 249 | 2 | 19 | 10 | E | 9 | 10 | A | 7 | -4.4 | A | 7 | -5.6 | A | 7 | 90 | A | 7 | 826 | A | 7 | 70 | A | 7 | 1.5 | A | 7 | 400 | B | 7 | 152 | A | 7 | 0.8 | E | 8 | 0.074 | F | 8 | 0.19 | F | 8 | 0 | 1 | D | 9 | 45 | C | 8
1999-04-02 | 18:00 | 226 | 1368 | 20 | 2 | 8 | 0 | 2 | 15 | 20 | 2 | 8 | 24 | 2 | 8 | 0 | 2 | 15 | 24 | 2 | 8 | 82 | 2 | 19 | 10 | E | 9 | 10 | A | 7 | -5 | A | 7 | -6 | A | 7 | 92 | A | 7 | 823 | A | 7 | 70 | A | 7 | 2.1 | A | 7 | 2400 | B | 7 | 1800 | A | 7 | 0.8 | E | 8 | 0.074 | F | 8 | 0.19 | F | 8 | 0 | 1 | D | 9 | 10 | C | 8
1999-04-02 | 19:00 | 17 | 513 | 0 | 2 | 8 | 0 | 2 | 15 | 0 | 2 | 8 | 0 | 2 | 8 | 0 | 2 | 15 | 0 | 2 | 8 | 0 | 2 | 19 | 10 | E | 9 | 10 | A | 7 | -5.6 | A | 7 | -6.7 | A | 7 | 91 | A | 7 | 823 | A | 7 | 100 | A | 7 | 3.6 | A | 7 | 16000 | B | 7 | 305 | A | 7 | 0.8 | E | 8 | 0.074 | F | 8 | 0.19 | F | 8 | 0 | 1 | D | 9 | 71 | C | 8
1999-04-02 | 20:00 | 0 | 0 | 0 | 2 | 0 | 0 | 2 | 0 | 0 | 2 | 0 | 0 | 2 | 0 | 0 | 2 | 0 | 0 | 2 | 0 | 0 | 2 | 0 | 10 | E | 9 | 10 | A | 7 | -6 | A | 7 | -7 | A | 7 | 92 | A | 7 | 823 | A | 7 | 150 | A | 7 | 2.1 | A | 7 | 4000 | B | 7 | 1500 | A | 7 | 0.8 | E | 8 | 0.074 | F | 8 | 0.19 | F | 8 | 0 | 1 | D | 9 | 10 | C | 8
1999-04-02 | 21:00 | 0 | 0 | 0 | 2 | 0 | 0 | 2 | 0 | 0 | 2 | 0 | 0 | 2 | 0 | 0 | 2 | 0 | 0 | 2 | 0 | 0 | 2 | 0 | 10 | E | 9 | 10 | A | 7 | -6.1 | A | 7 | -6.7 | A | 7 | 95 | A | 7 | 823 | A | 7 | 120 | A | 7 | 1.5 | A | 7 | 6400 | B | 7 | 1524 | A | 7 | 0.8 | E | 8 | 0.074 | F | 8 | 0.19 | F | 8 | 0 | 1 | D | 9 | 71 | C | 8
1999-04-02 | 22:00 | 0 | 0 | 0 | 2 | 0 | 0 | 2 | 0 | 0 | 2 | 0 | 0 | 2 | 0 | 0 | 2 | 0 | 0 | 2 | 0 | 0 | 2 | 0 | 10 | E | 9 | 10 | A | 7 | -6.7 | A | 7 | -7.8 | A | 7 | 91 | A | 7 | 821 | A | 7 | 120 | A | 7 | 2.1 | A | 7 | 16000 | B | 7 | 1524 | A | 7 | 0.8 | E | 8 | 0.074 | F | 8 | 0.19 | F | 8 | 0 | 1 | D | 9 | 0 | C | 8
1999-04-02 | 23:00 | 0 | 0 | 0 | 2 | 0 | 0 | 2 | 0 | 0 | 2 | 0 | 0 | 2 | 0 | 0 | 2 | 0 | 0 | 2 | 0 | 0 | 2 | 0 | 10 | E | 9 | 10 | A | 7 | -6.7 | A | 7 | -7.2 | A | 7 | 96 | A | 7 | 824 | A | 7 | 120 | A | 7 | 2.6 | A | 7 | 16000 | B | 7 | 1402 | A | 7 | 0.8 | E | 8 | 0.074 | F | 8 | 0.19 | F | 8 | 0 | 1 | D | 9 | 0 | C | 8
1999-04-02 | 24:00 | 0 | 0 | 0 | 2 | 0 | 0 | 2 | 0 | 0 | 2 | 0 | 0 | 2 | 0 | 0 | 2 | 0 | 0 | 2 | 0 | 0 | 2 | 0 | 10 | E | 9 | 10 | A | 7 | -6.1 | A | 7 | -7.2 | A | 7 | 91 | A | 7 | 820 | A | 7 | 100 | A | 7 | 2.6 | A | 7 | 16000 | B | 7 | 1280 | A | 7 | 0.8 | E | 8 | 0.074 | F | 8 | 0.19 | F | 8 | 0 | 1 | D | 9 | 0 | C | 8
1999-04-03 | 1:00 | 0 | 0 | 0 | 2 | 0 | 0 | 2 | 0 | 0 | 2 | 0 | 0 | 2 | 0 | 0 | 2 | 0 | 0 | 2 | 0 | 0 | 2 | 0 | 10 | E | 9 | 10 | A | 7 | -6.1 | A | 7 | -7.2 | A | 7 | 91 | A | 7 | 819 | A | 7 | 120 | A | 7 | 2.1 | A | 7 | 16000 | B | 7 | 1158 | A | 7 | 0.7 | E | 8 | 0.075 | F | 8 | 0.19 | F | 8 | 0 | 1 | D | 9 | 0 | C | 8
1999-04-03 | 2:00 | 0 | 0 | 0 | 2 | 0 | 0 | 2 | 0 | 0 | 2 | 0 | 0 | 2 | 0 | 0 | 2 | 0 | 0 | 2 | 0 | 0 | 2 | 0 | 10 | E | 9 | 10 | A | 7 | -6.1 | A | 7 | -7.2 | A | 7 | 91 | A | 7 | 818 | A | 7 | 90 | A | 7 | 3.1 | A | 7 | 16000 | B | 7 | 1036 | A | 7 | 0.7 | E | 8 | 0.075 | F | 8 | 0.19 | F | 8 | 0 | 1 | D | 9 | 0 | C | 8
1999-04-03 | 3:00 | 0 | 0 | 0 | 2 | 0 | 0 | 2 | 0 | 0 | 2 | 0 | 0 | 2 | 0 | 0 | 2 | 0 | 0 | 2 | 0 | 0 | 2 | 0 | 3 | E | 9 | 3 | A | 7 | -8.9 | A | 7 | -9.4 | A | 7 | 96 | A | 7 | 816 | A | 7 | 100 | A | 7 | 3.6 | A | 7 | 16000 | B | 7 | 77777 | A | 7 | 0.7 | E | 8 | 0.075 | F | 8 | 0.19 | F | 8 | 0 | 1 | D | 9 | 0 | C | 8
1999-04-03 | 4:00 | 0 | 0 | 0 | 2 | 0 | 0 | 2 | 0 | 0 | 2 | 0 | 0 | 2 | 0 | 0 | 2 | 0 | 0 | 2 | 0 | 0 | 2 | 0 | 9 | E | 9 | 9 | A | 7 | -7 | A | 7 | -8 | A | 7 | 92 | A | 7 | 817 | A | 7 | 100 | A | 7 | 4.1 | A | 7 | 16100 | B | 7 | 660 | A | 7 | 0.7 | E | 8 | 0.075 | F | 8 | 0.19 | F | 8 | 0 | 1 | D | 9 | 0 | C | 8
1999-04-03 | 5:00 | 0 | 0 | 0 | 2 | 0 | 0 | 2 | 0 | 0 | 2 | 0 | 0 | 2 | 0 | 0 | 2 | 0 | 0 | 2 | 0 | 0 | 2 | 0 | 10 | E | 9 | 10 | A | 7 | -6.7 | A | 7 | -7.8 | A | 7 | 91 | A | 7 | 819 | A | 7 | 120 | A | 7 | 3.1 | A | 7 | 16000 | B | 7 | 610 | A | 7 | 0.7 | E | 8 | 0.075 | F | 8 | 0.19 | F | 8 | 0 | 1 | D | 9 | 0 | C | 8
1999-04-03 | 6:00 | 12 | 422 | 0 | 2 | 8 | 0 | 2 | 15 | 0 | 2 | 8 | 0 | 2 | 8 | 0 | 2 | 15 | 0 | 2 | 8 | 0 | 2 | 19 | 10 | E | 9 | 10 | A | 7 | -6.7 | A | 7 | -7.8 | A | 7 | 91 | A | 7 | 817 | A | 7 | 60 | A | 7 | 2.1 | A | 7 | 11200 | B | 7 | 244 | A | 7 | 0.7 | E | 8 | 0.075 | F | 8 | 0.19 | F | 8 | 0 | 1 | D | 9 | 0 | C | 8
1999-04-03 | 7:00 | 210 | 1367 | 22 | 2 | 8 | 0 | 2 | 15 | 22 | 2 | 8 | 26 | 2 | 8 | 0 | 2 | 15 | 26 | 2 | 8 | 88 | 2 | 19 | 10 | E | 9 | 10 | A | 7 | -5.6 | A | 7 | -6.7 | A | 7 | 91 | A | 7 | 818 | A | 7 | 0 | A | 7 | 0 | A | 7 | 11200 | B | 7 | 549 | A | 7 | 0.7 | E | 8 | 0.075 | F | 8 | 0.19 | F | 8 | 0 | 1 | D | 9 | 0 | C | 8
1999-04-03 | 8:00 | 472 | 1367 | 52 | 2 | 8 | 0 | 2 | 15 | 52 | 2 | 8 | 63 | 2 | 8 | 0 | 2 | 15 | 63 | 2 | 8 | 231 | 2 | 19 | 9 | E | 9 | 9 | A | 7 | -5 | A | 7 | -6.7 | A | 7 | 86 | A | 7 | 818 | A | 7 | 290 | A | 7 | 3.1 | A | 7 | 11200 | B | 7 | 914 | A | 7 | 0.7 | E | 8 | 0.075 | F | 8 | 0.19 | F | 8 | 0 | 1 | D | 9 | 0 | C | 8
1999-04-03 | 9:00 | 709 | 1367 | 87 | 2 | 8 | 0 | 2 | 15 | 87 | 2 | 8 | 106 | 2 | 8 | 0 | 2 | 15 | 106 | 2 | 8 | 416 | 2 | 19 | 9 | E | 9 | 9 | A | 7 | -3.9 | A | 7 | -5.6 | A | 7 | 86 | A | 7 | 818 | A | 7 | 320 | A | 7 | 3.6 | A | 7 | 11200 | B | 7 | 914 | A | 7 | 0.7 | E | 8 | 0.075 | F | 8 | 0.19 | F | 8 | 0 | 1 | D | 9 | 0 | C | 8
1999-04-03 | 10:00 | 903 | 1367 | 121 | 2 | 8 | 0 | 2 | 15 | 121 | 2 | 8 | 148 | 2 | 8 | 0 | 2 | 15 | 148 | 2 | 8 | 607 | 2 | 19 | 9 | E | 9 | 9 | A | 7 | -3.3 | A | 7 | -6.1 | A | 7 | 79 | A | 7 | 819 | A | 7 | 290 | A | 7 | 3.1 | A | 7 | 14400 | B | 7 | 213 | A | 7 | 0.7 | E | 8 | 0.075 | F | 8 | 0.19 | F | 8 | 0 | 1 | D | 9 | 0 | C | 8
1999-04-03 | 11:00 | 1041 | 1367 | 335 | 2 | 8 | 24 | 2 | 15 | 317 | 2 | 8 | 390 | 2 | 8 | 22 | 2 | 15 | 373 | 2 | 8 | 1390 | 2 | 19 | 9 | B | 8 | 9 | B | 8 | -3.3 | A | 7 | -6.1 | A | 7 | 79 | A | 7 | 820 | A | 7 | 240 | A | 7 | 2.1 | A | 7 | 12800 | B | 7 | 6096 | A | 7 | 0.6 | E | 8 | 0.075 | F | 8 | 0.19 | F | 8 | 0 | 1 | D | 9 | 0 | C | 8
1999-04-03 | 12:00 | 1114 | 1367 | 456 | 2 | 8 | 84 | 2 | 15 | 387 | 2 | 8 | 502 | 2 | 8 | 87 | 2 | 15 | 432 | 2 | 8 | 1568 | 2 | 19 | 9 | E | 9 | 9 | A | 7 | -2.2 | A | 7 | -5.6 | A | 7 | 75 | A | 7 | 819 | A | 7 | 190 | A | 7 | 2.6 | A | 7 | 11200 | B | 7 | 6096 | A | 7 | 0.6 | E | 8 | 0.075 | F | 8 | 0.19 | F | 8 | 0 | 1 | D | 9 | 0 | C | 8
1999-04-03 | 13:00 | 1117 | 1367 | 602 | 2 | 8 | 270 | 2 | 15 | 381 | 2 | 8 | 653 | 2 | 8 | 293 | 2 | 15 | 414 | 2 | 8 | 1423 | 2 | 19 | 9 | E | 9 | 9 | A | 7 | 0 | A | 7 | -5.6 | A | 7 | 62 | A | 7 | 820 | A | 7 | 150 | A | 7 | 2.1 | A | 7 | 16000 | B | 7 | 6096 | A | 7 | 0.6 | E | 8 | 0.075 | F | 8 | 0.19 | F | 8 | 0 | 1 | D | 9 | 0 | C | 8
1999-04-03 | 14:00 | 1049 | 1367 | 608 | 2 | 8 | 346 | 2 | 15 | 341 | 2 | 8 | 659 | 2 | 8 | 374 | 2 | 15 | 371 | 2 | 8 | 1119 | 2 | 19 | 9 | E | 9 | 9 | A | 7 | 3.3 | A | 7 | -5 | A | 7 | 52 | A | 7 | 821 | A | 7 | 90 | A | 7 | 3.6 | A | 7 | 16000 | B | 7 | 6096 | A | 7 | 0.6 | E | 8 | 0.075 | F | 8 | 0.19 | F | 8 | 0 | 1 | D | 9 | 0 | C | 8
1999-04-03 | 15:00 | 915 | 1367 | 524 | 2 | 8 | 351 | 2 | 15 | 289 | 2 | 8 | 566 | 2 | 8 | 377 | 2 | 15 | 313 | 2 | 8 | 792 | 2 | 19 | 9 | E | 9 | 9 | A | 7 | 3.3 | A | 7 | -5.6 | A | 7 | 49 | A | 7 | 822 | A | 7 | 110 | B | 8 | 2.6 | A | 7 | 16000 | B | 7 | 6096 | A | 7 | 0.6 | E | 8 | 0.075 | F | 8 | 0.19 | F | 8 | 0 | 1 | D | 9 | 0 | C | 8
1999-04-03 | 16:00 | 724 | 1367 | 401 | 2 | 8 | 335 | 2 | 15 | 222 | 2 | 8 | 428 | 2 | 8 | 350 | 2 | 15 | 242 | 2 | 8 | 517 | 2 | 19 | 9 | E | 9 | 9 | A | 7 | 3.3 | A | 7 | -3.9 | A | 7 | 57 | A | 7 | 822 | A | 7 | 120 | A | 7 | 4.6 | A | 7 | 16000 | B | 7 | 6096 | A | 7 | 0.6 | E | 8 | 0.075 | F | 8 | 0.19 | F | 8 | 0 | 1 | D | 9 | 0 | C | 8
1999-04-03 | 17:00 | 491 | 1367 | 219 | 2 | 8 | 184 | 2 | 15 | 153 | 2 | 8 | 238 | 2 | 8 | 176 | 2 | 15 | 174 | 2 | 8 | 351 | 2 | 19 | 9 | B | 8 | 9 | B | 8 | 2.2 | A | 7 | -4.4 | A | 7 | 59 | A | 7 | 821 | A | 7 | 150 | A | 7 | 5.7 | A | 7 | 16000 | B | 7 | 6706 | A | 7 | 0.6 | E | 8 | 0.075 | F | 8 | 0.19 | F | 8 | 0 | 1 | D | 9 | 0 | C | 8
1999-04-03 | 18:00 | 230 | 1367 | 129 | 2 | 8 | 371 | 2 | 15 | 67 | 2 | 8 | 132 | 2 | 8 | 254 | 2 | 15 | 89 | 2 | 8 | 124 | 2 | 19 | 9 | E | 9 | 9 | A | 7 | 2.2 | A | 7 | -6.7 | A | 7 | 48 | A | 7 | 822 | A | 7 | 160 | A | 7 | 3.6 | A | 7 | 16000 | B | 7 | 6096 | A | 7 | 0.6 | E | 8 | 0.075 | F | 8 | 0.19 | F | 8 | 0 | 1 | D | 9 | 0 | C | 8
1999-04-03 | 19:00 | 18 | 536 | 0 | 2 | 8 | 0 | 2 | 15 | 0 | 2 | 8 | 0 | 2 | 8 | 0 | 2 | 15 | 0 | 2 | 8 | 0 | 2 | 19 | 9 | E | 9 | 9 | A | 7 | -0.6 | A | 7 | -5 | A | 7 | 69 | A | 7 | 822 | A | 7 | 150 | A | 7 | 3.1 | A | 7 | 16000 | B | 7 | 6096 | A | 7 | 0.6 | E | 8 | 0.075 | F | 8 | 0.19 | F | 8 | 0 | 1 | D | 9 | 0 | C | 8
1999-04-03 | 20:00 | 0 | 0 | 0 | 2 | 0 | 0 | 2 | 0 | 0 | 2 | 0 | 0 | 2 | 0 | 0 | 2 | 0 | 0 | 2 | 0 | 0 | 2 | 0 | 9 | E | 9 | 9 | A | 7 | -2.2 | A | 7 | -5 | A | 7 | 79 | A | 7 | 822 | A | 7 | 110 | A | 7 | 3.1 | A | 7 | 16000 | B | 7 | 6706 | A | 7 | 0.6 | E | 8 | 0.075 | F | 8 | 0.19 | F | 8 | 0 | 1 | D | 9 | 0 | C | 8
1999-04-03 | 21:00 | 0 | 0 | 0 | 2 | 0 | 0 | 2 | 0 | 0 | 2 | 0 | 0 | 2 | 0 | 0 | 2 | 0 | 0 | 2 | 0 | 0 | 2 | 0 | 5 | E | 9 | 5 | A | 7 | -3.3 | A | 7 | -4.4 | A | 7 | 91 | A | 7 | 822 | A | 7 | 120 | A | 7 | 3.6 | A | 7 | 16000 | B | 7 | 77777 | A | 7 | 0.6 | E | 8 | 0.075 | F | 8 | 0.19 | F | 8 | 0 | 1 | D | 9 | 0 | C | 8
1999-04-03 | 22:00 | 0 | 0 | 0 | 2 | 0 | 0 | 2 | 0 | 0 | 2 | 0 | 0 | 2 | 0 | 0 | 2 | 0 | 0 | 2 | 0 | 0 | 2 | 0 | 2 | E | 9 | 2 | A | 7 | -3.9 | A | 7 | -6.1 | A | 7 | 83 | A | 7 | 824 | A | 7 | 160 | A | 7 | 2.6 | A | 7 | 16000 | B | 7 | 77777 | A | 7 | 0.6 | E | 8 | 0.075 | F | 8 | 0.19 | F | 8 | 0 | 1 | D | 9 | 0 | C | 8
1999-04-03 | 23:00 | 0 | 0 | 0 | 2 | 0 | 0 | 2 | 0 | 0 | 2 | 0 | 0 | 2 | 0 | 0 | 2 | 0 | 0 | 2 | 0 | 0 | 2 | 0 | 3 | E | 9 | 3 | A | 7 | -3.9 | A | 7 | -6.7 | A | 7 | 79 | A | 7 | 821 | A | 7 | 220 | A | 7 | 1.5 | A | 7 | 16000 | B | 7 | 77777 | A | 7 | 0.6 | E | 8 | 0.075 | F | 8 | 0.19 | F | 8 | 0 | 1 | D | 9 | 0 | C | 8
1999-04-03 | 24:00 | 0 | 0 | 0 | 2 | 0 | 0 | 2 | 0 | 0 | 2 | 0 | 0 | 2 | 0 | 0 | 2 | 0 | 0 | 2 | 0 | 0 | 2 | 0 | 2 | E | 9 | 2 | A | 7 | -3.9 | A | 7 | -5.6 | A | 7 | 86 | A | 7 | 821 | A | 7 | 200 | A | 7 | 1.5 | A | 7 | 16000 | B | 7 | 77777 | A | 7 | 0.5 | E | 8 | 0.075 | F | 8 | 0.19 | F | 8 | 0 | 1 | D | 9 | 0 | C | 8
1999-04-04 | 1:00 | 0 | 0 | 0 | 2 | 0 | 0 | 2 | 0 | 0 | 2 | 0 | 0 | 2 | 0 | 0 | 2 | 0 | 0 | 2 | 0 | 0 | 2 | 0 | 2 | E | 9 | 2 | A | 7 | -2.2 | A | 7 | -4.4 | A | 7 | 83 | A | 7 | 822 | A | 7 | 230 | A | 7 | 5.7 | A | 7 | 16000 | B | 7 | 77777 | A | 7 | 0.5 | E | 8 | 0.075 | F | 8 | 0.19 | F | 8 | 0 | 1 | D | 9 | 0 | C | 8
1999-04-04 | 2:00 | 0 | 0 | 0 | 2 | 0 | 0 | 2 | 0 | 0 | 2 | 0 | 0 | 2 | 0 | 0 | 2 | 0 | 0 | 2 | 0 | 0 | 2 | 0 | 2 | B | 8 | 2 | B | 8 | -2.6 | B | 8 | -5.2 | B | 8 | 80 | A | 7 | 821 | B | 8 | 230 | B | 8 | 4.6 | B | 8 | 16000 | C | 8 | 77777 | B | 8 | 0.5 | E | 8 | 0.075 | F | 8 | 0.19 | F | 8 | 0 | 1 | D | 9 | 0 | C | 8
1999-04-04 | 3:00 | 0 | 0 | 0 | 2 | 0 | 0 | 2 | 0 | 0 | 2 | 0 | 0 | 2 | 0 | 0 | 2 | 0 | 0 | 2 | 0 | 0 | 2 | 0 | 2 | E | 9 | 2 | A | 7 | -2.8 | A | 7 | -6.1 | A | 7 | 76 | A | 7 | 821 | A | 7 | 230 | A | 7 | 3.6 | A | 7 | 16000 | B | 7 | 77777 | A | 7 | 0.5 | E | 8 | 0.075 | F | 8 | 0.19 | F | 8 | 0 | 1 | D | 9 | 0 | C | 8
1999-04-04 | 4:00 | 0 | 0 | 0 | 2 | 0 | 0 | 2 | 0 | 0 | 2 | 0 | 0 | 2 | 0 | 0 | 2 | 0 | 0 | 2 | 0 | 0 | 2 | 0 | 9 | E | 9 | 9 | A | 7 | -1.7 | A | 7 | -6.7 | A | 7 | 65 | A | 7 | 822 | A | 7 | 220 | A | 7 | 4.6 | A | 7 | 16000 | B | 7 | 6096 | A | 7 | 0.5 | E | 8 | 0.075 | F | 8 | 0.19 | F | 8 | 0 | 1 | D | 9 | 0 | C | 8
1999-04-04 | 5:00 | 0 | 0 | 0 | 2 | 0 | 0 | 2 | 0 | 0 | 2 | 0 | 0 | 2 | 0 | 0 | 2 | 0 | 0 | 2 | 0 | 0 | 2 | 0 | 9 | B | 8 | 9 | B | 8 | -2.8 | A | 7 | -7.8 | A | 7 | 65 | A | 7 | 824 | A | 7 | 160 | A | 7 | 3.6 | A | 7 | 16000 | B | 7 | 3353 | A | 7 | 0.5 | E | 8 | 0.075 | F | 8 | 0.19 | F | 8 | 0 | 1 | D | 9 | 0 | C | 8
1999-04-04 | 6:00 | 14 | 467 | 0 | 2 | 8 | 0 | 2 | 15 | 0 | 2 | 8 | 0 | 2 | 8 | 0 | 2 | 15 | 0 | 2 | 8 | 0 | 2 | 19 | 9 | E | 9 | 9 | A | 7 | -5 | A | 7 | -8.3 | A | 7 | 75 | A | 7 | 821 | A | 7 | 150 | A | 7 | 2.6 | A | 7 | 16000 | B | 7 | 6096 | A | 7 | 0.5 | E | 8 | 0.075 | F | 8 | 0.19 | F | 8 | 0 | 1 | D | 9 | 0 | C | 8
1999-04-04 | 7:00 | 217 | 1367 | 99 | 2 | 8 | 144 | 2 | 15 | 76 | 2 | 8 | 106 | 2 | 8 | 100 | 2 | 15 | 90 | 2 | 8 | 161 | 2 | 19 | 9 | E | 9 | 9 | A | 7 | -1.1 | A | 7 | -6.1 | A | 7 | 66 | A | 7 | 824 | A | 7 | 190 | A | 7 | 4.6 | A | 7 | 16000 | B | 7 | 6096 | A | 7 | 0.5 | E | 8 | 0.075 | F | 8 | 0.19 | F | 8 | 0 | 1 | D | 9 | 0 | C | 8
1999-04-04 | 8:00 | 479 | 1367 | 301 | 2 | 8 | 534 | 2 | 15 | 113 | 2 | 8 | 316 | 2 | 8 | 495 | 2 | 15 | 142 | 2 | 8 | 215 | 2 | 19 | 9 | E | 9 | 9 | A | 7 | 0 | A | 7 | -5.6 | A | 7 | 62 | A | 7 | 824 | A | 7 | 210 | A | 7 | 3.1 | A | 7 | 16000 | B | 7 | 2743 | A | 7 | 0.6 | E | 8 | 0.075 | F | 8 | 0.19 | F | 8 | 0 | 1 | D | 9 | 0 | C | 8
1999-04-04 | 9:00 | 715 | 1367 | 480 | 2 | 8 | 602 | 2 | 15 | 164 | 2 | 8 | 512 | 2 | 8 | 608 | 2 | 15 | 193 | 2 | 8 | 351 | 2 | 19 | 9 | E | 9 | 9 | A | 7 | 1.7 | A | 7 | -6.7 | A | 7 | 50 | A | 7 | 825 | A | 7 | 250 | A | 7 | 2.6 | A | 7 | 16000 | B | 7 | 6096 | A | 7 | 0.6 | E | 8 | 0.075 | F | 8 | 0.19 | F | 8 | 0 | 1 | D | 9 | 0 | C | 8
1999-04-04 | 10:00 | 909 | 1367 | 676 | 2 | 8 | 783 | 2 | 15 | 154 | 2 | 8 | 716 | 2 | 8 | 794 | 2 | 15 | 187 | 2 | 8 | 406 | 2 | 19 | 9 | E | 9 | 9 | A | 7 | 3.9 | A | 7 | -6.7 | A | 7 | 43 | A | 7 | 826 | A | 7 | 200 | B | 8 | 2.1 | A | 7 | 16000 | B | 7 | 6706 | A | 7 | 0.6 | E | 8 | 0.075 | F | 8 | 0.19 | F | 8 | 0 | 1 | D | 9 | 0 | C | 8
1999-04-04 | 11:00 | 1046 | 1367 | 825 | 2 | 8 | 869 | 2 | 15 | 158 | 2 | 8 | 858 | 2 | 8 | 870 | 2 | 15 | 190 | 2 | 8 | 464 | 2 | 19 | 9 | B | 8 | 9 | B | 8 | 7.2 | A | 7 | -7.2 | A | 7 | 33 | A | 7 | 824 | A | 7 | 150 | A | 7 | 3.6 | A | 7 | 16000 | B | 7 | 6096 | A | 7 | 0.6 | E | 8 | 0.075 | F | 8 | 0.19 | F | 8 | 0 | 1 | D | 9 | 0 | C | 8
1999-04-04 | 12:00 | 1119 | 1367 | 863 | 2 | 8 | 854 | 2 | 15 | 162 | 2 | 8 | 904 | 2 | 8 | 858 | 2 | 15 | 199 | 2 | 8 | 566 | 2 | 19 | 9 | E | 9 | 9 | A | 7 | 8.3 | A | 7 | -7.8 | A | 7 | 29 | A | 7 | 827 | A | 7 | 150 | A | 7 | 5.7 | A | 7 | 16000 | B | 7 | 7620 | A | 7 | 0.6 | E | 8 | 0.075 | F | 8 | 0.19 | F | 8 | 0 | 1 | D | 9 | 0 | C | 8
1999-04-04 | 13:00 | 1121 | 1367 | 811 | 2 | 8 | 695 | 2 | 15 | 239 | 2 | 8 | 852 | 2 | 8 | 703 | 2 | 15 | 274 | 2 | 8 | 900 | 2 | 19 | 9 | E | 9 | 9 | A | 7 | 9.4 | A | 7 | -7.2 | A | 7 | 28 | A | 7 | 826 | A | 7 | 160 | A | 7 | 7.2 | A | 7 | 16000 | B | 7 | 7620 | A | 7 | 0.6 | E | 8 | 0.075 | F | 8 | 0.19 | F | 8 | 0 | 1 | D | 9 | 0 | C | 8
1999-04-04 | 14:00 | 1053 | 1367 | 794 | 2 | 8 | 776 | 2 | 15 | 195 | 2 | 8 | 841 | 2 | 8 | 789 | 2 | 15 | 231 | 2 | 8 | 640 | 2 | 19 | 9 | E | 9 | 9 | A | 7 | 10.6 | A | 7 | -8.3 | A | 7 | 24 | A | 7 | 826 | A | 7 | 180 | A | 7 | 6.7 | A | 7 | 16000 | B | 7 | 7620 | A | 7 | 0.7 | E | 8 | 0.075 | F | 8 | 0.19 | F | 8 | 0 | 1 | D | 9 | 0 | C | 8
1999-04-04 | 15:00 | 919 | 1367 | 570 | 2 | 8 | 428 | 2 | 15 | 281 | 2 | 8 | 595 | 2 | 8 | 441 | 2 | 15 | 298 | 2 | 8 | 760 | 2 | 19 | 9 | E | 9 | 9 | A | 7 | 10.6 | A | 7 | -7.8 | A | 7 | 25 | A | 7 | 826 | A | 7 | 160 | A | 7 | 7.2 | A | 7 | 16000 | B | 7 | 7620 | A | 7 | 0.7 | E | 8 | 0.075 | F | 8 | 0.19 | F | 8 | 0 | 1 | D | 9 | 0 | C | 8
1999-04-04 | 16:00 | 728 | 1367 | 318 | 2 | 8 | 118 | 2 | 15 | 256 | 2 | 8 | 350 | 2 | 8 | 119 | 2 | 15 | 287 | 2 | 8 | 765 | 2 | 19 | 10 | E | 9 | 10 | A | 7 | 8.9 | A | 7 | -5 | A | 7 | 35 | A | 7 | 825 | A | 7 | 180 | A | 7 | 11.8 | A | 7 | 16000 | B | 7 | 7620 | A | 7 | 0.7 | E | 8 | 0.075 | F | 8 | 0.19 | F | 8 | 0 | 1 | D | 9 | 0 | C | 8
1999-04-04 | 17:00 | 495 | 1367 | 158 | 2 | 8 | 29 | 2 | 15 | 148 | 2 | 8 | 174 | 2 | 8 | 27 | 2 | 15 | 164 | 2 | 8 | 403 | 2 | 19 | 10 | E | 9 | 10 | A | 7 | 6.1 | A | 7 | -2.2 | A | 7 | 54 | A | 7 | 823 | A | 7 | 170 | A | 7 | 9.3 | A | 7 | 16000 | B | 7 | 7620 | A | 7 | 0.7 | E | 8 | 0.075 | F | 8 | 0.19 | F | 8 | 0 | 1 | D | 9 | 0 | C | 8
1999-04-04 | 18:00 | 234 | 1367 | 65 | 2 | 8 | 37 | 2 | 15 | 59 | 2 | 8 | 72 | 2 | 8 | 29 | 2 | 15 | 67 | 2 | 8 | 146 | 2 | 19 | 10 | E | 9 | 10 | A | 7 | 3.9 | A | 7 | -2.2 | A | 7 | 63 | A | 7 | 824 | A | 7 | 160 | A | 7 | 9.3 | A | 7 | 16000 | B | 7 | 7620 | A | 7 | 0.7 | E | 8 | 0.075 | F | 8 | 0.19 | F | 8 | 0 | 1 | D | 9 | 0 | C | 8
1999-04-04 | 19:00 | 20 | 558 | 0 | 2 | 8 | 0 | 2 | 15 | 0 | 2 | 8 | 0 | 2 | 8 | 0 | 2 | 15 | 0 | 2 | 8 | 0 | 2 | 19 | 10 | E | 9 | 10 | A | 7 | 2.2 | A | 7 | -2.2 | A | 7 | 71 | A | 7 | 823 | A | 7 | 160 | A | 7 | 6.7 | A | 7 | 16000 | B | 7 | 7620 | A | 7 | 0.7 | E | 8 | 0.075 | F | 8 | 0.19 | F | 8 | 0 | 1 | D | 9 | 0 | C | 8
1999-04-04 | 20:00 | 0 | 0 | 0 | 2 | 0 | 0 | 2 | 0 | 0 | 2 | 0 | 0 | 2 | 0 | 0 | 2 | 0 | 0 | 2 | 0 | 0 | 2 | 0 | 10 | E | 9 | 10 | A | 7 | 1.1 | A | 7 | -1.1 | A | 7 | 84 | A | 7 | 823 | A | 7 | 160 | A | 7 | 4.6 | A | 7 | 16000 | B | 7 | 7620 | A | 7 | 0.7 | E | 8 | 0.075 | F | 8 | 0.19 | F | 8 | 0 | 1 | D | 9 | 0 | C | 8
1999-04-04 | 21:00 | 0 | 0 | 0 | 2 | 0 | 0 | 2 | 0 | 0 | 2 | 0 | 0 | 2 | 0 | 0 | 2 | 0 | 0 | 2 | 0 | 0 | 2 | 0 | 9 | E | 9 | 9 | A | 7 | 1.1 | A | 7 | -1.1 | A | 7 | 84 | A | 7 | 823 | A | 7 | 160 | A | 7 | 3.6 | A | 7 | 16000 | B | 7 | 3658 | A | 7 | 0.8 | E | 8 | 0.075 | F | 8 | 0.19 | F | 8 | 0 | 1 | D | 9 | 0 | C | 8
1999-04-04 | 22:00 | 0 | 0 | 0 | 2 | 0 | 0 | 2 | 0 | 0 | 2 | 0 | 0 | 2 | 0 | 0 | 2 | 0 | 0 | 2 | 0 | 0 | 2 | 0 | 9 | E | 9 | 9 | A | 7 | 0.6 | A | 7 | -1.7 | A | 7 | 83 | A | 7 | 822 | A | 7 | 140 | A | 7 | 3.1 | A | 7 | 16000 | B | 7 | 3353 | A | 7 | 0.8 | E | 8 | 0.075 | F | 8 | 0.19 | F | 8 | 0 | 1 | D | 9 | 0 | C | 8
1999-04-04 | 23:00 | 0 | 0 | 0 | 2 | 0 | 0 | 2 | 0 | 0 | 2 | 0 | 0 | 2 | 0 | 0 | 2 | 0 | 0 | 2 | 0 | 0 | 2 | 0 | 10 | E | 9 | 10 | A | 7 | 1.7 | A | 7 | -0.6 | A | 7 | 84 | A | 7 | 823 | A | 7 | 160 | A | 7 | 2.1 | A | 7 | 16000 | B | 7 | 1372 | A | 7 | 0.8 | E | 8 | 0.075 | F | 8 | 0.19 | F | 8 | 0 | 1 | D | 9 | 0 | C | 8
1999-04-04 | 24:00 | 0 | 0 | 0 | 2 | 0 | 0 | 2 | 0 | 0 | 2 | 0 | 0 | 2 | 0 | 0 | 2 | 0 | 0 | 2 | 0 | 0 | 2 | 0 | 10 | E | 9 | 10 | A | 7 | 1.1 | A | 7 | -0.6 | A | 7 | 88 | A | 7 | 821 | A | 7 | 130 | A | 7 | 2.6 | A | 7 | 11200 | B | 7 | 671 | A | 7 | 0.8 | E | 8 | 0.075 | F | 8 | 0.19 | F | 8 | 0 | 1 | D | 9 | 71 | C | 8
1999-04-05 | 1:00 | 0 | 0 | 0 | 2 | 0 | 0 | 2 | 0 | 0 | 2 | 0 | 0 | 2 | 0 | 0 | 2 | 0 | 0 | 2 | 0 | 0 | 2 | 0 | 10 | E | 9 | 10 | A | 7 | 0.6 | A | 7 | -1.1 | A | 7 | 87 | A | 7 | 821 | A | 7 | 70 | A | 7 | 1.5 | A | 7 | 9600 | B | 7 | 914 | A | 7 | 0.8 | E | 8 | 0.076 | F | 8 | 0.19 | F | 8 | 0 | 1 | D | 9 | 71 | C | 8
1999-04-05 | 2:00 | 0 | 0 | 0 | 2 | 0 | 0 | 2 | 0 | 0 | 2 | 0 | 0 | 2 | 0 | 0 | 2 | 0 | 0 | 2 | 0 | 0 | 2 | 0 | 10 | E | 9 | 10 | A | 7 | 0 | A | 7 | -1 | A | 7 | 92 | A | 7 | 820 | A | 7 | 10 | A | 7 | 3.1 | A | 7 | 3200 | B | 7 | 30 | A | 7 | 0.8 | E | 8 | 0.076 | F | 8 | 0.19 | F | 8 | 0 | 1 | D | 9 | 71 | C | 8
1999-04-05 | 3:00 | 0 | 0 | 0 | 2 | 0 | 0 | 2 | 0 | 0 | 2 | 0 | 0 | 2 | 0 | 0 | 2 | 0 | 0 | 2 | 0 | 0 | 2 | 0 | 10 | E | 9 | 10 | A | 7 | 0 | A | 7 | -1.1 | A | 7 | 91 | A | 7 | 820 | A | 7 | 340 | A | 7 | 4.6 | A | 7 | 3600 | B | 7 | 30 | A | 7 | 0.9 | E | 8 | 0.076 | F | 8 | 0.19 | F | 8 | 0 | 1 | D | 9 | 45 | C | 8
1999-04-05 | 4:00 | 0 | 0 | 0 | 2 | 0 | 0 | 2 | 0 | 0 | 2 | 0 | 0 | 2 | 0 | 0 | 2 | 0 | 0 | 2 | 0 | 0 | 2 | 0 | 10 | B | 8 | 10 | B | 8 | 0 | A | 7 | -1.1 | A | 7 | 91 | A | 7 | 821 | A | 7 | 340 | A | 7 | 8.2 | A | 7 | 2000 | C | 8 | 30 | A | 7 | 0.9 | E | 8 | 0.076 | F | 8 | 0.19 | F | 8 | 0 | 1 | D | 9 | 45 | C | 8
1999-04-05 | 5:00 | 0 | 0 | 0 | 2 | 0 | 0 | 2 | 0 | 0 | 2 | 0 | 0 | 2 | 0 | 0 | 2 | 0 | 0 | 2 | 0 | 0 | 2 | 0 | 10 | E | 9 | 10 | A | 7 | 0 | A | 7 | -0.6 | A | 7 | 95 | A | 7 | 823 | A | 7 | 340 | A | 7 | 7.2 | A | 7 | 400 | B | 7 | 30 | A | 7 | 0.9 | E | 8 | 0.076 | F | 8 | 0.19 | F | 8 | 0 | 1 | D | 9 | 45 | C | 8
1999-04-05 | 6:00 | 16 | 489 | 0 | 2 | 8 | 0 | 2 | 15 | 0 | 2 | 8 | 0 | 2 | 8 | 0 | 2 | 15 | 0 | 2 | 8 | 0 | 2 | 19 | 10 | E | 9 | 10 | A | 7 | 0 | A | 7 | -1.1 | A | 7 | 91 | A | 7 | 822 | A | 7 | 340 | A | 7 | 7.2 | A | 7 | 4000 | B | 7 | 30 | A | 7 | 0.9 | E | 8 | 0.076 | F | 8 | 0.19 | F | 8 | 0 | 1 | D | 9 | 10 | C | 8
1999-04-05 | 7:00 | 224 | 1366 | 107 | 2 | 8 | 209 | 2 | 15 | 72 | 2 | 8 | 110 | 2 | 8 | 139 | 2 | 15 | 87 | 2 | 8 | 142 | 2 | 19 | 10 | E | 9 | 9 | A | 7 | 0 | A | 7 | -1.1 | A | 7 | 91 | A | 7 | 823 | A | 7 | 10 | A | 7 | 6.7 | A | 7 | 11200 | B | 7 | 6096 | A | 7 | 0.9 | E | 8 | 0.076 | F | 8 | 0.19 | F | 8 | 0 | 1 | D | 9 | 0 | C | 8
1999-04-05 | 8:00 | 485 | 1366 | 241 | 2 | 8 | 178 | 2 | 15 | 178 | 2 | 8 | 259 | 2 | 8 | 169 | 2 | 15 | 199 | 2 | 8 | 408 | 2 | 19 | 10 | E | 9 | 9 | A | 7 | 0 | A | 7 | -1.1 | A | 7 | 91 | A | 7 | 824 | A | 7 | 360 | A | 7 | 3.6 | A | 7 | 14400 | B | 7 | 6096 | A | 7 | 0.8 | E | 8 | 0.076 | F | 8 | 0.19 | F | 8 | 0 | 1 | D | 9 | 0 | C | 8
1999-04-05 | 9:00 | 721 | 1366 | 326 | 2 | 8 | 123 | 2 | 15 | 261 | 2 | 8 | 358 | 2 | 8 | 124 | 2 | 15 | 292 | 2 | 8 | 771 | 2 | 19 | 8 | E | 9 | 5 | A | 7 | 2.8 | A | 7 | -0.6 | A | 7 | 78 | A | 7 | 825 | A | 7 | 10 | A | 7 | 4.1 | A | 7 | 16000 | B | 7 | 77777 | A | 7 | 0.8 | E | 8 | 0.076 | F | 8 | 0.19 | F | 8 | 0 | 1 | D | 9 | 0 | C | 8
1999-04-05 | 10:00 | 914 | 1366 | 733 | 2 | 8 | 789 | 2 | 15 | 203 | 2 | 8 | 761 | 2 | 8 | 790 | 2 | 15 | 231 | 2 | 8 | 519 | 2 | 19 | 7 | E | 9 | 5 | A | 7 | 5.6 | A | 7 | -1.7 | A | 7 | 58 | A | 7 | 827 | A | 7 | 20 | A | 7 | 8.2 | A | 7 | 16000 | B | 7 | 77777 | A | 7 | 0.8 | E | 8 | 0.076 | F | 8 | 0.19 | F | 8 | 0 | 1 | D | 9 | 0 | C | 8
1999-04-05 | 11:00 | 1051 | 1366 | 844 | 2 | 8 | 972 | 2 | 15 | 94 | 2 | 8 | 877 | 2 | 8 | 973 | 2 | 15 | 126 | 2 | 8 | 280 | 2 | 19 | 8 | E | 9 | 5 | A | 7 | 7.2 | A | 7 | -2.8 | A | 7 | 48 | A | 7 | 826 | A | 7 | 10 | A | 7 | 4.6 | A | 7 | 16000 | B | 7 | 77777 | A | 7 | 0.8 | E | 8 | 0.076 | F | 8 | 0.19 | F | 8 | 0 | 1 | D | 9 | 0 | C | 8
1999-04-05 | 12:00 | 1123 | 1366 | 905 | 2 | 8 | 956 | 2 | 15 | 117 | 2 | 8 | 934 | 2 | 8 | 957 | 2 | 15 | 144 | 2 | 8 | 366 | 2 | 19 | 8 | B | 8 | 5 | B | 8 | 8.3 | A | 7 | -3.9 | A | 7 | 40 | A | 7 | 827 | A | 7 | 10 | A | 7 | 4.1 | A | 7 | 16000 | B | 7 | 77777 | A | 7 | 0.8 | E | 8 | 0.076 | F | 8 | 0.19 | F | 8 | 0 | 1 | D | 9 | 0 | C | 8
1999-04-05 | 13:00 | 1125 | 1366 | 918 | 2 | 8 | 935 | 2 | 15 | 146 | 2 | 8 | 941 | 2 | 8 | 934 | 2 | 15 | 169 | 2 | 8 | 398 | 2 | 19 | 8 | E | 9 | 5 | A | 7 | 10.6 | A | 7 | -4.4 | A | 7 | 33 | A | 7 | 828 | A | 7 | 10 | A | 7 | 4.6 | A | 7 | 16000 | B | 7 | 77777 | A | 7 | 0.8 | E | 8 | 0.076 | F | 8 | 0.19 | F | 8 | 0 | 1 | D | 9 | 0 | C | 8
1999-04-05 | 14:00 | 1057 | 1366 | 841 | 2 | 8 | 962 | 2 | 15 | 95 | 2 | 8 | 873 | 2 | 8 | 963 | 2 | 15 | 126 | 2 | 8 | 284 | 2 | 19 | 7 | E | 9 | 5 | A | 7 | 10.6 | A | 7 | -6.1 | A | 7 | 29 | A | 7 | 829 | A | 7 | 350 | B | 8 | 2.6 | A | 7 | 16000 | B | 7 | 77777 | A | 7 | 0.8 | E | 8 | 0.076 | F | 8 | 0.19 | F | 8 | 0 | 1 | D | 9 | 0 | C | 8
1999-04-05 | 15:00 | 923 | 1366 | 712 | 2 | 8 | 915 | 2 | 15 | 93 | 2 | 8 | 740 | 2 | 8 | 910 | 2 | 15 | 124 | 2 | 8 | 224 | 2 | 19 | 8 | E | 9 | 5 | A | 7 | 11.1 | A | 7 | -7.2 | A | 7 | 25 | A | 7 | 829 | A | 7 | 320 | A | 7 | 3.6 | A | 7 | 16000 | B | 7 | 77777 | A | 7 | 0.7 | E | 8 | 0.076 | F | 8 | 0.19 | F | 8 | 0 | 1 | D | 9 | 0 | C | 8
1999-04-05 | 16:00 | 732 | 1366 | 522 | 2 | 8 | 765 | 2 | 15 | 111 | 2 | 8 | 553 | 2 | 8 | 765 | 2 | 15 | 142 | 2 | 8 | 249 | 2 | 19 | 7 | E | 9 | 5 | A | 7 | 11.1 | A | 7 | -7.2 | A | 7 | 25 | A | 7 | 829 | A | 7 | 0 | A | 7 | 0 | A | 7 | 16000 | B | 7 | 77777 | A | 7 | 0.7 | E | 8 | 0.076 | F | 8 | 0.19 | F | 8 | 0 | 1 | D | 9 | 0 | C | 8
1999-04-05 | 17:00 | 499 | 1366 | 333 | 2 | 8 | 719 | 2 | 15 | 70 | 2 | 8 | 343 | 2 | 8 | 668 | 2 | 15 | 98 | 2 | 8 | 136 | 2 | 19 | 8 | E | 9 | 5 | A | 7 | 11.1 | A | 7 | -7.2 | A | 7 | 25 | A | 7 | 826 | A | 7 | 180 | A | 7 | 2.1 | A | 7 | 16000 | B | 7 | 77777 | A | 7 | 0.7 | E | 8 | 0.076 | F | 8 | 0.19 | F | 8 | 0 | 1 | D | 9 | 0 | C | 8
1999-04-05 | 18:00 | 238 | 1366 | 135 | 2 | 8 | 515 | 2 | 15 | 46 | 2 | 8 | 139 | 2 | 8 | 371 | 2 | 15 | 74 | 2 | 8 | 82 | 2 | 19 | 7 | E | 9 | 5 | A | 7 | 8.9 | A | 7 | -4.4 | A | 7 | 37 | A | 7 | 829 | A | 7 | 110 | A | 7 | 5.2 | A | 7 | 16000 | B | 7 | 77777 | A | 7 | 0.7 | E | 8 | 0.076 | F | 8 | 0.19 | F | 8 | 0 | 1 | D | 9 | 0 | C | 8
1999-04-05 | 19:00 | 21 | 580 | 0 | 2 | 8 | 0 | 2 | 15 | 0 | 2 | 8 | 0 | 2 | 8 | 0 | 2 | 15 | 0 | 2 | 8 | 0 | 2 | 19 | 8 | E | 9 | 5 | A | 7 | 5 | A | 7 | -3.3 | A | 7 | 53 | A | 7 | 829 | A | 7 | 120 | A | 7 | 4.1 | A | 7 | 16000 | B | 7 | 77777 | A | 7 | 0.7 | E | 8 | 0.076 | F | 8 | 0.19 | F | 8 | 0 | 1 | D | 9 | 0 | C | 8
1999-04-05 | 20:00 | 0 | 0 | 0 | 2 | 0 | 0 | 2 | 0 | 0 | 2 | 0 | 0 | 2 | 0 | 0 | 2 | 0 | 0 | 2 | 0 | 0 | 2 | 0 | 7 | E | 9 | 5 | A | 7 | 3.9 | A | 7 | -3.9 | A | 7 | 55 | A | 7 | 829 | A | 7 | 130 | A | 7 | 2.6 | A | 7 | 16000 | B | 7 | 77777 | A | 7 | 0.7 | E | 8 | 0.076 | F | 8 | 0.19 | F | 8 | 0 | 1 | D | 9 | 0 | C | 8
1999-04-05 | 21:00 | 0 | 0 | 0 | 2 | 0 | 0 | 2 | 0 | 0 | 2 | 0 | 0 | 2 | 0 | 0 | 2 | 0 | 0 | 2 | 0 | 0 | 2 | 0 | 0 | E | 9 | 0 | A | 7 | 1.7 | A | 7 | -2.8 | A | 7 | 70 | A | 7 | 829 | A | 7 | 150 | A | 7 | 5.2 | A | 7 | 16000 | B | 7 | 77777 | A | 7 | 0.7 | E | 8 | 0.076 | F | 8 | 0.19 | F | 8 | 0 | 1 | D | 9 | 0 | C | 8
1999-04-05 | 22:00 | 0 | 0 | 0 | 2 | 0 | 0 | 2 | 0 | 0 | 2 | 0 | 0 | 2 | 0 | 0 | 2 | 0 | 0 | 2 | 0 | 0 | 2 | 0 | 0 | E | 9 | 0 | A | 7 | 1.1 | A | 7 | -2.8 | A | 7 | 73 | A | 7 | 828 | A | 7 | 150 | A | 7 | 4.6 | A | 7 | 16000 | B | 7 | 77777 | A | 7 | 0.7 | E | 8 | 0.076 | F | 8 | 0.19 | F | 8 | 0 | 1 | D | 9 | 0 | C | 8
1999-04-05 | 23:00 | 0 | 0 | 0 | 2 | 0 | 0 | 2 | 0 | 0 | 2 | 0 | 0 | 2 | 0 | 0 | 2 | 0 | 0 | 2 | 0 | 0 | 2 | 0 | 0 | E | 9 | 0 | A | 7 | 0.6 | A | 7 | -3.3 | A | 7 | 73 | A | 7 | 830 | A | 7 | 120 | A | 7 | 2.6 | A | 7 | 16000 | B | 7 | 77777 | A | 7 | 0.6 | E | 8 | 0.076 | F | 8 | 0.19 | F | 8 | 0 | 1 | D | 9 | 0 | C | 8
1999-04-05 | 24:00 | 0 | 0 | 0 | 2 | 0 | 0 | 2 | 0 | 0 | 2 | 0 | 0 | 2 | 0 | 0 | 2 | 0 | 0 | 2 | 0 | 0 | 2 | 0 | 0 | E | 9 | 0 | A | 7 | 0.6 | A | 7 | -3.9 | A | 7 | 69 | A | 7 | 827 | A | 7 | 190 | A | 7 | 3.1 | A | 7 | 16000 | B | 7 | 77777 | A | 7 | 0.6 | E | 8 | 0.076 | F | 8 | 0.19 | F | 8 | 0 | 1 | D | 9 | 0 | C | 8
1999-04-06 | 1:00 | 0 | 0 | 0 | 2 | 0 | 0 | 2 | 0 | 0 | 2 | 0 | 0 | 2 | 0 | 0 | 2 | 0 | 0 | 2 | 0 | 0 | 2 | 0 | 0 | E | 9 | 0 | A | 7 | 2.8 | A | 7 | -2.8 | A | 7 | 65 | A | 7 | 828 | A | 7 | 220 | A | 7 | 6.7 | A | 7 | 16000 | B | 7 | 77777 | A | 7 | 0.6 | E | 8 | 0.076 | F | 8 | 0.19 | F | 8 | 0 | 1 | D | 9 | 0 | C | 8
1999-04-06 | 2:00 | 0 | 0 | 0 | 2 | 0 | 0 | 2 | 0 | 0 | 2 | 0 | 0 | 2 | 0 | 0 | 2 | 0 | 0 | 2 | 0 | 0 | 2 | 0 | 0 | E | 9 | 0 | A | 7 | 2.2 | A | 7 | -2.2 | A | 7 | 71 | A | 7 | 827 | A | 7 | 230 | A | 7 | 6.2 | A | 7 | 16000 | B | 7 | 77777 | A | 7 | 0.6 | E | 8 | 0.076 | F | 8 | 0.19 | F | 8 | 0 | 1 | D | 9 | 0 | C | 8
1999-04-06 | 3:00 | 0 | 0 | 0 | 2 | 0 | 0 | 2 | 0 | 0 | 2 | 0 | 0 | 2 | 0 | 0 | 2 | 0 | 0 | 2 | 0 | 0 | 2 | 0 | 0 | B | 8 | 0 | B | 8 | 2.2 | A | 7 | -3.3 | A | 7 | 65 | A | 7 | 827 | A | 7 | 240 | A | 7 | 5.2 | A | 7 | 16000 | B | 7 | 77777 | A | 7 | 0.6 | E | 8 | 0.076 | F | 8 | 0.19 | F | 8 | 0 | 1 | D | 9 | 0 | C | 8
1999-04-06 | 4:00 | 0 | 0 | 0 | 2 | 0 | 0 | 2 | 0 | 0 | 2 | 0 | 0 | 2 | 0 | 0 | 2 | 0 | 0 | 2 | 0 | 0 | 2 | 0 | 0 | E | 9 | 0 | A | 7 | 1.1 | A | 7 | -3.9 | A | 7 | 67 | A | 7 | 827 | A | 7 | 260 | A | 7 | 3.1 | A | 7 | 16000 | B | 7 | 77777 | A | 7 | 0.6 | E | 8 | 0.076 | F | 8 | 0.19 | F | 8 | 0 | 1 | D | 9 | 0 | C | 8
1999-04-06 | 5:00 | 0 | 0 | 0 | 2 | 0 | 0 | 2 | 0 | 0 | 2 | 0 | 0 | 2 | 0 | 0 | 2 | 0 | 0 | 2 | 0 | 0 | 2 | 0 | 0 | E | 9 | 0 | A | 7 | 0.6 | A | 7 | -4.4 | A | 7 | 66 | A | 7 | 830 | A | 7 | 240 | A | 7 | 4.1 | A | 7 | 16000 | B | 7 | 77777 | A | 7 | 0.6 | E | 8 | 0.076 | F | 8 | 0.19 | F | 8 | 0 | 1 | D | 9 | 0 | C | 8
1999-04-06 | 6:00 | 18 | 535 | 0 | 2 | 8 | 0 | 2 | 15 | 0 | 2 | 8 | 0 | 2 | 8 | 0 | 2 | 15 | 0 | 2 | 8 | 0 | 2 | 19 | 6 | E | 9 | 5 | A | 7 | 0 | A | 7 | -4.4 | A | 7 | 69 | A | 7 | 828 | A | 7 | 270 | A | 7 | 3.1 | A | 7 | 16000 | B | 7 | 77777 | A | 7 | 0.6 | E | 8 | 0.076 | F | 8 | 0.19 | F | 8 | 0 | 1 | D | 9 | 0 | C | 8
1999-04-06 | 7:00 | 231 | 1365 | 136 | 2 | 8 | 377 | 2 | 15 | 72 | 2 | 8 | 137 | 2 | 8 | 258 | 2 | 15 | 93 | 2 | 8 | 135 | 2 | 19 | 6 | E | 9 | 5 | A | 7 | 1.7 | A | 7 | -3.3 | A | 7 | 67 | A | 7 | 830 | A | 7 | 250 | A | 7 | 3.6 | A | 7 | 16000 | B | 7 | 77777 | A | 7 | 0.6 | E | 8 | 0.076 | F | 8 | 0.19 | F | 8 | 0 | 1 | D | 9 | 0 | C | 8
1999-04-06 | 8:00 | 492 | 1365 | 342 | 2 | 8 | 717 | 2 | 15 | 84 | 2 | 8 | 357 | 2 | 8 | 665 | 2 | 15 | 117 | 2 | 8 | 162 | 2 | 19 | 6 | E | 9 | 5 | A | 7 | 4.4 | A | 7 | -2.2 | A | 7 | 61 | A | 7 | 832 | A | 7 | 360 | A | 7 | 3.6 | A | 7 | 16000 | B | 7 | 77777 | A | 7 | 0.6 | E | 8 | 0.076 | F | 8 | 0.19 | F | 8 | 0 | 1 | D | 9 | 0 | C | 8
1999-04-06 | 9:00 | 727 | 1365 | 565 | 2 | 8 | 891 | 2 | 15 | 90 | 2 | 8 | 595 | 2 | 8 | 880 | 2 | 15 | 125 | 2 | 8 | 199 | 2 | 19 | 2 | E | 9 | 2 | A | 7 | 7.2 | A | 7 | -2.8 | A | 7 | 48 | A | 7 | 833 | A | 7 | 270 | A | 7 | 3.6 | A | 7 | 16000 | B | 7 | 77777 | A | 7 | 0.6 | E | 8 | 0.076 | F | 8 | 0.19 | F | 8 | 0 | 1 | D | 9 | 0 | C | 8
1999-04-06 | 10:00 | 920 | 1365 | 707 | 2 | 8 | 911 | 2 | 15 | 92 | 2 | 8 | 735 | 2 | 8 | 906 | 2 | 15 | 123 | 2 | 8 | 223 | 2 | 19 | 3 | E | 9 | 3 | A | 7 | 10 | A | 7 | -3.9 | A | 7 | 36 | A | 7 | 834 | A | 7 | 210 | B | 8 | 2.1 | A | 7 | 16000 | B | 7 | 77777 | A | 7 | 0.6 | E | 8 | 0.076 | F | 8 | 0.19 | F | 8 | 0 | 1 | D | 9 | 0 | C | 8
1999-04-06 | 11:00 | 1056 | 1365 | 819 | 2 | 8 | 917 | 2 | 15 | 107 | 2 | 8 | 847 | 2 | 8 | 917 | 2 | 15 | 135 | 2 | 8 | 300 | 2 | 19 | 2 | E | 9 | 2 | A | 7 | 12.8 | A | 7 | -7.2 | A | 7 | 22 | A | 7 | 835 | A | 7 | 150 | B | 8 | 2.6 | A | 7 | 16000 | B | 7 | 77777 | A | 7 | 0.6 | E | 8 | 0.076 | F | 8 | 0.19 | F | 8 | 0 | 1 | D | 9 | 0 | C | 8
1999-04-06 | 12:00 | 1128 | 1365 | 893 | 2 | 8 | 926 | 2 | 15 | 126 | 2 | 8 | 919 | 2 | 8 | 926 | 2 | 15 | 151 | 2 | 8 | 383 | 2 | 19 | 6 | E | 9 | 5 | A | 7 | 14.4 | A | 7 | -6.7 | A | 7 | 21 | A | 7 | 834 | A | 7 | 90 | A | 7 | 4.1 | A | 7 | 16000 | B | 7 | 77777 | A | 7 | 0.6 | E | 8 | 0.076 | F | 8 | 0.19 | F | 8 | 0 | 1 | D | 9 | 0 | C | 8
1999-04-06 | 13:00 | 1129 | 1365 | 906 | 2 | 8 | 923 | 2 | 15 | 140 | 2 | 8 | 929 | 2 | 8 | 922 | 2 | 15 | 163 | 2 | 8 | 399 | 2 | 19 | 5 | B | 8 | 4 | B | 8 | 16.7 | A | 7 | -5.6 | A | 7 | 20 | A | 7 | 834 | A | 7 | 90 | A | 7 | 6.7 | A | 7 | 16000 | B | 7 | 77777 | A | 7 | 0.6 | E | 8 | 0.076 | F | 8 | 0.19 | F | 8 | 0 | 1 | D | 9 | 0 | C | 8
1999-04-06 | 14:00 | 1061 | 1365 | 853 | 2 | 8 | 920 | 2 | 15 | 136 | 2 | 8 | 903 | 2 | 8 | 929 | 2 | 15 | 179 | 2 | 8 | 433 | 2 | 19 | 3 | E | 9 | 3 | A | 7 | 18.9 | A | 7 | -6.7 | A | 7 | 16 | A | 7 | 833 | A | 7 | 170 | A | 7 | 9.3 | A | 7 | 16000 | B | 7 | 77777 | A | 7 | 0.6 | E | 8 | 0.076 | F | 8 | 0.19 | F | 8 | 0 | 1 | D | 9 | 0 | C | 8
1999-04-06 | 15:00 | 926 | 1365 | 713 | 2 | 8 | 915 | 2 | 15 | 90 | 2 | 8 | 741 | 2 | 8 | 911 | 2 | 15 | 121 | 2 | 8 | 223 | 2 | 19 | 2 | E | 9 | 2 | A | 7 | 19.4 | A | 7 | -8.3 | A | 7 | 13 | A | 7 | 833 | A | 7 | 180 | A | 7 | 9.3 | A | 7 | 16000 | B | 7 | 77777 | A | 7 | 0.6 | E | 8 | 0.076 | F | 8 | 0.19 | F | 8 | 0 | 1 | D | 9 | 0 | C | 8
1999-04-06 | 16:00 | 736 | 1365 | 555 | 2 | 8 | 865 | 2 | 15 | 87 | 2 | 8 | 586 | 2 | 8 | 857 | 2 | 15 | 123 | 2 | 8 | 196 | 2 | 19 | 3 | E | 9 | 3 | A | 7 | 19.4 | A | 7 | -7.2 | A | 7 | 15 | A | 7 | 832 | A | 7 | 170 | A | 7 | 8.8 | A | 7 | 16000 | B | 7 | 77777 | A | 7 | 0.6 | E | 8 | 0.076 | F | 8 | 0.19 | F | 8 | 0 | 1 | D | 9 | 0 | C | 8
1999-04-06 | 17:00 | 502 | 1365 | 349 | 2 | 8 | 771 | 2 | 15 | 64 | 2 | 8 | 362 | 2 | 8 | 721 | 2 | 15 | 96 | 2 | 8 | 130 | 2 | 19 | 2 | E | 9 | 2 | A | 7 | 18.9 | A | 7 | -10 | A | 7 | 12 | A | 7 | 826 | A | 7 | 280 | A | 7 | 5.2 | A | 7 | 16000 | B | 7 | 77777 | A | 7 | 0.6 | E | 8 | 0.076 | F | 8 | 0.19 | F | 8 | 0 | 1 | D | 9 | 0 | C | 8
1999-04-06 | 18:00 | 242 | 1365 | 136 | 2 | 8 | 548 | 2 | 15 | 39 | 2 | 8 | 137 | 2 | 8 | 415 | 2 | 15 | 64 | 2 | 8 | 71 | 2 | 19 | 3 | E | 9 | 3 | A | 7 | 17.2 | A | 7 | -7.8 | A | 7 | 16 | A | 7 | 833 | A | 7 | 280 | A | 7 | 4.1 | A | 7 | 16000 | B | 7 | 77777 | A | 7 | 0.6 | E | 8 | 0.076 | F | 8 | 0.19 | F | 8 | 0 | 1 | D | 9 | 0 | C | 8
1999-04-06 | 19:00 | 23 | 603 | 0 | 2 | 8 | 0 | 2 | 15 | 0 | 2 | 8 | 0 | 2 | 8 | 0 | 2 | 15 | 0 | 2 | 8 | 0 | 2 | 19 | 6 | E | 9 | 5 | A | 7 | 12.8 | A | 7 | -5 | A | 7 | 27 | A | 7 | 831 | A | 7 | 290 | A | 7 | 2.6 | A | 7 | 16000 | B | 7 | 77777 | A | 7 | 0.7 | E | 8 | 0.076 | F | 8 | 0.19 | F | 8 | 0 | 1 | D | 9 | 0 | C | 8
1999-04-06 | 20:00 | 0 | 0 | 0 | 2 | 0 | 0 | 2 | 0 | 0 | 2 | 0 | 0 | 2 | 0 | 0 | 2 | 0 | 0 | 2 | 0 | 0 | 2 | 0 | 0 | E | 9 | 0 | A | 7 | 12.2 | A | 7 | -3.9 | A | 7 | 31 | A | 7 | 832 | A | 7 | 240 | A | 7 | 2.6 | A | 7 | 16000 | B | 7 | 77777 | A | 7 | 0.7 | E | 8 | 0.076 | F | 8 | 0.19 | F | 8 | 0 | 1 | D | 9 | 0 | C | 8
1999-04-06 | 21:00 | 0 | 0 | 0 | 2 | 0 | 0 | 2 | 0 | 0 | 2 | 0 | 0 | 2 | 0 | 0 | 2 | 0 | 0 | 2 | 0 | 0 | 2 | 0 | 2 | E | 9 | 2 | A | 7 | 11.7 | A | 7 | -4.4 | A | 7 | 31 | A | 7 | 832 | A | 7 | 240 | A | 7 | 3.6 | A | 7 | 16000 | B | 7 | 77777 | A | 7 | 0.7 | E | 8 | 0.076 | F | 8 | 0.19 | F | 8 | 0 | 1 | D | 9 | 0 | C | 8
1999-04-06 | 22:00 | 0 | 0 | 0 | 2 | 0 | 0 | 2 | 0 | 0 | 2 | 0 | 0 | 2 | 0 | 0 | 2 | 0 | 0 | 2 | 0 | 0 | 2 | 0 | 0 | E | 9 | 0 | A | 7 | 10 | A | 7 | -3.9 | A | 7 | 36 | A | 7 | 831 | A | 7 | 210 | A | 7 | 5.2 | A | 7 | 16000 | B | 7 | 77777 | A | 7 | 0.7 | E | 8 | 0.076 | F | 8 | 0.19 | F | 8 | 0 | 1 | D | 9 | 0 | C | 8
1999-04-06 | 23:00 | 0 | 0 | 0 | 2 | 0 | 0 | 2 | 0 | 0 | 2 | 0 | 0 | 2 | 0 | 0 | 2 | 0 | 0 | 2 | 0 | 0 | 2 | 0 | 0 | E | 9 | 0 | A | 7 | 8.9 | A | 7 | -6.1 | A | 7 | 32 | A | 7 | 830 | A | 7 | 210 | A | 7 | 5.7 | A | 7 | 16000 | B | 7 | 77777 | A | 7 | 0.7 | E | 8 | 0.076 | F | 8 | 0.19 | F | 8 | 0 | 1 | D | 9 | 0 | C | 8
1999-04-06 | 24:00 | 0 | 0 | 0 | 2 | 0 | 0 | 2 | 0 | 0 | 2 | 0 | 0 | 2 | 0 | 0 | 2 | 0 | 0 | 2 | 0 | 0 | 2 | 0 | 0 | E | 9 | 0 | A | 7 | 8.3 | A | 7 | -6.7 | A | 7 | 32 | A | 7 | 830 | A | 7 | 200 | A | 7 | 7.2 | A | 7 | 16000 | B | 7 | 77777 | A | 7 | 0.7 | E | 8 | 0.076 | F | 8 | 0.19 | F | 8 | 0 | 1 | D | 9 | 0 | C | 8
1999-04-07 | 1:00 | 0 | 0 | 0 | 2 | 0 | 0 | 2 | 0 | 0 | 2 | 0 | 0 | 2 | 0 | 0 | 2 | 0 | 0 | 2 | 0 | 0 | 2 | 0 | 0 | E | 9 | 0 | A | 7 | 7.2 | A | 7 | -7.8 | A | 7 | 31 | A | 7 | 830 | A | 7 | 200 | A | 7 | 5.2 | A | 7 | 16000 | B | 7 | 77777 | A | 7 | 0.7 | E | 8 | 0.077 | F | 8 | 0.19 | F | 8 | 0 | 1 | D | 9 | 0 | C | 8
1999-04-07 | 2:00 | 0 | 0 | 0 | 2 | 0 | 0 | 2 | 0 | 0 | 2 | 0 | 0 | 2 | 0 | 0 | 2 | 0 | 0 | 2 | 0 | 0 | 2 | 0 | 0 | E | 9 | 0 | A | 7 | 6.1 | A | 7 | -6.7 | A | 7 | 37 | A | 7 | 829 | A | 7 | 210 | A | 7 | 3.6 | A | 7 | 16000 | B | 7 | 77777 | A | 7 | 0.7 | E | 8 | 0.077 | F | 8 | 0.19 | F | 8 | 0 | 1 | D | 9 | 0 | C | 8
1999-04-07 | 3:00 | 0 | 0 | 0 | 2 | 0 | 0 | 2 | 0 | 0 | 2 | 0 | 0 | 2 | 0 | 0 | 2 | 0 | 0 | 2 | 0 | 0 | 2 | 0 | 0 | E | 9 | 0 | A | 7 | 7.8 | A | 7 | -7.2 | A | 7 | 31 | A | 7 | 830 | A | 7 | 230 | A | 7 | 2.1 | A | 7 | 16000 | B | 7 | 77777 | A | 7 | 0.7 | E | 8 | 0.077 | F | 8 | 0.19 | F | 8 | 0 | 1 | D | 9 | 0 | C | 8
1999-04-07 | 4:00 | 0 | 0 | 0 | 2 | 0 | 0 | 2 | 0 | 0 | 2 | 0 | 0 | 2 | 0 | 0 | 2 | 0 | 0 | 2 | 0 | 0 | 2 | 0 | 0 | E | 9 | 0 | A | 7 | 6.7 | A | 7 | -7.2 | A | 7 | 34 | A | 7 | 829 | A | 7 | 240 | A | 7 | 3.1 | A | 7 | 16000 | B | 7 | 77777 | A | 7 | 0.7 | E | 8 | 0.077 | F | 8 | 0.19 | F | 8 | 0 | 1 | D | 9 | 0 | C | 8
1999-04-07 | 5:00 | 0 | 0 | 0 | 2 | 0 | 0 | 2 | 0 | 0 | 2 | 0 | 0 | 2 | 0 | 0 | 2 | 0 | 0 | 2 | 0 | 0 | 2 | 0 | 0 | E | 9 | 0 | A | 7 | 3.9 | A | 7 | -6.7 | A | 7 | 43 | A | 7 | 832 | A | 7 | 140 | A | 7 | 2.6 | A | 7 | 16000 | B | 7 | 77777 | A | 7 | 0.7 | E | 8 | 0.077 | F | 8 | 0.19 | F | 8 | 0 | 1 | D | 9 | 0 | C | 8
1999-04-07 | 6:00 | 21 | 557 | 0 | 2 | 8 | 0 | 2 | 15 | 0 | 2 | 8 | 0 | 2 | 8 | 0 | 2 | 15 | 0 | 2 | 8 | 0 | 2 | 19 | 0 | E | 9 | 0 | A | 7 | 3.3 | A | 7 | -6.1 | A | 7 | 47 | A | 7 | 829 | A | 7 | 90 | A | 7 | 2.1 | A | 7 | 16000 | B | 7 | 77777 | A | 7 | 0.7 | E | 8 | 0.077 | F | 8 | 0.19 | F | 8 | 0 | 1 | D | 9 | 0 | C | 8
1999-04-07 | 7:00 | 237 | 1364 | 153 | 2 | 8 | 469 | 2 | 15 | 72 | 2 | 8 | 156 | 2 | 8 | 327 | 2 | 15 | 99 | 2 | 8 | 135 | 2 | 19 | 0 | E | 9 | 0 | A | 7 | 6.7 | A | 7 | -3.9 | A | 7 | 45 | A | 7 | 832 | A | 7 | 150 | A | 7 | 2.1 | A | 7 | 16000 | B | 7 | 77777 | A | 7 | 0.7 | E | 8 | 0.077 | F | 8 | 0.19 | F | 8 | 0 | 1 | D | 9 | 0 | C | 8
1999-04-07 | 8:00 | 498 | 1364 | 370 | 2 | 8 | 792 | 2 | 15 | 81 | 2 | 8 | 375 | 2 | 8 | 730 | 2 | 15 | 108 | 2 | 8 | 145 | 2 | 19 | 0 | E | 9 | 0 | A | 7 | 12.2 | A | 7 | -3.3 | A | 7 | 33 | A | 7 | 835 | A | 7 | 110 | A | 7 | 5.2 | A | 7 | 16000 | B | 7 | 77777 | A | 7 | 0.7 | E | 8 | 0.077 | F | 8 | 0.19 | F | 8 | 0 | 1 | D | 9 | 0 | C | 8
1999-04-07 | 9:00 | 733 | 1364 | 558 | 2 | 8 | 860 | 2 | 15 | 95 | 2 | 8 | 584 | 2 | 8 | 849 | 2 | 15 | 127 | 2 | 8 | 207 | 2 | 19 | 4 | E | 9 | 3 | A | 7 | 13.9 | A | 7 | -6.1 | A | 7 | 23 | A | 7 | 836 | A | 7 | 100 | A | 7 | 7.2 | A | 7 | 16000 | B | 7 | 77777 | A | 7 | 0.7 | E | 8 | 0.077 | F | 8 | 0.19 | F | 8 | 0 | 1 | D | 9 | 0 | C | 8
1999-04-07 | 10:00 | 925 | 1364 | 700 | 2 | 8 | 880 | 2 | 15 | 102 | 2 | 8 | 725 | 2 | 8 | 875 | 2 | 15 | 130 | 2 | 8 | 231 | 2 | 19 | 4 | E | 9 | 2 | A | 7 | 15.6 | A | 7 | -6.1 | A | 7 | 21 | A | 7 | 836 | A | 7 | 100 | A | 7 | 6.2 | A | 7 | 16000 | B | 7 | 77777 | A | 7 | 0.7 | E | 8 | 0.077 | F | 8 | 0.19 | F | 8 | 0 | 1 | D | 9 | 0 | C | 8
1999-04-07 | 11:00 | 1061 | 1364 | 818 | 2 | 8 | 881 | 2 | 15 | 131 | 2 | 8 | 870 | 2 | 8 | 891 | 2 | 15 | 175 | 2 | 8 | 423 | 2 | 19 | 4 | E | 9 | 3 | A | 7 | 18.3 | A | 7 | -5 | A | 7 | 19 | A | 7 | 832 | A | 7 | 120 | A | 7 | 8.8 | A | 7 | 16000 | B | 7 | 77777 | A | 7 | 0.7 | E | 8 | 0.077 | F | 8 | 0.19 | F | 8 | 0 | 1 | D | 9 | 0 | C | 8
1999-04-07 | 12:00 | 1132 | 1364 | 911 | 2 | 8 | 956 | 2 | 15 | 115 | 2 | 8 | 939 | 2 | 8 | 957 | 2 | 15 | 143 | 2 | 8 | 373 | 2 | 19 | 4 | E | 9 | 2 | A | 7 | 19.4 | A | 7 | -4.4 | A | 7 | 19 | A | 7 | 836 | A | 7 | 110 | A | 7 | 9.8 | A | 7 | 16000 | B | 7 | 77777 | A | 7 | 0.7 | E | 8 | 0.077 | F | 8 | 0.19 | F | 8 | 0 | 1 | D | 9 | 0 | C | 8
1999-04-07 | 13:00 | 1133 | 1364 | 900 | 2 | 8 | 959 | 2 | 15 | 101 | 2 | 8 | 932 | 2 | 8 | 961 | 2 | 15 | 131 | 2 | 8 | 349 | 2 | 19 | 4 | E | 9 | 3 | A | 7 | 21.1 | A | 7 | -6.1 | A | 7 | 15 | A | 7 | 835 | A | 7 | 140 | A | 7 | 10.3 | A | 7 | 16000 | B | 7 | 77777 | A | 7 | 0.7 | E | 8 | 0.077 | F | 8 | 0.19 | F | 8 | 0 | 1 | D | 9 | 0 | C | 8
1999-04-07 | 14:00 | 1064 | 1364 | 836 | 2 | 8 | 944 | 2 | 15 | 97 | 2 | 8 | 867 | 2 | 8 | 945 | 2 | 15 | 127 | 2 | 8 | 292 | 2 | 19 | 9 | E | 9 | 5 | A | 7 | 21.7 | A | 7 | -6.1 | A | 7 | 14 | A | 7 | 834 | A | 7 | 140 | A | 7 | 12.9 | A | 7 | 16000 | B | 7 | 77777 | A | 7 | 0.7 | E | 8 | 0.077 | F | 8 | 0.19 | F | 8 | 0 | 1 | D | 9 | 0 | C | 8
1999-04-07 | 15:00 | 930 | 1364 | 736 | 2 | 8 | 957 | 2 | 15 | 81 | 2 | 8 | 767 | 2 | 8 | 954 | 2 | 15 | 115 | 2 | 8 | 215 | 2 | 19 | 9 | E | 9 | 5 | A | 7 | 21.7 | A | 7 | -7.2 | A | 7 | 13 | A | 7 | 832 | A | 7 | 130 | A | 7 | 11.8 | A | 7 | 16000 | B | 7 | 77777 | A | 7 | 0.7 | E | 8 | 0.077 | F | 8 | 0.19 | F | 8 | 0 | 1 | D | 9 | 0 | C | 8
1999-04-07 | 16:00 | 740 | 1364 | 561 | 2 | 8 | 871 | 2 | 15 | 87 | 2 | 8 | 593 | 2 | 8 | 864 | 2 | 15 | 123 | 2 | 8 | 197 | 2 | 19 | 9 | E | 9 | 5 | A | 7 | 20 | A | 7 | -7.8 | A | 7 | 13 | A | 7 | 831 | A | 7 | 150 | A | 7 | 13.4 | A | 7 | 16000 | B | 7 | 77777 | A | 7 | 0.7 | E | 8 | 0.077 | F | 8 | 0.19 | F | 8 | 0 | 1 | D | 9 | 0 | C | 8
1999-04-07 | 17:00 | 506 | 1364 | 354 | 2 | 8 | 783 | 2 | 15 | 63 | 2 | 8 | 370 | 2 | 8 | 734 | 2 | 15 | 96 | 2 | 8 | 129 | 2 | 19 | 9 | E | 9 | 5 | A | 7 | 19.4 | A | 7 | -7.8 | A | 7 | 14 | A | 7 | 824 | A | 7 | 140 | A | 7 | 14.9 | A | 7 | 16000 | B | 7 | 77777 | A | 7 | 0.7 | E | 8 | 0.077 | F | 8 | 0.19 | F | 8 | 0 | 1 | D | 9 | 0 | C | 8
1999-04-07 | 18:00 | 247 | 1364 | 142 | 2 | 8 | 566 | 2 | 15 | 39 | 2 | 8 | 143 | 2 | 8 | 431 | 2 | 15 | 65 | 2 | 8 | 72 | 2 | 19 | 9 | E | 9 | 5 | A | 7 | 16.7 | A | 7 | -5.6 | A | 7 | 20 | A | 7 | 828 | A | 7 | 130 | A | 7 | 14.4 | A | 7 | 14400 | B | 7 | 77777 | A | 7 | 0.7 | E | 8 | 0.077 | F | 8 | 0.19 | F | 8 | 0 | 1 | D | 9 | 0 | C | 8
1999-04-07 | 19:00 | 25 | 625 | 0 | 2 | 8 | 0 | 2 | 15 | 0 | 2 | 8 | 0 | 2 | 8 | 0 | 2 | 15 | 0 | 2 | 8 | 0 | 2 | 19 | 10 | E | 9 | 9 | A | 7 | 13.9 | A | 7 | -2.8 | A | 7 | 30 | A | 7 | 826 | A | 7 | 130 | A | 7 | 8.8 | A | 7 | 16000 | B | 7 | 6096 | A | 7 | 0.7 | E | 8 | 0.077 | F | 8 | 0.19 | F | 8 | 0 | 1 | D | 9 | 0 | C | 8
1999-04-07 | 20:00 | 0 | 0 | 0 | 2 | 0 | 0 | 2 | 0 | 0 | 2 | 0 | 0 | 2 | 0 | 0 | 2 | 0 | 0 | 2 | 0 | 0 | 2 | 0 | 10 | E | 9 | 9 | A | 7 | 12.8 | A | 7 | -1.1 | A | 7 | 38 | A | 7 | 824 | A | 7 | 130 | A | 7 | 8.2 | A | 7 | 16000 | B | 7 | 6096 | A | 7 | 0.7 | E | 8 | 0.077 | F | 8 | 0.19 | F | 8 | 0 | 1 | D | 9 | 0 | C | 8
1999-04-07 | 21:00 | 0 | 0 | 0 | 2 | 0 | 0 | 2 | 0 | 0 | 2 | 0 | 0 | 2 | 0 | 0 | 2 | 0 | 0 | 2 | 0 | 0 | 2 | 0 | 10 | E | 9 | 9 | A | 7 | 11.7 | A | 7 | -1.1 | A | 7 | 41 | A | 7 | 822 | A | 7 | 160 | A | 7 | 12.9 | A | 7 | 16000 | B | 7 | 6096 | A | 7 | 0.7 | E | 8 | 0.077 | F | 8 | 0.19 | F | 8 | 0 | 1 | D | 9 | 0 | C | 8
1999-04-07 | 22:00 | 0 | 0 | 0 | 2 | 0 | 0 | 2 | 0 | 0 | 2 | 0 | 0 | 2 | 0 | 0 | 2 | 0 | 0 | 2 | 0 | 0 | 2 | 0 | 10 | E | 9 | 9 | A | 7 | 10 | A | 7 | -0.6 | A | 7 | 47 | A | 7 | 820 | A | 7 | 160 | A | 7 | 9.8 | A | 7 | 16000 | B | 7 | 6096 | A | 7 | 0.7 | E | 8 | 0.077 | F | 8 | 0.19 | F | 8 | 0 | 1 | D | 9 | 0 | C | 8
1999-04-07 | 23:00 | 0 | 0 | 0 | 2 | 0 | 0 | 2 | 0 | 0 | 2 | 0 | 0 | 2 | 0 | 0 | 2 | 0 | 0 | 2 | 0 | 0 | 2 | 0 | 9 | E | 9 | 5 | A | 7 | 8.3 | A | 7 | -0.6 | A | 7 | 53 | A | 7 | 819 | A | 7 | 200 | A | 7 | 5.2 | A | 7 | 16000 | B | 7 | 77777 | A | 7 | 0.7 | E | 8 | 0.077 | F | 8 | 0.19 | F | 8 | 0 | 1 | D | 9 | 0 | C | 8
1999-04-07 | 24:00 | 0 | 0 | 0 | 2 | 0 | 0 | 2 | 0 | 0 | 2 | 0 | 0 | 2 | 0 | 0 | 2 | 0 | 0 | 2 | 0 | 0 | 2 | 0 | 10 | E | 9 | 9 | A | 7 | 8.9 | A | 7 | -0.6 | A | 7 | 51 | A | 7 | 817 | A | 7 | 210 | A | 7 | 4.1 | A | 7 | 16000 | B | 7 | 6096 | A | 7 | 0.7 | E | 8 | 0.077 | F | 8 | 0.19 | F | 8 | 0 | 1 | D | 9 | 0 | C | 8
1999-04-08 | 1:00 | 0 | 0 | 0 | 2 | 0 | 0 | 2 | 0 | 0 | 2 | 0 | 0 | 2 | 0 | 0 | 2 | 0 | 0 | 2 | 0 | 0 | 2 | 0 | 9 | E | 9 | 5 | A | 7 | 12 | A | 7 | -3 | A | 7 | 34 | A | 7 | 817 | A | 7 | 240 | A | 7 | 7.7 | A | 7 | 16100 | B | 7 | 77777 | A | 7 | 0.7 | E | 8 | 0.077 | F | 8 | 0.19 | F | 8 | 0 | 1 | D | 9 | 0 | C | 8
1999-04-08 | 2:00 | 0 | 0 | 0 | 2 | 0 | 0 | 2 | 0 | 0 | 2 | 0 | 0 | 2 | 0 | 0 | 2 | 0 | 0 | 2 | 0 | 0 | 2 | 0 | 9 | E | 9 | 5 | A | 7 | 8.3 | A | 7 | -2.2 | A | 7 | 46 | A | 7 | 815 | A | 7 | 220 | A | 7 | 4.6 | A | 7 | 16000 | B | 7 | 77777 | A | 7 | 0.7 | E | 8 | 0.077 | F | 8 | 0.19 | F | 8 | 0 | 1 | D | 9 | 0 | C | 8
1999-04-08 | 3:00 | 0 | 0 | 0 | 2 | 0 | 0 | 2 | 0 | 0 | 2 | 0 | 0 | 2 | 0 | 0 | 2 | 0 | 0 | 2 | 0 | 0 | 2 | 0 | 10 | E | 9 | 9 | A | 7 | 8.3 | A | 7 | -1.7 | A | 7 | 48 | A | 7 | 814 | A | 7 | 260 | A | 7 | 5.7 | A | 7 | 16000 | B | 7 | 2591 | A | 7 | 0.7 | E | 8 | 0.077 | F | 8 | 0.19 | F | 8 | 0 | 1 | D | 9 | 0 | C | 8
1999-04-08 | 4:00 | 0 | 0 | 0 | 2 | 0 | 0 | 2 | 0 | 0 | 2 | 0 | 0 | 2 | 0 | 0 | 2 | 0 | 0 | 2 | 0 | 0 | 2 | 0 | 10 | E | 9 | 10 | A | 7 | 7.2 | A | 7 | -7.2 | A | 7 | 33 | A | 7 | 815 | A | 7 | 290 | A | 7 | 13.9 | A | 7 | 16000 | B | 7 | 1981 | A | 7 | 0.7 | E | 8 | 0.077 | F | 8 | 0.19 | F | 8 | 0 | 1 | D | 9 | 0 | C | 8
1999-04-08 | 5:00 | 0 | 0 | 0 | 2 | 0 | 0 | 2 | 0 | 0 | 2 | 0 | 0 | 2 | 0 | 0 | 2 | 0 | 0 | 2 | 0 | 0 | 2 | 0 | 10 | B | 8 | 10 | B | 8 | 7.2 | A | 7 | -9.4 | A | 7 | 27 | A | 7 | 815 | A | 7 | 280 | A | 7 | 12.9 | A | 7 | 16000 | B | 7 | 1494 | A | 7 | 0.7 | E | 8 | 0.077 | F | 8 | 0.19 | F | 8 | 0 | 1 | D | 9 | 0 | C | 8
1999-04-08 | 6:00 | 24 | 602 | 0 | 2 | 8 | 0 | 2 | 15 | 0 | 2 | 8 | 0 | 2 | 8 | 0 | 2 | 15 | 0 | 2 | 8 | 0 | 2 | 19 | 10 | E | 9 | 9 | A | 7 | 6.7 | A | 7 | -10 | A | 7 | 26 | A | 7 | 816 | A | 7 | 280 | A | 7 | 11.3 | A | 7 | 16000 | B | 7 | 2591 | A | 7 | 0.7 | E | 8 | 0.077 | F | 8 | 0.19 | F | 8 | 0 | 1 | D | 9 | 0 | C | 8
1999-04-08 | 7:00 | 244 | 1363 | 140 | 2 | 8 | 182 | 2 | 15 | 108 | 2 | 8 | 148 | 2 | 8 | 133 | 2 | 15 | 124 | 2 | 8 | 231 | 2 | 19 | 10 | E | 9 | 9 | A | 7 | 7.2 | A | 7 | -10 | A | 7 | 26 | A | 7 | 817 | A | 7 | 280 | A | 7 | 9.8 | A | 7 | 16000 | B | 7 | 3962 | A | 7 | 0.7 | E | 8 | 0.077 | F | 8 | 0.19 | F | 8 | 0 | 1 | D | 9 | 0 | C | 8
1999-04-08 | 8:00 | 504 | 1363 | 87 | 2 | 8 | 0 | 2 | 15 | 87 | 2 | 8 | 102 | 2 | 8 | 0 | 2 | 15 | 102 | 2 | 8 | 367 | 2 | 19 | 10 | E | 9 | 9 | A | 7 | 8.3 | A | 7 | -10 | A | 7 | 24 | A | 7 | 818 | A | 7 | 300 | A | 7 | 15.5 | A | 7 | 16000 | B | 7 | 4267 | A | 7 | 0.7 | E | 8 | 0.077 | F | 8 | 0.19 | F | 8 | 0 | 1 | D | 9 | 0 | C | 8
1999-04-08 | 9:00 | 738 | 1363 | 464 | 2 | 8 | 399 | 2 | 15 | 248 | 2 | 8 | 494 | 2 | 8 | 418 | 2 | 15 | 267 | 2 | 8 | 594 | 2 | 19 | 10 | E | 9 | 9 | A | 7 | 10 | A | 7 | -9.4 | A | 7 | 22 | A | 7 | 820 | A | 7 | 280 | A | 7 | 16 | A | 7 | 16000 | B | 7 | 6096 | A | 7 | 0.7 | E | 8 | 0.077 | F | 8 | 0.19 | F | 8 | 0 | 1 | D | 9 | 0 | C | 8
1999-04-08 | 10:00 | 930 | 1363 | 706 | 2 | 8 | 783 | 2 | 15 | 171 | 2 | 8 | 745 | 2 | 8 | 792 | 2 | 15 | 203 | 2 | 8 | 460 | 2 | 19 | 9 | E | 9 | 5 | A | 7 | 13.3 | A | 7 | -9.4 | A | 7 | 18 | A | 7 | 822 | A | 7 | 300 | A | 7 | 15.5 | A | 7 | 14400 | B | 7 | 77777 | A | 7 | 0.7 | E | 8 | 0.077 | F | 8 | 0.19 | F | 8 | 0 | 1 | D | 9 | 0 | C | 8
1999-04-08 | 11:00 | 1066 | 1363 | 843 | 2 | 8 | 911 | 2 | 15 | 129 | 2 | 8 | 867 | 2 | 8 | 910 | 2 | 15 | 154 | 2 | 8 | 327 | 2 | 19 | 9 | E | 9 | 5 | A | 7 | 15.6 | A | 7 | -7.8 | A | 7 | 18 | A | 7 | 821 | A | 7 | 300 | A | 7 | 12.9 | A | 7 | 16000 | B | 7 | 77777 | A | 7 | 0.7 | E | 8 | 0.077 | F | 8 | 0.19 | F | 8 | 0 | 1 | D | 9 | 0 | C | 8
1999-04-08 | 12:00 | 1137 | 1363 | 917 | 2 | 8 | 956 | 2 | 15 | 118 | 2 | 8 | 945 | 2 | 8 | 957 | 2 | 15 | 145 | 2 | 8 | 383 | 2 | 19 | 9 | E | 9 | 5 | A | 7 | 16.1 | A | 7 | -8.9 | A | 7 | 16 | A | 7 | 826 | A | 7 | 330 | A | 7 | 10.8 | A | 7 | 16000 | B | 7 | 77777 | A | 7 | 0.7 | E | 8 | 0.077 | F | 8 | 0.19 | F | 8 | 0 | 1 | D | 9 | 0 | C | 8
1999-04-08 | 13:00 | 1137 | 1363 | 894 | 2 | 8 | 941 | 2 | 15 | 107 | 2 | 8 | 924 | 2 | 8 | 943 | 2 | 15 | 136 | 2 | 8 | 365 | 2 | 19 | 4 | E | 9 | 2 | A | 7 | 17.2 | A | 7 | -8.3 | A | 7 | 15 | A | 7 | 827 | A | 7 | 320 | A | 7 | 9.3 | A | 7 | 16000 | B | 7 | 77777 | A | 7 | 0.7 | E | 8 | 0.077 | F | 8 | 0.19 | F | 8 | 0 | 1 | D | 9 | 0 | C | 8
1999-04-08 | 14:00 | 1068 | 1363 | 830 | 2 | 8 | 926 | 2 | 15 | 102 | 2 | 8 | 859 | 2 | 8 | 926 | 2 | 15 | 131 | 2 | 8 | 302 | 2 | 19 | 4 | E | 9 | 3 | A | 7 | 17.8 | A | 7 | -8.3 | A | 7 | 15 | A | 7 | 829 | A | 7 | 300 | A | 7 | 10.8 | A | 7 | 16000 | B | 7 | 77777 | A | 7 | 0.7 | E | 8 | 0.077 | F | 8 | 0.19 | F | 8 | 0 | 1 | D | 9 | 0 | C | 8
1999-04-08 | 15:00 | 934 | 1363 | 713 | 2 | 8 | 903 | 2 | 15 | 93 | 2 | 8 | 741 | 2 | 8 | 899 | 2 | 15 | 123 | 2 | 8 | 229 | 2 | 19 | 4 | E | 9 | 2 | A | 7 | 16.7 | A | 7 | -7.8 | A | 7 | 17 | A | 7 | 829 | A | 7 | 300 | A | 7 | 7.7 | A | 7 | 16000 | B | 7 | 77777 | A | 7 | 0.7 | E | 8 | 0.077 | F | 8 | 0.19 | F | 8 | 0 | 1 | D | 9 | 0 | C | 8
1999-04-08 | 16:00 | 743 | 1363 | 528 | 2 | 8 | 760 | 2 | 15 | 113 | 2 | 8 | 560 | 2 | 8 | 761 | 2 | 15 | 144 | 2 | 8 | 256 | 2 | 19 | 4 | E | 9 | 3 | A | 7 | 16.1 | A | 7 | -7.8 | A | 7 | 17 | A | 7 | 830 | A | 7 | 350 | A | 7 | 4.1 | A | 7 | 16000 | B | 7 | 77777 | A | 7 | 0.7 | E | 8 | 0.077 | F | 8 | 0.19 | F | 8 | 0 | 1 | D | 9 | 0 | C | 8
1999-04-08 | 17:00 | 510 | 1363 | 334 | 2 | 8 | 686 | 2 | 15 | 77 | 2 | 8 | 351 | 2 | 8 | 646 | 2 | 15 | 109 | 2 | 8 | 153 | 2 | 19 | 4 | E | 9 | 2 | A | 7 | 15.6 | A | 7 | -7.8 | A | 7 | 18 | A | 7 | 827 | A | 7 | 330 | A | 7 | 5.2 | A | 7 | 16000 | B | 7 | 77777 | A | 7 | 0.7 | E | 8 | 0.077 | F | 8 | 0.19 | F | 8 | 0 | 1 | D | 9 | 0 | C | 8
1999-04-08 | 18:00 | 251 | 1363 | 142 | 2 | 8 | 530 | 2 | 15 | 45 | 2 | 8 | 146 | 2 | 8 | 393 | 2 | 15 | 74 | 2 | 8 | 82 | 2 | 19 | 4 | E | 9 | 3 | A | 7 | 14.4 | A | 7 | -7.8 | A | 7 | 19 | A | 7 | 831 | A | 7 | 350 | A | 7 | 4.6 | A | 7 | 16000 | B | 7 | 77777 | A | 7 | 0.6 | E | 8 | 0.077 | F | 8 | 0.19 | F | 8 | 0 | 1 | D | 9 | 0 | C | 8
1999-04-08 | 19:00 | 27 | 648 | 0 | 2 | 8 | 0 | 2 | 15 | 0 | 2 | 8 | 0 | 2 | 8 | 0 | 2 | 15 | 0 | 2 | 8 | 0 | 2 | 19 | 4 | E | 9 | 2 | A | 7 | 9.4 | A | 7 | -6.7 | A | 7 | 29 | A | 7 | 829 | A | 7 | 40 | A | 7 | 4.6 | A | 7 | 16000 | B | 7 | 77777 | A | 7 | 0.6 | E | 8 | 0.077 | F | 8 | 0.19 | F | 8 | 0 | 1 | D | 9 | 0 | C | 8
1999-04-08 | 20:00 | 0 | 0 | 0 | 2 | 0 | 0 | 2 | 0 | 0 | 2 | 0 | 0 | 2 | 0 | 0 | 2 | 0 | 0 | 2 | 0 | 0 | 2 | 0 | 0 | E | 9 | 0 | A | 7 | 5.6 | A | 7 | 0 | A | 7 | 67 | A | 7 | 828 | A | 7 | 80 | A | 7 | 3.1 | A | 7 | 16000 | B | 7 | 77777 | A | 7 | 0.6 | E | 8 | 0.077 | F | 8 | 0.19 | F | 8 | 0 | 1 | D | 9 | 0 | C | 8
1999-04-08 | 21:00 | 0 | 0 | 0 | 2 | 0 | 0 | 2 | 0 | 0 | 2 | 0 | 0 | 2 | 0 | 0 | 2 | 0 | 0 | 2 | 0 | 0 | 2 | 0 | 0 | E | 9 | 0 | A | 7 | 2.8 | A | 7 | -0.6 | A | 7 | 78 | A | 7 | 827 | A | 7 | 120 | A | 7 | 3.1 | A | 7 | 16000 | B | 7 | 77777 | A | 7 | 0.6 | E | 8 | 0.077 | F | 8 | 0.19 | F | 8 | 0 | 1 | D | 9 | 0 | C | 8
1999-04-08 | 22:00 | 0 | 0 | 0 | 2 | 0 | 0 | 2 | 0 | 0 | 2 | 0 | 0 | 2 | 0 | 0 | 2 | 0 | 0 | 2 | 0 | 0 | 2 | 0 | 0 | E | 9 | 0 | A | 7 | 1.7 | A | 7 | -0.6 | A | 7 | 84 | A | 7 | 825 | A | 7 | 150 | A | 7 | 4.1 | A | 7 | 16000 | B | 7 | 77777 | A | 7 | 0.6 | E | 8 | 0.077 | F | 8 | 0.19 | F | 8 | 0 | 1 | D | 9 | 0 | C | 8
1999-04-08 | 23:00 | 0 | 0 | 0 | 2 | 0 | 0 | 2 | 0 | 0 | 2 | 0 | 0 | 2 | 0 | 0 | 2 | 0 | 0 | 2 | 0 | 0 | 2 | 0 | 0 | E | 9 | 0 | A | 7 | 1.7 | A | 7 | -0.6 | A | 7 | 84 | A | 7 | 828 | A | 7 | 160 | A | 7 | 4.6 | A | 7 | 16000 | B | 7 | 77777 | A | 7 | 0.6 | E | 8 | 0.077 | F | 8 | 0.19 | F | 8 | 0 | 1 | D | 9 | 0 | C | 8
1999-04-08 | 24:00 | 0 | 0 | 0 | 2 | 0 | 0 | 2 | 0 | 0 | 2 | 0 | 0 | 2 | 0 | 0 | 2 | 0 | 0 | 2 | 0 | 0 | 2 | 0 | 0 | E | 9 | 0 | A | 7 | 1.7 | A | 7 | -1.1 | A | 7 | 81 | A | 7 | 825 | A | 7 | 170 | A | 7 | 5.2 | A | 7 | 16000 | B | 7 | 77777 | A | 7 | 0.6 | E | 8 | 0.077 | F | 8 | 0.19 | F | 8 | 0 | 1 | D | 9 | 0 | C | 8
1999-04-09 | 1:00 | 0 | 0 | 0 | 2 | 0 | 0 | 2 | 0 | 0 | 2 | 0 | 0 | 2 | 0 | 0 | 2 | 0 | 0 | 2 | 0 | 0 | 2 | 0 | 0 | E | 9 | 0 | A | 7 | 1.1 | A | 7 | -1.1 | A | 7 | 84 | A | 7 | 824 | A | 7 | 170 | A | 7 | 5.2 | A | 7 | 16000 | B | 7 | 77777 | A | 7 | 0.6 | E | 8 | 0.078 | F | 8 | 0.19 | F | 8 | 0 | 1 | D | 9 | 0 | C | 8
1999-04-09 | 2:00 | 0 | 0 | 0 | 2 | 0 | 0 | 2 | 0 | 0 | 2 | 0 | 0 | 2 | 0 | 0 | 2 | 0 | 0 | 2 | 0 | 0 | 2 | 0 | 0 | E | 9 | 0 | A | 7 | -1.7 | A | 7 | -3.9 | A | 7 | 83 | A | 7 | 822 | A | 7 | 160 | A | 7 | 3.1 | A | 7 | 16000 | B | 7 | 77777 | A | 7 | 0.6 | E | 8 | 0.078 | F | 8 | 0.19 | F | 8 | 0 | 1 | D | 9 | 0 | C | 8
1999-04-09 | 3:00 | 0 | 0 | 0 | 2 | 0 | 0 | 2 | 0 | 0 | 2 | 0 | 0 | 2 | 0 | 0 | 2 | 0 | 0 | 2 | 0 | 0 | 2 | 0 | 0 | E | 9 | 0 | A | 7 | 0.6 | A | 7 | -1.7 | A | 7 | 83 | A | 7 | 822 | A | 7 | 160 | A | 7 | 6.2 | A | 7 | 16000 | B | 7 | 77777 | A | 7 | 0.6 | E | 8 | 0.078 | F | 8 | 0.19 | F | 8 | 0 | 1 | D | 9 | 0 | C | 8
1999-04-09 | 4:00 | 0 | 0 | 0 | 2 | 0 | 0 | 2 | 0 | 0 | 2 | 0 | 0 | 2 | 0 | 0 | 2 | 0 | 0 | 2 | 0 | 0 | 2 | 0 | 0 | E | 9 | 0 | A | 7 | 0 | A | 7 | -2.8 | A | 7 | 79 | A | 7 | 822 | A | 7 | 170 | A | 7 | 4.6 | A | 7 | 16000 | B | 7 | 77777 | A | 7 | 0.6 | E | 8 | 0.078 | F | 8 | 0.19 | F | 8 | 0 | 1 | D | 9 | 0 | C | 8
1999-04-09 | 5:00 | 0 | 0 | 0 | 2 | 0 | 0 | 2 | 0 | 0 | 2 | 0 | 0 | 2 | 0 | 0 | 2 | 0 | 0 | 2 | 0 | 0 | 2 | 0 | 0 | E | 9 | 0 | A | 7 | 1.7 | A | 7 | -1.7 | A | 7 | 77 | A | 7 | 825 | A | 7 | 170 | A | 7 | 6.2 | A | 7 | 16000 | B | 7 | 77777 | A | 7 | 0.6 | E | 8 | 0.078 | F | 8 | 0.19 | F | 8 | 0 | 1 | D | 9 | 0 | C | 8
1999-04-09 | 6:00 | 27 | 624 | 0 | 2 | 8 | 0 | 2 | 15 | 0 | 2 | 8 | 0 | 2 | 8 | 0 | 2 | 15 | 0 | 2 | 8 | 0 | 2 | 19 | 2 | E | 9 | 2 | A | 7 | 1.1 | A | 7 | -1.7 | A | 7 | 80 | A | 7 | 821 | A | 7 | 140 | A | 7 | 6.2 | A | 7 | 16000 | B | 7 | 77777 | A | 7 | 0.6 | E | 8 | 0.078 | F | 8 | 0.19 | F | 8 | 0 | 1 | D | 9 | 0 | C | 8
1999-04-09 | 7:00 | 250 | 1362 | 167 | 2 | 8 | 476 | 2 | 15 | 80 | 2 | 8 | 169 | 2 | 8 | 340 | 2 | 15 | 106 | 2 | 8 | 151 | 2 | 19 | 0 | E | 9 | 0 | A | 7 | 5.6 | A | 7 | 0 | A | 7 | 67 | A | 7 | 823 | A | 7 | 150 | A | 7 | 8.2 | A | 7 | 16000 | B | 7 | 77777 | A | 7 | 0.6 | E | 8 | 0.078 | F | 8 | 0.19 | F | 8 | 0 | 1 | D | 9 | 0 | C | 8
1999-04-09 | 8:00 | 510 | 1362 | 368 | 2 | 8 | 771 | 2 | 15 | 79 | 2 | 8 | 375 | 2 | 8 | 716 | 2 | 15 | 106 | 2 | 8 | 146 | 2 | 19 | 0 | E | 9 | 0 | A | 7 | 9.4 | A | 7 | -0.6 | A | 7 | 49 | A | 7 | 825 | A | 7 | 180 | A | 7 | 11.3 | A | 7 | 16000 | B | 7 | 77777 | A | 7 | 0.6 | E | 8 | 0.078 | F | 8 | 0.19 | F | 8 | 0 | 1 | D | 9 | 0 | C | 8
1999-04-09 | 9:00 | 744 | 1362 | 570 | 2 | 8 | 865 | 2 | 15 | 96 | 2 | 8 | 596 | 2 | 8 | 855 | 2 | 15 | 128 | 2 | 8 | 211 | 2 | 19 | 3 | E | 9 | 3 | A | 7 | 12.2 | A | 7 | -0.6 | A | 7 | 41 | A | 7 | 825 | A | 7 | 170 | A | 7 | 11.8 | A | 7 | 16000 | B | 7 | 77777 | A | 7 | 0.5 | E | 8 | 0.078 | F | 8 | 0.19 | F | 8 | 0 | 1 | D | 9 | 0 | C | 8
1999-04-09 | 10:00 | 935 | 1362 | 738 | 2 | 8 | 922 | 2 | 15 | 103 | 2 | 8 | 764 | 2 | 8 | 917 | 2 | 15 | 132 | 2 | 8 | 236 | 2 | 19 | 2 | E | 9 | 2 | A | 7 | 13.9 | A | 7 | -2.2 | A | 7 | 32 | A | 7 | 824 | A | 7 | 140 | A | 7 | 11.8 | A | 7 | 16000 | B | 7 | 77777 | A | 7 | 0.5 | E | 8 | 0.078 | F | 8 | 0.19 | F | 8 | 0 | 1 | D | 9 | 0 | C | 8
1999-04-09 | 11:00 | 1071 | 1362 | 843 | 2 | 8 | 941 | 2 | 15 | 101 | 2 | 8 | 873 | 2 | 8 | 942 | 2 | 15 | 131 | 2 | 8 | 303 | 2 | 19 | 3 | E | 9 | 3 | A | 7 | 15.6 | A | 7 | -3.3 | A | 7 | 26 | A | 7 | 818 | A | 7 | 140 | A | 7 | 12.9 | A | 7 | 16000 | B | 7 | 77777 | A | 7 | 0.5 | E | 8 | 0.078 | F | 8 | 0.19 | F | 8 | 0 | 1 | D | 9 | 0 | C | 8
1999-04-09 | 12:00 | 1141 | 1362 | 923 | 2 | 8 | 920 | 2 | 15 | 151 | 2 | 8 | 977 | 2 | 8 | 929 | 2 | 15 | 197 | 2 | 8 | 577 | 2 | 19 | 7 | E | 9 | 5 | A | 7 | 16.7 | A | 7 | -7.8 | A | 7 | 17 | A | 7 | 821 | A | 7 | 160 | A | 7 | 14.9 | A | 7 | 16000 | B | 7 | 77777 | A | 7 | 0.5 | E | 8 | 0.078 | F | 8 | 0.19 | F | 8 | 0 | 1 | D | 9 | 0 | C | 8
1999-04-09 | 13:00 | 1141 | 1362 | 858 | 2 | 8 | 713 | 2 | 15 | 259 | 2 | 8 | 899 | 2 | 8 | 719 | 2 | 15 | 295 | 2 | 8 | 1032 | 2 | 19 | 10 | E | 9 | 9 | A | 7 | 15.6 | A | 7 | -9.4 | A | 7 | 15 | A | 7 | 820 | A | 7 | 180 | A | 7 | 12.4 | A | 7 | 16000 | B | 7 | 3048 | A | 7 | 0.5 | E | 8 | 0.078 | F | 8 | 0.19 | F | 8 | 0 | 1 | D | 9 | 0 | C | 8
1999-04-09 | 14:00 | 1072 | 1362 | 409 | 2 | 8 | 161 | 2 | 15 | 282 | 2 | 8 | 456 | 2 | 8 | 172 | 2 | 15 | 320 | 2 | 8 | 986 | 2 | 19 | 10 | E | 9 | 10 | A | 7 | 15.6 | A | 7 | -7.8 | A | 7 | 18 | A | 7 | 820 | A | 7 | 220 | A | 7 | 9.3 | A | 7 | 16000 | B | 7 | 3048 | A | 7 | 0.5 | E | 8 | 0.078 | F | 8 | 0.19 | F | 8 | 0 | 1 | D | 9 | 0 | C | 8
1999-04-09 | 15:00 | 937 | 1362 | 639 | 2 | 8 | 582 | 2 | 15 | 237 | 2 | 8 | 682 | 2 | 8 | 603 | 2 | 15 | 266 | 2 | 8 | 648 | 2 | 19 | 10 | E | 9 | 9 | A | 7 | 15 | A | 7 | -9.4 | A | 7 | 16 | A | 7 | 818 | A | 7 | 250 | A | 7 | 7.2 | A | 7 | 16000 | B | 7 | 3962 | A | 7 | 0.5 | E | 8 | 0.078 | F | 8 | 0.19 | F | 8 | 0 | 1 | D | 9 | 0 | C | 8
1999-04-09 | 16:00 | 747 | 1362 | 529 | 2 | 8 | 707 | 2 | 15 | 140 | 2 | 8 | 552 | 2 | 8 | 702 | 2 | 15 | 166 | 2 | 8 | 308 | 2 | 19 | 10 | E | 9 | 9 | A | 7 | 12.2 | A | 7 | -8.3 | A | 7 | 21 | A | 7 | 818 | A | 7 | 310 | A | 7 | 10.8 | A | 7 | 16000 | B | 7 | 3962 | A | 7 | 0.5 | E | 8 | 0.078 | F | 8 | 0.19 | F | 8 | 0 | 1 | D | 9 | 0 | C | 8
1999-04-09 | 17:00 | 514 | 1362 | 360 | 2 | 8 | 594 | 2 | 15 | 136 | 2 | 8 | 375 | 2 | 8 | 561 | 2 | 15 | 163 | 2 | 8 | 266 | 2 | 19 | 10 | B | 8 | 9 | B | 8 | 11.1 | A | 7 | -10.6 | A | 7 | 19 | A | 7 | 815 | A | 7 | 290 | A | 7 | 10.3 | A | 7 | 16000 | B | 7 | 3962 | A | 7 | 0.5 | E | 8 | 0.078 | F | 8 | 0.19 | F | 8 | 0 | 1 | D | 9 | 0 | C | 8
1999-04-09 | 18:00 | 255 | 1362 | 55 | 2 | 8 | 0 | 2 | 15 | 55 | 2 | 8 | 62 | 2 | 8 | 0 | 2 | 15 | 62 | 2 | 8 | 197 | 2 | 19 | 10 | E | 9 | 9 | A | 7 | 8.9 | A | 7 | -10 | A | 7 | 23 | A | 7 | 818 | A | 7 | 270 | A | 7 | 12.4 | A | 7 | 16000 | B | 7 | 3048 | A | 7 | 0.5 | E | 8 | 0.078 | F | 8 | 0.19 | F | 8 | 0 | 1 | D | 9 | 0 | C | 8
1999-04-09 | 19:00 | 29 | 670 | 0 | 2 | 8 | 0 | 2 | 15 | 0 | 2 | 8 | 0 | 2 | 8 | 0 | 2 | 15 | 0 | 2 | 8 | 0 | 2 | 19 | 10 | E | 9 | 9 | A | 7 | 6.7 | A | 7 | -10.6 | A | 7 | 25 | A | 7 | 818 | A | 7 | 280 | A | 7 | 8.2 | A | 7 | 16000 | B | 7 | 2134 | A | 7 | 0.5 | E | 8 | 0.078 | F | 8 | 0.19 | F | 8 | 0 | 1 | D | 9 | 0 | C | 8
1999-04-09 | 20:00 | 0 | 0 | 0 | 2 | 0 | 0 | 2 | 0 | 0 | 2 | 0 | 0 | 2 | 0 | 0 | 2 | 0 | 0 | 2 | 0 | 0 | 2 | 0 | 10 | E | 9 | 9 | A | 7 | 5.6 | A | 7 | -9.4 | A | 7 | 30 | A | 7 | 818 | A | 7 | 310 | A | 7 | 7.2 | A | 7 | 16000 | B | 7 | 2134 | A | 7 | 0.5 | E | 8 | 0.078 | F | 8 | 0.19 | F | 8 | 0 | 1 | D | 9 | 0 | C | 8
1999-04-09 | 21:00 | 0 | 0 | 0 | 2 | 0 | 0 | 2 | 0 | 0 | 2 | 0 | 0 | 2 | 0 | 0 | 2 | 0 | 0 | 2 | 0 | 0 | 2 | 0 | 10 | E | 9 | 10 | A | 7 | 1.7 | A | 7 | -1.7 | A | 7 | 77 | A | 7 | 817 | A | 7 | 340 | A | 7 | 2.1 | A | 7 | 14400 | B | 7 | 1524 | A | 7 | 0.5 | E | 8 | 0.078 | F | 8 | 0.19 | F | 8 | 0 | 1 | D | 9 | 0 | C | 8
1999-04-09 | 22:00 | 0 | 0 | 0 | 2 | 0 | 0 | 2 | 0 | 0 | 2 | 0 | 0 | 2 | 0 | 0 | 2 | 0 | 0 | 2 | 0 | 0 | 2 | 0 | 10 | E | 9 | 10 | A | 7 | 3.3 | A | 7 | -5.6 | A | 7 | 49 | A | 7 | 817 | A | 7 | 0 | A | 7 | 0 | A | 7 | 16000 | B | 7 | 3048 | A | 7 | 0.5 | E | 8 | 0.078 | F | 8 | 0.19 | F | 8 | 0 | 1 | D | 9 | 0 | C | 8
1999-04-09 | 23:00 | 0 | 0 | 0 | 2 | 0 | 0 | 2 | 0 | 0 | 2 | 0 | 0 | 2 | 0 | 0 | 2 | 0 | 0 | 2 | 0 | 0 | 2 | 0 | 10 | B | 8 | 10 | B | 8 | 4.4 | A | 7 | -11.1 | A | 7 | 28 | A | 7 | 819 | A | 7 | 260 | A | 7 | 7.2 | A | 7 | 16000 | B | 7 | 2743 | A | 7 | 0.5 | E | 8 | 0.078 | F | 8 | 0.19 | F | 8 | 0 | 1 | D | 9 | 0 | C | 8
1999-04-09 | 24:00 | 0 | 0 | 0 | 2 | 0 | 0 | 2 | 0 | 0 | 2 | 0 | 0 | 2 | 0 | 0 | 2 | 0 | 0 | 2 | 0 | 0 | 2 | 0 | 10 | E | 9 | 9 | A | 7 | 3.3 | A | 7 | -11.7 | A | 7 | 29 | A | 7 | 817 | A | 7 | 270 | A | 7 | 8.8 | A | 7 | 16000 | B | 7 | 4572 | A | 7 | 0.5 | E | 8 | 0.078 | F | 8 | 0.19 | F | 8 | 0 | 1 | D | 9 | 0 | C | 8
1999-04-10 | 1:00 | 0 | 0 | 0 | 2 | 0 | 0 | 2 | 0 | 0 | 2 | 0 | 0 | 2 | 0 | 0 | 2 | 0 | 0 | 2 | 0 | 0 | 2 | 0 | 9 | E | 9 | 5 | A | 7 | 3.3 | A | 7 | -13.9 | A | 7 | 24 | A | 7 | 817 | A | 7 | 270 | A | 7 | 8.8 | A | 7 | 16000 | B | 7 | 77777 | A | 7 | 0.5 | E | 8 | 0.079 | F | 8 | 0.19 | F | 8 | 0 | 1 | D | 9 | 0 | C | 8
1999-04-10 | 2:00 | 0 | 0 | 0 | 2 | 0 | 0 | 2 | 0 | 0 | 2 | 0 | 0 | 2 | 0 | 0 | 2 | 0 | 0 | 2 | 0 | 0 | 2 | 0 | 9 | E | 9 | 5 | A | 7 | 3.3 | A | 7 | -16.1 | A | 7 | 19 | A | 7 | 817 | A | 7 | 270 | A | 7 | 10.8 | A | 7 | 16000 | B | 7 | 77777 | A | 7 | 0.4 | E | 8 | 0.079 | F | 8 | 0.19 | F | 8 | 0 | 1 | D | 9 | 0 | C | 8
1999-04-10 | 3:00 | 0 | 0 | 0 | 2 | 0 | 0 | 2 | 0 | 0 | 2 | 0 | 0 | 2 | 0 | 0 | 2 | 0 | 0 | 2 | 0 | 0 | 2 | 0 | 9 | E | 9 | 5 | A | 7 | 2.8 | A | 7 | -15.6 | A | 7 | 21 | A | 7 | 817 | A | 7 | 280 | A | 7 | 16 | A | 7 | 16000 | B | 7 | 77777 | A | 7 | 0.4 | E | 8 | 0.079 | F | 8 | 0.19 | F | 8 | 0 | 1 | D | 9 | 0 | C | 8
1999-04-10 | 4:00 | 0 | 0 | 0 | 2 | 0 | 0 | 2 | 0 | 0 | 2 | 0 | 0 | 2 | 0 | 0 | 2 | 0 | 0 | 2 | 0 | 0 | 2 | 0 | 9 | E | 9 | 5 | A | 7 | 2.8 | A | 7 | -15.6 | A | 7 | 21 | A | 7 | 818 | A | 7 | 270 | A | 7 | 11.3 | A | 7 | 16000 | B | 7 | 77777 | A | 7 | 0.4 | E | 8 | 0.079 | F | 8 | 0.19 | F | 8 | 0 | 1 | D | 9 | 0 | C | 8
1999-04-10 | 5:00 | 0 | 0 | 0 | 2 | 0 | 0 | 2 | 0 | 0 | 2 | 0 | 0 | 2 | 0 | 0 | 2 | 0 | 0 | 2 | 0 | 0 | 2 | 0 | 9 | B | 8 | 5 | B | 8 | 2.8 | A | 7 | -15.6 | A | 7 | 21 | A | 7 | 820 | A | 7 | 270 | A | 7 | 11.3 | A | 7 | 16000 | B | 7 | 6706 | A | 7 | 0.4 | E | 8 | 0.079 | F | 8 | 0.19 | F | 8 | 0 | 1 | D | 9 | 0 | C | 8
1999-04-10 | 6:00 | 30 | 669 | 0 | 2 | 8 | 0 | 2 | 15 | 0 | 2 | 8 | 0 | 2 | 8 | 0 | 2 | 15 | 0 | 2 | 8 | 0 | 2 | 19 | 9 | E | 9 | 5 | A | 7 | 2.2 | A | 7 | -15.6 | A | 7 | 22 | A | 7 | 821 | B | 8 | 270 | A | 7 | 8.8 | A | 7 | 16000 | B | 7 | 77777 | A | 7 | 0.4 | E | 8 | 0.079 | F | 8 | 0.19 | F | 8 | 0 | 1 | D | 9 | 0 | C | 8
1999-04-10 | 7:00 | 257 | 1362 | 174 | 2 | 8 | 508 | 2 | 15 | 78 | 2 | 8 | 176 | 2 | 8 | 368 | 2 | 15 | 107 | 2 | 8 | 146 | 2 | 19 | 9 | E | 9 | 5 | A | 7 | 4.4 | A | 7 | -15 | A | 7 | 20 | A | 7 | 821 | A | 7 | 270 | A | 7 | 9.8 | A | 7 | 16000 | B | 7 | 77777 | A | 7 | 0.4 | E | 8 | 0.079 | F | 8 | 0.19 | F | 8 | 0 | 1 | D | 9 | 0 | C | 8
1999-04-10 | 8:00 | 516 | 1362 | 381 | 2 | 8 | 662 | 2 | 15 | 129 | 2 | 8 | 385 | 2 | 8 | 608 | 2 | 15 | 155 | 2 | 8 | 233 | 2 | 19 | 10 | E | 9 | 9 | A | 7 | 5 | A | 7 | -14.4 | A | 7 | 20 | A | 7 | 823 | A | 7 | 270 | A | 7 | 9.8 | A | 7 | 16000 | B | 7 | 6706 | A | 7 | 0.4 | E | 8 | 0.079 | F | 8 | 0.19 | F | 8 | 0 | 1 | D | 9 | 0 | C | 8
1999-04-10 | 9:00 | 750 | 1362 | 450 | 2 | 8 | 331 | 2 | 15 | 267 | 2 | 8 | 477 | 2 | 8 | 347 | 2 | 15 | 285 | 2 | 8 | 653 | 2 | 19 | 10 | E | 9 | 9 | A | 7 | 6.7 | A | 7 | -13.3 | A | 7 | 20 | A | 7 | 825 | A | 7 | 270 | A | 7 | 9.8 | A | 7 | 16000 | B | 7 | 7315 | A | 7 | 0.4 | E | 8 | 0.079 | F | 8 | 0.19 | F | 8 | 0 | 1 | D | 9 | 0 | C | 8
1999-04-10 | 10:00 | 940 | 1362 | 687 | 2 | 8 | 734 | 2 | 15 | 178 | 2 | 8 | 722 | 2 | 8 | 742 | 2 | 15 | 208 | 2 | 8 | 485 | 2 | 19 | 10 | E | 9 | 9 | A | 7 | 8.3 | A | 7 | -14.4 | A | 7 | 16 | A | 7 | 826 | A | 7 | 290 | A | 7 | 8.8 | A | 7 | 16000 | B | 7 | 7315 | A | 7 | 0.4 | E | 8 | 0.079 | F | 8 | 0.19 | F | 8 | 0 | 1 | D | 9 | 0 | C | 8
1999-04-10 | 11:00 | 1075 | 1362 | 787 | 2 | 8 | 718 | 2 | 15 | 218 | 2 | 8 | 828 | 2 | 8 | 728 | 2 | 15 | 252 | 2 | 8 | 749 | 2 | 19 | 10 | B | 8 | 9 | B | 8 | 8.9 | A | 7 | -13.9 | A | 7 | 16 | A | 7 | 826 | A | 7 | 300 | A | 7 | 11.3 | A | 7 | 16000 | B | 7 | 6096 | A | 7 | 0.4 | E | 8 | 0.079 | F | 8 | 0.19 | F | 8 | 0 | 1 | D | 9 | 0 | C | 8
1999-04-10 | 12:00 | 1145 | 1362 | 923 | 2 | 8 | 914 | 2 | 15 | 152 | 2 | 8 | 976 | 2 | 8 | 923 | 2 | 15 | 198 | 2 | 8 | 588 | 2 | 19 | 10 | E | 9 | 9 | A | 7 | 10.6 | A | 7 | -13.9 | A | 7 | 14 | A | 7 | 828 | A | 7 | 310 | A | 7 | 10.8 | A | 7 | 16000 | B | 7 | 6096 | A | 7 | 0.4 | E | 8 | 0.079 | F | 8 | 0.19 | F | 8 | 0 | 1 | D | 9 | 0 | C | 8
1999-04-10 | 13:00 | 1145 | 1362 | 906 | 2 | 8 | 947 | 2 | 15 | 107 | 2 | 8 | 936 | 2 | 8 | 949 | 2 | 15 | 136 | 2 | 8 | 374 | 2 | 19 | 10 | E | 9 | 9 | A | 7 | 10.6 | A | 7 | -13.3 | A | 7 | 15 | A | 7 | 829 | A | 7 | 320 | A | 7 | 12.9 | A | 7 | 16000 | B | 7 | 6096 | A | 7 | 0.4 | E | 8 | 0.079 | F | 8 | 0.19 | F | 8 | 0 | 1 | D | 9 | 0 | C | 8
1999-04-10 | 14:00 | 1076 | 1362 | 853 | 2 | 8 | 956 | 2 | 15 | 96 | 2 | 8 | 885 | 2 | 8 | 957 | 2 | 15 | 127 | 2 | 8 | 298 | 2 | 19 | 10 | E | 9 | 9 | A | 7 | 11.1 | A | 7 | -12.8 | A | 7 | 15 | A | 7 | 830 | A | 7 | 320 | A | 7 | 8.2 | A | 7 | 16000 | B | 7 | 6096 | A | 7 | 0.4 | E | 8 | 0.079 | F | 8 | 0.19 | F | 8 | 0 | 1 | D | 9 | 0 | C | 8
1999-04-10 | 15:00 | 941 | 1362 | 730 | 2 | 8 | 785 | 2 | 15 | 187 | 2 | 8 | 767 | 2 | 8 | 792 | 2 | 15 | 218 | 2 | 8 | 507 | 2 | 19 | 10 | E | 9 | 9 | A | 7 | 10.6 | A | 7 | -12.8 | A | 7 | 16 | A | 7 | 830 | A | 7 | 340 | A | 7 | 9.8 | A | 7 | 16000 | B | 7 | 6096 | A | 7 | 0.4 | E | 8 | 0.079 | F | 8 | 0.19 | F | 8 | 0 | 1 | D | 9 | 0 | C | 8
1999-04-10 | 16:00 | 751 | 1362 | 292 | 2 | 8 | 88 | 2 | 15 | 243 | 2 | 8 | 320 | 2 | 8 | 89 | 2 | 15 | 271 | 2 | 8 | 752 | 2 | 19 | 9 | E | 9 | 5 | A | 7 | 10.6 | A | 7 | -11.7 | A | 7 | 17 | A | 7 | 831 | A | 7 | 360 | A | 7 | 8.8 | A | 7 | 16000 | B | 7 | 77777 | A | 7 | 0.4 | E | 8 | 0.079 | F | 8 | 0.19 | F | 8 | 0 | 1 | D | 9 | 0 | C | 8
1999-04-10 | 17:00 | 518 | 1362 | 361 | 2 | 8 | 594 | 2 | 15 | 134 | 2 | 8 | 376 | 2 | 8 | 562 | 2 | 15 | 162 | 2 | 8 | 261 | 2 | 19 | 9 | E | 9 | 5 | A | 7 | 9.4 | A | 7 | -12.2 | A | 7 | 18 | A | 7 | 829 | A | 7 | 10 | A | 7 | 11.3 | A | 7 | 16000 | B | 7 | 77777 | A | 7 | 0.4 | E | 8 | 0.079 | F | 8 | 0.19 | F | 8 | 0 | 1 | D | 9 | 0 | C | 8
1999-04-10 | 18:00 | 259 | 1362 | 149 | 2 | 8 | 565 | 2 | 15 | 41 | 2 | 8 | 150 | 2 | 8 | 438 | 2 | 15 | 67 | 2 | 8 | 75 | 2 | 19 | 9 | E | 9 | 5 | A | 7 | 7.8 | A | 7 | -12.8 | A | 7 | 19 | A | 7 | 831 | A | 7 | 10 | A | 7 | 9.8 | A | 7 | 16000 | B | 7 | 77777 | A | 7 | 0.4 | E | 8 | 0.079 | F | 8 | 0.19 | F | 8 | 0 | 1 | D | 9 | 0 | C | 8
1999-04-10 | 19:00 | 31 | 692 | 0 | 2 | 8 | 0 | 2 | 15 | 0 | 2 | 8 | 0 | 2 | 8 | 0 | 2 | 15 | 0 | 2 | 8 | 0 | 2 | 19 | 9 | E | 9 | 5 | A | 7 | 4.4 | A | 7 | -11.1 | A | 7 | 28 | A | 7 | 831 | A | 7 | 10 | A | 7 | 6.2 | A | 7 | 16000 | B | 7 | 77777 | A | 7 | 0.4 | E | 8 | 0.079 | F | 8 | 0.19 | F | 8 | 0 | 1 | D | 9 | 0 | C | 8
1999-04-10 | 20:00 | 0 | 0 | 0 | 2 | 0 | 0 | 2 | 0 | 0 | 2 | 0 | 0 | 2 | 0 | 0 | 2 | 0 | 0 | 2 | 0 | 0 | 2 | 0 | 4 | E | 9 | 3 | A | 7 | 2.2 | A | 7 | -11.1 | A | 7 | 33 | A | 7 | 831 | A | 7 | 20 | A | 7 | 5.7 | A | 7 | 16000 | B | 7 | 77777 | A | 7 | 0.4 | E | 8 | 0.079 | F | 8 | 0.19 | F | 8 | 0 | 1 | D | 9 | 0 | C | 8
1999-04-10 | 21:00 | 0 | 0 | 0 | 2 | 0 | 0 | 2 | 0 | 0 | 2 | 0 | 0 | 2 | 0 | 0 | 2 | 0 | 0 | 2 | 0 | 0 | 2 | 0 | 4 | E | 9 | 2 | A | 7 | 0.6 | A | 7 | -11.1 | A | 7 | 37 | A | 7 | 831 | A | 7 | 0 | A | 7 | 0 | A | 7 | 16000 | B | 7 | 77777 | A | 7 | 0.4 | E | 8 | 0.079 | F | 8 | 0.19 | F | 8 | 0 | 1 | D | 9 | 0 | C | 8
1999-04-10 | 22:00 | 0 | 0 | 0 | 2 | 0 | 0 | 2 | 0 | 0 | 2 | 0 | 0 | 2 | 0 | 0 | 2 | 0 | 0 | 2 | 0 | 0 | 2 | 0 | 4 | E | 9 | 3 | A | 7 | -1.7 | A | 7 | -11.7 | A | 7 | 42 | A | 7 | 830 | A | 7 | 150 | A | 7 | 3.6 | A | 7 | 16000 | B | 7 | 77777 | A | 7 | 0.4 | E | 8 | 0.079 | F | 8 | 0.19 | F | 8 | 0 | 1 | D | 9 | 0 | C | 8
1999-04-10 | 23:00 | 0 | 0 | 0 | 2 | 0 | 0 | 2 | 0 | 0 | 2 | 0 | 0 | 2 | 0 | 0 | 2 | 0 | 0 | 2 | 0 | 0 | 2 | 0 | 4 | E | 9 | 2 | A | 7 | -3.9 | A | 7 | -11.7 | A | 7 | 51 | A | 7 | 834 | A | 7 | 150 | A | 7 | 4.1 | A | 7 | 16000 | B | 7 | 77777 | A | 7 | 0.4 | E | 8 | 0.079 | F | 8 | 0.19 | F | 8 | 0 | 1 | D | 9 | 0 | C | 8
1999-04-10 | 24:00 | 0 | 0 | 0 | 2 | 0 | 0 | 2 | 0 | 0 | 2 | 0 | 0 | 2 | 0 | 0 | 2 | 0 | 0 | 2 | 0 | 0 | 2 | 0 | 0 | E | 9 | 0 | A | 7 | -2.2 | A | 7 | -10.6 | A | 7 | 48 | A | 7 | 831 | A | 7 | 170 | A | 7 | 5.2 | A | 7 | 16000 | B | 7 | 77777 | A | 7 | 0.4 | E | 8 | 0.079 | F | 8 | 0.19 | F | 8 | 0 | 1 | D | 9 | 0 | C | 8
1999-04-11 | 1:00 | 0 | 0 | 0 | 2 | 0 | 0 | 2 | 0 | 0 | 2 | 0 | 0 | 2 | 0 | 0 | 2 | 0 | 0 | 2 | 0 | 0 | 2 | 0 | 0 | E | 9 | 0 | A | 7 | -4.4 | A | 7 | -11.1 | A | 7 | 56 | A | 7 | 830 | A | 7 | 150 | A | 7 | 3.6 | A | 7 | 16000 | B | 7 | 77777 | A | 7 | 0.4 | E | 8 | 0.079 | F | 8 | 0.19 | F | 8 | 0 | 1 | D | 9 | 0 | C | 8
1999-04-11 | 2:00 | 0 | 0 | 0 | 2 | 0 | 0 | 2 | 0 | 0 | 2 | 0 | 0 | 2 | 0 | 0 | 2 | 0 | 0 | 2 | 0 | 0 | 2 | 0 | 0 | E | 9 | 0 | A | 7 | -4.4 | A | 7 | -11.7 | A | 7 | 53 | A | 7 | 830 | A | 7 | 180 | A | 7 | 3.1 | A | 7 | 16000 | B | 7 | 77777 | A | 7 | 0.4 | E | 8 | 0.079 | F | 8 | 0.19 | F | 8 | 0 | 1 | D | 9 | 0 | C | 8
1999-04-11 | 3:00 | 0 | 0 | 0 | 2 | 0 | 0 | 2 | 0 | 0 | 2 | 0 | 0 | 2 | 0 | 0 | 2 | 0 | 0 | 2 | 0 | 0 | 2 | 0 | 0 | E | 9 | 0 | A | 7 | -7.2 | A | 7 | -12.8 | A | 7 | 61 | A | 7 | 829 | A | 7 | 160 | A | 7 | 3.6 | A | 7 | 16000 | B | 7 | 77777 | A | 7 | 0.4 | E | 8 | 0.079 | F | 8 | 0.19 | F | 8 | 0 | 1 | D | 9 | 0 | C | 8
1999-04-11 | 4:00 | 0 | 0 | 0 | 2 | 0 | 0 | 2 | 0 | 0 | 2 | 0 | 0 | 2 | 0 | 0 | 2 | 0 | 0 | 2 | 0 | 0 | 2 | 0 | 0 | E | 9 | 0 | A | 7 | -7.8 | A | 7 | -10.6 | A | 7 | 78 | A | 7 | 829 | A | 7 | 150 | A | 7 | 3.6 | A | 7 | 16000 | B | 7 | 77777 | A | 7 | 0.4 | E | 8 | 0.079 | F | 8 | 0.19 | F | 8 | 0 | 1 | D | 9 | 0 | C | 8
1999-04-11 | 5:00 | 0 | 0 | 0 | 2 | 0 | 0 | 2 | 0 | 0 | 2 | 0 | 0 | 2 | 0 | 0 | 2 | 0 | 0 | 2 | 0 | 0 | 2 | 0 | 0 | E | 9 | 0 | A | 7 | -8.3 | A | 7 | -11.1 | A | 7 | 78 | A | 7 | 836 | A | 7 | 150 | A | 7 | 3.1 | A | 7 | 16000 | B | 7 | 77777 | A | 7 | 0.4 | E | 8 | 0.079 | F | 8 | 0.19 | F | 8 | 0 | 1 | D | 9 | 0 | C | 8
1999-04-11 | 6:00 | 33 | 714 | 0 | 2 | 8 | 81 | 2 | 15 | 0 | 2 | 8 | 0 | 2 | 8 | 0 | 2 | 15 | 0 | 2 | 8 | 0 | 2 | 19 | 0 | E | 9 | 0 | A | 7 | -6.7 | A | 7 | -10 | A | 7 | 75 | A | 7 | 831 | A | 7 | 150 | A | 7 | 4.1 | A | 7 | 16000 | B | 7 | 77777 | A | 7 | 0.5 | E | 8 | 0.079 | F | 8 | 0.19 | F | 8 | 0 | 1 | D | 9 | 0 | C | 8
1999-04-11 | 7:00 | 263 | 1361 | 171 | 2 | 8 | 504 | 2 | 15 | 74 | 2 | 8 | 171 | 2 | 8 | 368 | 2 | 15 | 99 | 2 | 8 | 120 | 2 | 19 | 0 | E | 9 | 0 | A | 7 | 0 | A | 7 | -6.7 | A | 7 | 57 | A | 7 | 835 | A | 7 | 130 | A | 7 | 4.6 | A | 7 | 16000 | B | 7 | 77777 | A | 7 | 0.5 | E | 8 | 0.079 | F | 8 | 0.19 | F | 8 | 0 | 1 | D | 9 | 0 | C | 8
1999-04-11 | 8:00 | 522 | 1361 | 358 | 2 | 8 | 693 | 2 | 15 | 92 | 2 | 8 | 373 | 2 | 8 | 651 | 2 | 15 | 122 | 2 | 8 | 179 | 2 | 19 | 2 | E | 9 | 2 | A | 7 | 3.9 | A | 7 | -6.7 | A | 7 | 43 | A | 7 | 838 | A | 7 | 110 | A | 7 | 5.2 | A | 7 | 16000 | B | 7 | 77777 | A | 7 | 0.5 | E | 8 | 0.079 | F | 8 | 0.19 | F | 8 | 0 | 1 | D | 9 | 0 | C | 8
1999-04-11 | 9:00 | 755 | 1361 | 549 | 2 | 8 | 717 | 2 | 15 | 150 | 2 | 8 | 571 | 2 | 8 | 711 | 2 | 15 | 176 | 2 | 8 | 330 | 2 | 19 | 3 | E | 9 | 3 | A | 7 | 6.1 | A | 7 | -7.8 | A | 7 | 33 | A | 7 | 839 | A | 7 | 100 | A | 7 | 4.6 | A | 7 | 16000 | B | 7 | 77777 | A | 7 | 0.5 | E | 8 | 0.079 | F | 8 | 0.19 | F | 8 | 0 | 1 | D | 9 | 0 | C | 8
1999-04-11 | 10:00 | 945 | 1361 | 750 | 2 | 8 | 880 | 2 | 15 | 137 | 2 | 8 | 781 | 2 | 8 | 880 | 2 | 15 | 168 | 2 | 8 | 348 | 2 | 19 | 2 | E | 9 | 2 | A | 7 | 8.3 | A | 7 | -7.2 | A | 7 | 30 | A | 7 | 840 | A | 7 | 120 | A | 7 | 5.2 | A | 7 | 16000 | B | 7 | 77777 | A | 7 | 0.5 | E | 8 | 0.079 | F | 8 | 0.19 | F | 8 | 0 | 1 | D | 9 | 0 | C | 8
1999-04-11 | 11:00 | 1080 | 1361 | 867 | 2 | 8 | 971 | 2 | 15 | 94 | 2 | 8 | 899 | 2 | 8 | 972 | 2 | 15 | 126 | 2 | 8 | 298 | 2 | 19 | 3 | E | 9 | 3 | A | 7 | 10.6 | A | 7 | -6.7 | A | 7 | 27 | A | 7 | 837 | A | 7 | 130 | A | 7 | 6.2 | A | 7 | 16000 | B | 7 | 77777 | A | 7 | 0.5 | E | 8 | 0.079 | F | 8 | 0.19 | F | 8 | 0 | 1 | D | 9 | 0 | C | 8
1999-04-11 | 12:00 | 1149 | 1361 | 947 | 2 | 8 | 980 | 2 | 15 | 117 | 2 | 8 | 976 | 2 | 8 | 982 | 2 | 15 | 145 | 2 | 8 | 398 | 2 | 19 | 9 | E | 9 | 5 | A | 7 | 12.2 | A | 7 | -6.7 | A | 7 | 24 | A | 7 | 841 | A | 7 | 100 | A | 7 | 6.2 | A | 7 | 16000 | B | 7 | 77777 | A | 7 | 0.5 | E | 8 | 0.079 | F | 8 | 0.19 | F | 8 | 0 | 1 | D | 9 | 0 | C | 8
1999-04-11 | 13:00 | 1149 | 1361 | 930 | 2 | 8 | 977 | 2 | 15 | 103 | 2 | 8 | 962 | 2 | 8 | 979 | 2 | 15 | 133 | 2 | 8 | 371 | 2 | 19 | 9 | E | 9 | 5 | A | 7 | 13.3 | A | 7 | -7.8 | A | 7 | 21 | A | 7 | 841 | A | 7 | 60 | A | 7 | 3.1 | A | 7 | 16000 | B | 7 | 77777 | A | 7 | 0.5 | E | 8 | 0.079 | F | 8 | 0.19 | F | 8 | 0 | 1 | D | 9 | 0 | C | 8
1999-04-11 | 14:00 | 1079 | 1361 | 853 | 2 | 8 | 824 | 2 | 15 | 198 | 2 | 8 | 905 | 2 | 8 | 840 | 2 | 15 | 238 | 2 | 8 | 694 | 2 | 19 | 9 | E | 9 | 5 | A | 7 | 15.6 | A | 7 | -10 | A | 7 | 15 | A | 7 | 841 | A | 7 | 130 | A | 7 | 4.6 | A | 7 | 16000 | B | 7 | 77777 | A | 7 | 0.5 | E | 8 | 0.079 | F | 8 | 0.19 | F | 8 | 0 | 1 | D | 9 | 0 | C | 8
1999-04-11 | 15:00 | 945 | 1361 | 571 | 2 | 8 | 369 | 2 | 15 | 314 | 2 | 8 | 615 | 2 | 8 | 397 | 2 | 15 | 339 | 2 | 8 | 901 | 2 | 19 | 10 | E | 9 | 9 | A | 7 | 15 | A | 7 | -11.1 | A | 7 | 14 | A | 7 | 840 | A | 7 | 160 | A | 7 | 6.2 | A | 7 | 16000 | B | 7 | 7620 | A | 7 | 0.6 | E | 8 | 0.079 | F | 8 | 0.19 | F | 8 | 0 | 1 | D | 9 | 0 | C | 8
1999-04-11 | 16:00 | 754 | 1361 | 568 | 2 | 8 | 742 | 2 | 15 | 155 | 2 | 8 | 589 | 2 | 8 | 734 | 2 | 15 | 181 | 2 | 8 | 338 | 2 | 19 | 10 | E | 9 | 9 | A | 7 | 15.6 | A | 7 | -10 | A | 7 | 15 | A | 7 | 840 | A | 7 | 150 | A | 7 | 6.7 | A | 7 | 16000 | B | 7 | 7620 | A | 7 | 0.6 | E | 8 | 0.079 | F | 8 | 0.19 | F | 8 | 0 | 1 | D | 9 | 0 | C | 8
1999-04-11 | 17:00 | 522 | 1361 | 361 | 2 | 8 | 756 | 2 | 15 | 71 | 2 | 8 | 373 | 2 | 8 | 710 | 2 | 15 | 101 | 2 | 8 | 141 | 2 | 19 | 9 | E | 9 | 5 | A | 7 | 13.9 | A | 7 | -9.4 | A | 7 | 17 | A | 7 | 834 | A | 7 | 150 | A | 7 | 7.2 | A | 7 | 16000 | B | 7 | 77777 | A | 7 | 0.6 | E | 8 | 0.079 | F | 8 | 0.19 | F | 8 | 0 | 1 | D | 9 | 0 | C | 8
1999-04-11 | 18:00 | 263 | 1361 | 154 | 2 | 8 | 577 | 2 | 15 | 42 | 2 | 8 | 155 | 2 | 8 | 449 | 2 | 15 | 68 | 2 | 8 | 77 | 2 | 19 | 10 | E | 9 | 9 | A | 7 | 11.7 | A | 7 | -7.8 | A | 7 | 23 | A | 7 | 840 | A | 7 | 150 | A | 7 | 6.2 | A | 7 | 16000 | B | 7 | 7315 | A | 7 | 0.6 | E | 8 | 0.079 | F | 8 | 0.19 | F | 8 | 0 | 1 | D | 9 | 0 | C | 8
1999-04-11 | 19:00 | 33 | 714 | 0 | 2 | 8 | 0 | 2 | 15 | 0 | 2 | 8 | 0 | 2 | 8 | 0 | 2 | 15 | 0 | 2 | 8 | 0 | 2 | 19 | 10 | E | 9 | 9 | A | 7 | 7.8 | A | 7 | -7.8 | A | 7 | 30 | A | 7 | 837 | A | 7 | 150 | A | 7 | 4.6 | A | 7 | 16000 | B | 7 | 7315 | A | 7 | 0.6 | E | 8 | 0.079 | F | 8 | 0.19 | F | 8 | 0 | 1 | D | 9 | 0 | C | 8
1999-04-11 | 20:00 | 0 | 0 | 0 | 2 | 0 | 0 | 2 | 0 | 0 | 2 | 0 | 0 | 2 | 0 | 0 | 2 | 0 | 0 | 2 | 0 | 0 | 2 | 0 | 10 | E | 9 | 10 | A | 7 | 8.3 | A | 7 | -6.7 | A | 7 | 32 | A | 7 | 838 | A | 7 | 130 | A | 7 | 5.7 | A | 7 | 16000 | B | 7 | 6096 | A | 7 | 0.6 | E | 8 | 0.079 | F | 8 | 0.19 | F | 8 | 0 | 1 | D | 9 | 0 | C | 8
1999-04-11 | 21:00 | 0 | 0 | 0 | 2 | 0 | 0 | 2 | 0 | 0 | 2 | 0 | 0 | 2 | 0 | 0 | 2 | 0 | 0 | 2 | 0 | 0 | 2 | 0 | 10 | E | 9 | 10 | A | 7 | 6.1 | A | 7 | -6.1 | A | 7 | 39 | A | 7 | 837 | A | 7 | 120 | A | 7 | 6.2 | A | 7 | 16000 | B | 7 | 6096 | A | 7 | 0.6 | E | 8 | 0.079 | F | 8 | 0.19 | F | 8 | 0 | 1 | D | 9 | 0 | C | 8
1999-04-11 | 22:00 | 0 | 0 | 0 | 2 | 0 | 0 | 2 | 0 | 0 | 2 | 0 | 0 | 2 | 0 | 0 | 2 | 0 | 0 | 2 | 0 | 0 | 2 | 0 | 10 | E | 9 | 9 | A | 7 | 7.2 | A | 7 | -6.1 | A | 7 | 36 | A | 7 | 837 | A | 7 | 150 | A | 7 | 6.2 | A | 7 | 16000 | B | 7 | 6096 | A | 7 | 0.6 | E | 8 | 0.079 | F | 8 | 0.19 | F | 8 | 0 | 1 | D | 9 | 0 | C | 8
1999-04-11 | 23:00 | 0 | 0 | 0 | 2 | 0 | 0 | 2 | 0 | 0 | 2 | 0 | 0 | 2 | 0 | 0 | 2 | 0 | 0 | 2 | 0 | 0 | 2 | 0 | 9 | E | 9 | 5 | A | 7 | 1.7 | A | 7 | -7.2 | A | 7 | 48 | A | 7 | 837 | A | 7 | 150 | A | 7 | 4.6 | A | 7 | 16000 | B | 7 | 77777 | A | 7 | 0.6 | E | 8 | 0.079 | F | 8 | 0.19 | F | 8 | 0 | 1 | D | 9 | 0 | C | 8
1999-04-11 | 24:00 | 0 | 0 | 0 | 2 | 0 | 0 | 2 | 0 | 0 | 2 | 0 | 0 | 2 | 0 | 0 | 2 | 0 | 0 | 2 | 0 | 0 | 2 | 0 | 9 | E | 9 | 5 | A | 7 | 0.6 | A | 7 | -6.7 | A | 7 | 54 | A | 7 | 833 | A | 7 | 160 | A | 7 | 4.6 | A | 7 | 16000 | B | 7 | 77777 | A | 7 | 0.7 | E | 8 | 0.079 | F | 8 | 0.19 | F | 8 | 0 | 1 | D | 9 | 0 | C | 8
1999-04-12 | 1:00 | 0 | 0 | 0 | 2 | 0 | 0 | 2 | 0 | 0 | 2 | 0 | 0 | 2 | 0 | 0 | 2 | 0 | 0 | 2 | 0 | 0 | 2 | 0 | 6 | E | 9 | 5 | A | 7 | -0.6 | A | 7 | -7.2 | A | 7 | 57 | A | 7 | 832 | A | 7 | 160 | A | 7 | 3.6 | A | 7 | 16000 | B | 7 | 77777 | A | 7 | 0.7 | E | 8 | 0.08 | F | 8 | 0.19 | F | 8 | 0 | 1 | D | 9 | 0 | C | 8
1999-04-12 | 2:00 | 0 | 0 | 0 | 2 | 0 | 0 | 2 | 0 | 0 | 2 | 0 | 0 | 2 | 0 | 0 | 2 | 0 | 0 | 2 | 0 | 0 | 2 | 0 | 3 | E | 9 | 3 | A | 7 | 2.8 | A | 7 | -6.7 | A | 7 | 46 | A | 7 | 833 | A | 7 | 210 | A | 7 | 5.2 | A | 7 | 16000 | B | 7 | 77777 | A | 7 | 0.7 | E | 8 | 0.08 | F | 8 | 0.19 | F | 8 | 0 | 1 | D | 9 | 0 | C | 8
1999-04-12 | 3:00 | 0 | 0 | 0 | 2 | 0 | 0 | 2 | 0 | 0 | 2 | 0 | 0 | 2 | 0 | 0 | 2 | 0 | 0 | 2 | 0 | 0 | 2 | 0 | 2 | E | 9 | 2 | A | 7 | 2.8 | A | 7 | -6.1 | A | 7 | 49 | A | 7 | 833 | A | 7 | 220 | A | 7 | 5.7 | A | 7 | 16000 | B | 7 | 77777 | A | 7 | 0.7 | E | 8 | 0.08 | F | 8 | 0.19 | F | 8 | 0 | 1 | D | 9 | 0 | C | 8
1999-04-12 | 4:00 | 0 | 0 | 0 | 2 | 0 | 0 | 2 | 0 | 0 | 2 | 0 | 0 | 2 | 0 | 0 | 2 | 0 | 0 | 2 | 0 | 0 | 2 | 0 | 3 | E | 9 | 3 | A | 7 | 1.1 | A | 7 | -6.1 | A | 7 | 55 | A | 7 | 833 | A | 7 | 240 | A | 7 | 5.2 | A | 7 | 16000 | B | 7 | 77777 | A | 7 | 0.7 | E | 8 | 0.08 | F | 8 | 0.19 | F | 8 | 0 | 1 | D | 9 | 0 | C | 8
1999-04-12 | 5:00 | 0 | 0 | 0 | 2 | 0 | 0 | 2 | 0 | 0 | 2 | 0 | 0 | 2 | 0 | 0 | 2 | 0 | 0 | 2 | 0 | 0 | 2 | 0 | 2 | E | 9 | 2 | A | 7 | 1.1 | A | 7 | -6.1 | A | 7 | 55 | A | 7 | 836 | A | 7 | 250 | A | 7 | 4.6 | A | 7 | 16000 | B | 7 | 77777 | A | 7 | 0.7 | E | 8 | 0.08 | F | 8 | 0.19 | F | 8 | 0 | 1 | D | 9 | 0 | C | 8
1999-04-12 | 6:00 | 36 | 737 | 1 | 2 | 8 | 102 | 2 | 15 | 0 | 2 | 8 | 0 | 2 | 8 | 0 | 2 | 15 | 0 | 2 | 8 | 0 | 2 | 19 | 3 | E | 9 | 3 | A | 7 | 0.6 | A | 7 | -5.6 | A | 7 | 60 | A | 7 | 834 | A | 7 | 240 | A | 7 | 3.6 | A | 7 | 16000 | B | 7 | 77777 | A | 7 | 0.7 | E | 8 | 0.08 | F | 8 | 0.19 | F | 8 | 0 | 1 | D | 9 | 0 | C | 8
1999-04-12 | 7:00 | 270 | 1360 | 178 | 2 | 8 | 564 | 2 | 15 | 66 | 2 | 8 | 179 | 2 | 8 | 421 | 2 | 15 | 95 | 2 | 8 | 112 | 2 | 19 | 2 | E | 9 | 2 | A | 7 | 5 | A | 7 | -3.9 | A | 7 | 51 | A | 7 | 837 | A | 7 | 250 | A | 7 | 4.6 | A | 7 | 16000 | B | 7 | 77777 | A | 7 | 0.7 | E | 8 | 0.08 | F | 8 | 0.19 | F | 8 | 0 | 1 | D | 9 | 0 | C | 8
1999-04-12 | 8:00 | 528 | 1360 | 386 | 2 | 8 | 787 | 2 | 15 | 80 | 2 | 8 | 395 | 2 | 8 | 737 | 2 | 15 | 108 | 2 | 8 | 150 | 2 | 19 | 3 | E | 9 | 3 | A | 7 | 7.8 | A | 7 | -4.4 | A | 7 | 40 | A | 7 | 838 | A | 7 | 280 | A | 7 | 3.1 | A | 7 | 16000 | B | 7 | 77777 | A | 7 | 0.7 | E | 8 | 0.08 | F | 8 | 0.19 | F | 8 | 0 | 1 | D | 9 | 0 | C | 8
1999-04-12 | 9:00 | 761 | 1360 | 581 | 2 | 8 | 876 | 2 | 15 | 90 | 2 | 8 | 615 | 2 | 8 | 871 | 2 | 15 | 126 | 2 | 8 | 207 | 2 | 19 | 2 | E | 9 | 2 | A | 7 | 10 | A | 7 | -4.4 | A | 7 | 34 | A | 7 | 839 | A | 7 | 320 | B | 8 | 2.1 | A | 7 | 16000 | B | 7 | 77777 | A | 7 | 0.7 | E | 8 | 0.08 | F | 8 | 0.19 | F | 8 | 0 | 1 | D | 9 | 0 | C | 8
1999-04-12 | 10:00 | 950 | 1360 | 730 | 2 | 8 | 886 | 2 | 15 | 110 | 2 | 8 | 755 | 2 | 8 | 882 | 2 | 15 | 137 | 2 | 8 | 246 | 2 | 19 | 3 | E | 9 | 3 | A | 7 | 12.2 | A | 7 | -4.4 | A | 7 | 30 | A | 7 | 839 | A | 7 | 0 | A | 7 | 0 | A | 7 | 16000 | B | 7 | 77777 | A | 7 | 0.7 | E | 8 | 0.08 | F | 8 | 0.19 | F | 8 | 0 | 1 | D | 9 | 0 | C | 8
1999-04-12 | 11:00 | 1084 | 1360 | 861 | 2 | 8 | 917 | 2 | 15 | 128 | 2 | 8 | 885 | 2 | 8 | 916 | 2 | 15 | 153 | 2 | 8 | 345 | 2 | 19 | 6 | E | 9 | 5 | A | 7 | 15.6 | A | 7 | -3.9 | A | 7 | 25 | A | 7 | 836 | A | 7 | 30 | B | 8 | 1.5 | A | 7 | 16000 | B | 7 | 77777 | A | 7 | 0.8 | E | 8 | 0.08 | F | 8 | 0.19 | F | 8 | 0 | 1 | D | 9 | 0 | C | 8
1999-04-12 | 12:00 | 1153 | 1360 | 947 | 2 | 8 | 932 | 2 | 15 | 155 | 2 | 8 | 1002 | 2 | 8 | 941 | 2 | 15 | 202 | 2 | 8 | 614 | 2 | 19 | 6 | E | 9 | 5 | A | 7 | 18.3 | A | 7 | -4.4 | A | 7 | 20 | A | 7 | 841 | A | 7 | 50 | A | 7 | 4.1 | A | 7 | 16000 | B | 7 | 77777 | A | 7 | 0.8 | E | 8 | 0.08 | F | 8 | 0.19 | F | 8 | 0 | 1 | D | 9 | 0 | C | 8
1999-04-12 | 13:00 | 1153 | 1360 | 918 | 2 | 8 | 959 | 2 | 15 | 103 | 2 | 8 | 950 | 2 | 8 | 962 | 2 | 15 | 133 | 2 | 8 | 375 | 2 | 19 | 6 | E | 9 | 5 | A | 7 | 20 | A | 7 | -5 | A | 7 | 17 | A | 7 | 841 | A | 7 | 60 | A | 7 | 6.2 | A | 7 | 16000 | B | 7 | 77777 | A | 7 | 0.8 | E | 8 | 0.08 | F | 8 | 0.19 | F | 8 | 0 | 1 | D | 9 | 0 | C | 8
1999-04-12 | 14:00 | 1083 | 1360 | 871 | 2 | 8 | 968 | 2 | 15 | 99 | 2 | 8 | 903 | 2 | 8 | 969 | 2 | 15 | 130 | 2 | 8 | 309 | 2 | 19 | 10 | E | 9 | 9 | A | 7 | 20.6 | A | 7 | -5 | A | 7 | 17 | A | 7 | 840 | A | 7 | 70 | A | 7 | 6.7 | A | 7 | 16000 | B | 7 | 6096 | A | 7 | 0.8 | E | 8 | 0.08 | F | 8 | 0.19 | F | 8 | 0 | 1 | D | 9 | 0 | C | 8
1999-04-12 | 15:00 | 948 | 1360 | 753 | 2 | 8 | 838 | 2 | 15 | 168 | 2 | 8 | 797 | 2 | 8 | 851 | 2 | 15 | 203 | 2 | 8 | 468 | 2 | 19 | 10 | E | 9 | 9 | A | 7 | 20.6 | A | 7 | -6.1 | A | 7 | 15 | A | 7 | 839 | A | 7 | 70 | A | 7 | 8.2 | A | 7 | 16000 | B | 7 | 6096 | A | 7 | 0.8 | E | 8 | 0.08 | F | 8 | 0.19 | F | 8 | 0 | 1 | D | 9 | 0 | C | 8
1999-04-12 | 16:00 | 758 | 1360 | 391 | 2 | 8 | 265 | 2 | 15 | 243 | 2 | 8 | 418 | 2 | 8 | 279 | 2 | 15 | 262 | 2 | 8 | 585 | 2 | 19 | 10 | E | 9 | 9 | A | 7 | 19.4 | A | 7 | -5.6 | A | 7 | 17 | A | 7 | 838 | A | 7 | 70 | A | 7 | 8.8 | A | 7 | 16000 | B | 7 | 6096 | A | 7 | 0.8 | E | 8 | 0.08 | F | 8 | 0.19 | F | 8 | 0 | 1 | D | 9 | 0 | C | 8
1999-04-12 | 17:00 | 525 | 1360 | 191 | 2 | 8 | 75 | 2 | 15 | 162 | 2 | 8 | 209 | 2 | 8 | 72 | 2 | 15 | 182 | 2 | 8 | 446 | 2 | 19 | 10 | B | 8 | 9 | B | 8 | 18.9 | A | 7 | -4.4 | A | 7 | 19 | A | 7 | 832 | A | 7 | 50 | A | 7 | 9.3 | A | 7 | 16000 | B | 7 | 6096 | A | 7 | 0.8 | E | 8 | 0.08 | F | 8 | 0.19 | F | 8 | 0 | 1 | D | 9 | 0 | C | 8
1999-04-12 | 18:00 | 267 | 1360 | 155 | 2 | 8 | 375 | 2 | 15 | 81 | 2 | 8 | 157 | 2 | 8 | 277 | 2 | 15 | 103 | 2 | 8 | 152 | 2 | 19 | 10 | E | 9 | 9 | A | 7 | 16.7 | A | 7 | -4.4 | A | 7 | 22 | A | 7 | 837 | A | 7 | 50 | A | 7 | 7.2 | A | 7 | 16000 | B | 7 | 6096 | A | 7 | 0.8 | E | 8 | 0.08 | F | 8 | 0.19 | F | 8 | 0 | 1 | D | 9 | 0 | C | 8
1999-04-12 | 19:00 | 35 | 737 | 0 | 2 | 8 | 0 | 2 | 15 | 0 | 2 | 8 | 0 | 2 | 8 | 0 | 2 | 15 | 0 | 2 | 8 | 0 | 2 | 19 | 10 | E | 9 | 9 | A | 7 | 13.3 | A | 7 | -5.6 | A | 7 | 25 | A | 7 | 835 | A | 7 | 40 | A | 7 | 5.7 | A | 7 | 16000 | B | 7 | 6096 | A | 7 | 0.8 | E | 8 | 0.08 | F | 8 | 0.19 | F | 8 | 0 | 1 | D | 9 | 0 | C | 8
1999-04-12 | 20:00 | 0 | 0 | 0 | 2 | 0 | 0 | 2 | 0 | 0 | 2 | 0 | 0 | 2 | 0 | 0 | 2 | 0 | 0 | 2 | 0 | 0 | 2 | 0 | 10 | E | 9 | 9 | A | 7 | 12.8 | A | 7 | -6.1 | A | 7 | 25 | A | 7 | 835 | A | 7 | 50 | A | 7 | 7.2 | A | 7 | 16000 | B | 7 | 3353 | A | 7 | 0.8 | E | 8 | 0.08 | F | 8 | 0.19 | F | 8 | 0 | 1 | D | 9 | 0 | C | 8
1999-04-12 | 21:00 | 0 | 0 | 0 | 2 | 0 | 0 | 2 | 0 | 0 | 2 | 0 | 0 | 2 | 0 | 0 | 2 | 0 | 0 | 2 | 0 | 0 | 2 | 0 | 10 | E | 9 | 9 | A | 7 | 10.6 | A | 7 | -4.4 | A | 7 | 33 | A | 7 | 835 | A | 7 | 10 | A | 7 | 5.2 | A | 7 | 16000 | B | 7 | 6096 | A | 7 | 0.8 | E | 8 | 0.08 | F | 8 | 0.19 | F | 8 | 0 | 1 | D | 9 | 0 | C | 8
1999-04-12 | 22:00 | 0 | 0 | 0 | 2 | 0 | 0 | 2 | 0 | 0 | 2 | 0 | 0 | 2 | 0 | 0 | 2 | 0 | 0 | 2 | 0 | 0 | 2 | 0 | 3 | E | 9 | 3 | A | 7 | 8.9 | A | 7 | -2.2 | A | 7 | 45 | A | 7 | 834 | A | 7 | 30 | A | 7 | 5.7 | A | 7 | 16000 | B | 7 | 77777 | A | 7 | 0.8 | E | 8 | 0.08 | F | 8 | 0.19 | F | 8 | 0 | 1 | D | 9 | 0 | C | 8
1999-04-12 | 23:00 | 0 | 0 | 0 | 2 | 0 | 0 | 2 | 0 | 0 | 2 | 0 | 0 | 2 | 0 | 0 | 2 | 0 | 0 | 2 | 0 | 0 | 2 | 0 | 2 | E | 9 | 2 | A | 7 | 6.7 | A | 7 | -1.1 | A | 7 | 57 | A | 7 | 833 | A | 7 | 10 | A | 7 | 3.6 | A | 7 | 16000 | B | 7 | 77777 | A | 7 | 0.8 | E | 8 | 0.08 | F | 8 | 0.19 | F | 8 | 0 | 1 | D | 9 | 0 | C | 8
1999-04-12 | 24:00 | 0 | 0 | 0 | 2 | 0 | 0 | 2 | 0 | 0 | 2 | 0 | 0 | 2 | 0 | 0 | 2 | 0 | 0 | 2 | 0 | 0 | 2 | 0 | 3 | E | 9 | 3 | A | 7 | 6.7 | A | 7 | -1.1 | A | 7 | 57 | A | 7 | 832 | A | 7 | 300 | A | 7 | 4.6 | A | 7 | 16000 | B | 7 | 77777 | A | 7 | 0.8 | E | 8 | 0.08 | F | 8 | 0.19 | F | 8 | 0 | 1 | D | 9 | 0 | C | 8
1999-04-13 | 1:00 | 0 | 0 | 0 | 2 | 0 | 0 | 2 | 0 | 0 | 2 | 0 | 0 | 2 | 0 | 0 | 2 | 0 | 0 | 2 | 0 | 0 | 2 | 0 | 3 | E | 9 | 3 | A | 7 | 5 | A | 7 | -2.2 | A | 7 | 58 | A | 7 | 831 | A | 7 | 300 | A | 7 | 4.1 | A | 7 | 16000 | B | 7 | 77777 | A | 7 | 0.8 | E | 8 | 0.08 | F | 8 | 0.19 | F | 8 | 0 | 1 | D | 9 | 0 | C | 8
1999-04-13 | 2:00 | 0 | 0 | 0 | 2 | 0 | 0 | 2 | 0 | 0 | 2 | 0 | 0 | 2 | 0 | 0 | 2 | 0 | 0 | 2 | 0 | 0 | 2 | 0 | 2 | E | 9 | 2 | A | 7 | 6.1 | A | 7 | -1.1 | A | 7 | 59 | A | 7 | 831 | A | 7 | 300 | A | 7 | 4.6 | A | 7 | 16000 | B | 7 | 77777 | A | 7 | 0.8 | E | 8 | 0.08 | F | 8 | 0.19 | F | 8 | 0 | 1 | D | 9 | 0 | C | 8
1999-04-13 | 3:00 | 0 | 0 | 0 | 2 | 0 | 0 | 2 | 0 | 0 | 2 | 0 | 0 | 2 | 0 | 0 | 2 | 0 | 0 | 2 | 0 | 0 | 2 | 0 | 3 | E | 9 | 3 | A | 7 | 3.9 | A | 7 | -1.7 | A | 7 | 66 | A | 7 | 830 | A | 7 | 280 | A | 7 | 3.6 | A | 7 | 16000 | B | 7 | 77777 | A | 7 | 0.9 | E | 8 | 0.08 | F | 8 | 0.19 | F | 8 | 0 | 1 | D | 9 | 0 | C | 8
1999-04-13 | 4:00 | 0 | 0 | 0 | 2 | 0 | 0 | 2 | 0 | 0 | 2 | 0 | 0 | 2 | 0 | 0 | 2 | 0 | 0 | 2 | 0 | 0 | 2 | 0 | 2 | E | 9 | 2 | A | 7 | 3.3 | A | 7 | -2.2 | A | 7 | 66 | A | 7 | 829 | A | 7 | 280 | A | 7 | 3.1 | A | 7 | 16000 | B | 7 | 77777 | A | 7 | 0.9 | E | 8 | 0.08 | F | 8 | 0.19 | F | 8 | 0 | 1 | D | 9 | 0 | C | 8
1999-04-13 | 5:00 | 0 | 0 | 0 | 2 | 0 | 0 | 2 | 0 | 0 | 2 | 0 | 0 | 2 | 0 | 0 | 2 | 0 | 0 | 2 | 0 | 0 | 2 | 0 | 3 | E | 9 | 3 | A | 7 | 3.9 | A | 7 | -1.7 | A | 7 | 66 | A | 7 | 832 | A | 7 | 260 | A | 7 | 3.6 | A | 7 | 16000 | B | 7 | 77777 | A | 7 | 0.9 | E | 8 | 0.08 | F | 8 | 0.19 | F | 8 | 0 | 1 | D | 9 | 0 | C | 8
1999-04-13 | 6:00 | 40 | 782 | 2 | 2 | 8 | 108 | 2 | 15 | 1 | 2 | 8 | 8 | 2 | 8 | 62 | 2 | 15 | 4 | 2 | 8 | 4 | 2 | 19 | 5 | E | 9 | 5 | A | 7 | 3.9 | A | 7 | -1.7 | A | 7 | 66 | A | 7 | 830 | A | 7 | 250 | A | 7 | 4.6 | A | 7 | 16000 | B | 7 | 77777 | A | 7 | 0.9 | E | 8 | 0.08 | F | 8 | 0.19 | F | 8 | 0 | 1 | D | 9 | 0 | C | 8
1999-04-13 | 7:00 | 276 | 1359 | 185 | 2 | 8 | 540 | 2 | 15 | 75 | 2 | 8 | 184 | 2 | 8 | 403 | 2 | 15 | 102 | 2 | 8 | 124 | 2 | 19 | 5 | E | 9 | 5 | A | 7 | 7.2 | A | 7 | -1.1 | A | 7 | 55 | A | 7 | 832 | A | 7 | 270 | A | 7 | 3.6 | A | 7 | 16000 | B | 7 | 77777 | A | 7 | 0.9 | E | 8 | 0.08 | F | 8 | 0.19 | F | 8 | 0 | 1 | D | 9 | 0 | C | 8
1999-04-13 | 8:00 | 534 | 1359 | 385 | 2 | 8 | 736 | 2 | 15 | 95 | 2 | 8 | 400 | 2 | 8 | 695 | 2 | 15 | 126 | 2 | 8 | 186 | 2 | 19 | 5 | E | 9 | 5 | A | 7 | 10.6 | A | 7 | -1.1 | A | 7 | 44 | A | 7 | 833 | A | 7 | 320 | A | 7 | 5.7 | A | 7 | 16000 | B | 7 | 77777 | A | 7 | 0.9 | E | 8 | 0.08 | F | 8 | 0.19 | F | 8 | 0 | 1 | D | 9 | 0 | C | 8
1999-04-13 | 9:00 | 766 | 1359 | 561 | 2 | 8 | 772 | 2 | 15 | 125 | 2 | 8 | 593 | 2 | 8 | 774 | 2 | 15 | 156 | 2 | 8 | 286 | 2 | 19 | 9 | E | 9 | 9 | A | 7 | 12.2 | A | 7 | 0 | A | 7 | 43 | A | 7 | 834 | A | 7 | 340 | A | 7 | 6.2 | A | 7 | 16000 | B | 7 | 6096 | A | 7 | 0.9 | E | 8 | 0.08 | F | 8 | 0.19 | F | 8 | 0 | 1 | D | 9 | 0 | C | 8
1999-04-13 | 10:00 | 955 | 1359 | 717 | 2 | 8 | 710 | 2 | 15 | 218 | 2 | 8 | 746 | 2 | 8 | 711 | 2 | 15 | 245 | 2 | 8 | 592 | 2 | 19 | 5 | E | 9 | 5 | A | 7 | 15 | A | 7 | 2.8 | A | 7 | 44 | A | 7 | 835 | A | 7 | 320 | A | 7 | 7.2 | A | 7 | 16000 | B | 7 | 77777 | A | 7 | 1 | E | 8 | 0.08 | F | 8 | 0.19 | F | 8 | 0 | 1 | D | 9 | 0 | C | 8
1999-04-13 | 11:00 | 1088 | 1359 | 334 | 2 | 8 | 66 | 2 | 15 | 281 | 2 | 8 | 369 | 2 | 8 | 67 | 2 | 15 | 315 | 2 | 8 | 1168 | 2 | 19 | 7 | B | 8 | 7 | B | 8 | 16.7 | A | 7 | 3.9 | A | 7 | 42 | A | 7 | 831 | A | 7 | 10 | A | 7 | 7.7 | A | 7 | 16000 | B | 7 | 2438 | A | 7 | 1 | E | 8 | 0.08 | F | 8 | 0.19 | F | 8 | 0 | 1 | D | 9 | 0 | C | 8
1999-04-13 | 12:00 | 1157 | 1359 | 607 | 2 | 8 | 246 | 2 | 15 | 396 | 2 | 8 | 659 | 2 | 8 | 267 | 2 | 15 | 432 | 2 | 8 | 1641 | 2 | 19 | 9 | E | 9 | 9 | A | 7 | 17.8 | A | 7 | 1.7 | A | 7 | 34 | A | 7 | 835 | A | 7 | 20 | A | 7 | 9.3 | A | 7 | 16000 | B | 7 | 6096 | A | 7 | 1 | E | 8 | 0.08 | F | 8 | 0.19 | F | 8 | 0 | 1 | D | 9 | 0 | C | 8
1999-04-13 | 13:00 | 1156 | 1359 | 798 | 2 | 8 | 563 | 2 | 15 | 318 | 2 | 8 | 854 | 2 | 8 | 588 | 2 | 15 | 353 | 2 | 8 | 1381 | 2 | 19 | 9 | E | 9 | 9 | A | 7 | 18.3 | A | 7 | 5 | A | 7 | 41 | A | 7 | 835 | A | 7 | 40 | A | 7 | 8.8 | A | 7 | 16000 | B | 7 | 1524 | A | 7 | 1 | E | 8 | 0.08 | F | 8 | 0.19 | F | 8 | 0 | 1 | D | 9 | 61 | C | 8
1999-04-13 | 14:00 | 1086 | 1359 | 544 | 2 | 8 | 221 | 2 | 15 | 367 | 2 | 8 | 598 | 2 | 8 | 235 | 2 | 15 | 409 | 2 | 8 | 1316 | 2 | 19 | 9 | E | 9 | 9 | A | 7 | 15.6 | A | 7 | 4.4 | A | 7 | 47 | A | 7 | 833 | A | 7 | 20 | A | 7 | 5.7 | A | 7 | 16000 | B | 7 | 1829 | A | 7 | 1 | E | 8 | 0.08 | F | 8 | 0.19 | F | 8 | 0 | 1 | D | 9 | 0 | C | 8
1999-04-13 | 15:00 | 951 | 1359 | 274 | 2 | 8 | 30 | 2 | 15 | 253 | 2 | 8 | 302 | 2 | 8 | 30 | 2 | 15 | 281 | 2 | 8 | 929 | 2 | 19 | 9 | E | 9 | 9 | A | 7 | 12.2 | A | 7 | 8.3 | A | 7 | 77 | A | 7 | 831 | A | 7 | 40 | A | 7 | 4.6 | A | 7 | 16000 | B | 7 | 1524 | A | 7 | 1 | E | 8 | 0.08 | F | 8 | 0.19 | F | 8 | 0 | 1 | D | 9 | 0 | C | 8
1999-04-13 | 16:00 | 761 | 1359 | 99 | 2 | 8 | 0 | 2 | 15 | 99 | 2 | 8 | 121 | 2 | 8 | 0 | 2 | 15 | 121 | 2 | 8 | 479 | 2 | 19 | 9 | E | 9 | 9 | A | 7 | 13.9 | A | 7 | 8.3 | A | 7 | 69 | A | 7 | 832 | A | 7 | 50 | A | 7 | 3.1 | A | 7 | 16000 | B | 7 | 6096 | A | 7 | 1.1 | E | 8 | 0.08 | F | 8 | 0.19 | F | 8 | 0 | 1 | D | 9 | 0 | C | 8
1999-04-13 | 17:00 | 529 | 1359 | 160 | 2 | 8 | 69 | 2 | 15 | 133 | 2 | 8 | 176 | 2 | 8 | 66 | 2 | 15 | 150 | 2 | 8 | 383 | 2 | 19 | 9 | B | 8 | 9 | B | 8 | 15.6 | A | 7 | 6.7 | A | 7 | 55 | A | 7 | 828 | A | 7 | 50 | A | 7 | 5.7 | A | 7 | 16000 | B | 7 | 6096 | A | 7 | 1.1 | E | 8 | 0.08 | F | 8 | 0.19 | F | 8 | 0 | 1 | D | 9 | 0 | C | 8
1999-04-13 | 18:00 | 271 | 1359 | 160 | 2 | 8 | 381 | 2 | 15 | 84 | 2 | 8 | 162 | 2 | 8 | 284 | 2 | 15 | 106 | 2 | 8 | 158 | 2 | 19 | 9 | E | 9 | 9 | A | 7 | 13.9 | A | 7 | 5 | A | 7 | 55 | A | 7 | 832 | A | 7 | 50 | A | 7 | 4.6 | A | 7 | 16000 | B | 7 | 2896 | A | 7 | 1.1 | E | 8 | 0.08 | F | 8 | 0.19 | F | 8 | 0 | 1 | D | 9 | 0 | C | 8
1999-04-13 | 19:00 | 37 | 759 | 2 | 2 | 8 | 112 | 2 | 15 | 2 | 2 | 8 | 9 | 2 | 8 | 64 | 2 | 15 | 6 | 2 | 8 | 8 | 2 | 19 | 5 | E | 9 | 5 | A | 7 | 10 | A | 7 | 7.2 | A | 7 | 83 | A | 7 | 830 | A | 7 | 120 | A | 7 | 5.2 | A | 7 | 16000 | B | 7 | 77777 | A | 7 | 1.1 | E | 8 | 0.08 | F | 8 | 0.19 | F | 8 | 0 | 1 | D | 9 | 0 | C | 8
1999-04-13 | 20:00 | 0 | 0 | 0 | 2 | 0 | 0 | 2 | 0 | 0 | 2 | 0 | 0 | 2 | 0 | 0 | 2 | 0 | 0 | 2 | 0 | 0 | 2 | 0 | 5 | E | 9 | 5 | A | 7 | 7.2 | A | 7 | 5.6 | A | 7 | 90 | A | 7 | 829 | A | 7 | 150 | A | 7 | 3.6 | A | 7 | 11200 | B | 7 | 77777 | A | 7 | 1.1 | E | 8 | 0.08 | F | 8 | 0.19 | F | 8 | 0 | 1 | D | 9 | 0 | C | 8
1999-04-13 | 21:00 | 0 | 0 | 0 | 2 | 0 | 0 | 2 | 0 | 0 | 2 | 0 | 0 | 2 | 0 | 0 | 2 | 0 | 0 | 2 | 0 | 0 | 2 | 0 | 9 | E | 9 | 9 | A | 7 | 9.4 | A | 7 | 7.2 | A | 7 | 86 | A | 7 | 830 | A | 7 | 250 | A | 7 | 4.1 | A | 7 | 12800 | B | 7 | 2743 | A | 7 | 1.2 | E | 8 | 0.08 | F | 8 | 0.19 | F | 8 | 0 | 1 | D | 9 | 0 | C | 8
1999-04-13 | 22:00 | 0 | 0 | 0 | 2 | 0 | 0 | 2 | 0 | 0 | 2 | 0 | 0 | 2 | 0 | 0 | 2 | 0 | 0 | 2 | 0 | 0 | 2 | 0 | 10 | E | 9 | 10 | A | 7 | 8.3 | A | 7 | 5.6 | A | 7 | 83 | A | 7 | 830 | A | 7 | 310 | A | 7 | 6.7 | A | 7 | 16000 | B | 7 | 762 | A | 7 | 1.2 | E | 8 | 0.08 | F | 8 | 0.19 | F | 8 | 0 | 1 | D | 9 | 17 | C | 8
1999-04-13 | 23:00 | 0 | 0 | 0 | 2 | 0 | 0 | 2 | 0 | 0 | 2 | 0 | 0 | 2 | 0 | 0 | 2 | 0 | 0 | 2 | 0 | 0 | 2 | 0 | 10 | E | 9 | 10 | A | 7 | 7.8 | A | 7 | 6.7 | A | 7 | 93 | A | 7 | 829 | A | 7 | 270 | A | 7 | 6.2 | A | 7 | 16000 | B | 7 | 1006 | A | 7 | 1.2 | E | 8 | 0.08 | F | 8 | 0.19 | F | 8 | 0 | 1 | D | 9 | 61 | C | 8
1999-04-13 | 24:00 | 0 | 0 | 0 | 2 | 0 | 0 | 2 | 0 | 0 | 2 | 0 | 0 | 2 | 0 | 0 | 2 | 0 | 0 | 2 | 0 | 0 | 2 | 0 | 10 | E | 9 | 10 | A | 7 | 7.2 | A | 7 | 5.6 | A | 7 | 90 | A | 7 | 829 | A | 7 | 10 | A | 7 | 6.2 | A | 7 | 12800 | B | 7 | 1524 | A | 7 | 1.2 | E | 8 | 0.08 | F | 8 | 0.19 | F | 8 | 0 | 1 | D | 9 | 80 | C | 8
1999-04-14 | 1:00 | 0 | 0 | 0 | 2 | 0 | 0 | 2 | 0 | 0 | 2 | 0 | 0 | 2 | 0 | 0 | 2 | 0 | 0 | 2 | 0 | 0 | 2 | 0 | 10 | E | 9 | 10 | A | 7 | 7.2 | A | 7 | 6.7 | A | 7 | 97 | A | 7 | 828 | A | 7 | 260 | A | 7 | 3.6 | A | 7 | 16000 | B | 7 | 1158 | A | 7 | 1.2 | E | 8 | 0.081 | F | 8 | 0.19 | F | 8 | 0 | 1 | D | 9 | 0 | C | 8
1999-04-14 | 2:00 | 0 | 0 | 0 | 2 | 0 | 0 | 2 | 0 | 0 | 2 | 0 | 0 | 2 | 0 | 0 | 2 | 0 | 0 | 2 | 0 | 0 | 2 | 0 | 10 | E | 9 | 10 | A | 7 | 7.2 | A | 7 | 6.1 | A | 7 | 93 | A | 7 | 829 | A | 7 | 330 | A | 7 | 6.7 | A | 7 | 11200 | B | 7 | 1311 | A | 7 | 1.2 | E | 8 | 0.081 | F | 8 | 0.19 | F | 8 | 3 | 1 | D | 9 | 61 | C | 8
1999-04-14 | 3:00 | 0 | 0 | 0 | 2 | 0 | 0 | 2 | 0 | 0 | 2 | 0 | 0 | 2 | 0 | 0 | 2 | 0 | 0 | 2 | 0 | 0 | 2 | 0 | 10 | E | 9 | 10 | A | 7 | 6.1 | A | 7 | 3.9 | A | 7 | 86 | A | 7 | 829 | A | 7 | 340 | A | 7 | 8.2 | A | 7 | 16000 | B | 7 | 1524 | A | 7 | 1.3 | E | 8 | 0.081 | F | 8 | 0.19 | F | 8 | 0 | 1 | D | 9 | 61 | C | 8
1999-04-14 | 4:00 | 0 | 0 | 0 | 2 | 0 | 0 | 2 | 0 | 0 | 2 | 0 | 0 | 2 | 0 | 0 | 2 | 0 | 0 | 2 | 0 | 0 | 2 | 0 | 10 | E | 9 | 10 | A | 7 | 6 | A | 7 | 4 | A | 7 | 87 | A | 7 | 830 | A | 7 | 340 | A | 7 | 9.3 | A | 7 | 12900 | B | 7 | 300 | A | 7 | 1.3 | E | 8 | 0.081 | F | 8 | 0.19 | F | 8 | 0 | 1 | D | 9 | 61 | C | 8
1999-04-14 | 5:00 | 0 | 0 | 0 | 2 | 0 | 0 | 2 | 0 | 0 | 2 | 0 | 0 | 2 | 0 | 0 | 2 | 0 | 0 | 2 | 0 | 0 | 2 | 0 | 10 | E | 9 | 10 | A | 7 | 5 | A | 7 | 3.3 | A | 7 | 89 | A | 7 | 831 | A | 7 | 340 | A | 7 | 10.3 | A | 7 | 16000 | B | 7 | 396 | A | 7 | 1.3 | E | 8 | 0.081 | F | 8 | 0.19 | F | 8 | 0 | 1 | D | 9 | 0 | C | 8
1999-04-14 | 6:00 | 43 | 804 | 3 | 2 | 8 | 77 | 2 | 15 | 2 | 2 | 8 | 7 | 2 | 8 | 45 | 2 | 15 | 5 | 2 | 8 | 8 | 2 | 19 | 10 | E | 9 | 10 | A | 7 | 2.8 | A | 7 | 1.7 | A | 7 | 92 | A | 7 | 830 | A | 7 | 360 | A | 7 | 8.8 | A | 7 | 16000 | B | 7 | 244 | A | 7 | 1.3 | E | 8 | 0.081 | F | 8 | 0.19 | F | 8 | 0 | 1 | D | 9 | 61 | C | 8
1999-04-14 | 7:00 | 282 | 1359 | 192 | 2 | 8 | 349 | 2 | 15 | 119 | 2 | 8 | 195 | 2 | 8 | 264 | 2 | 15 | 140 | 2 | 8 | 255 | 2 | 19 | 10 | E | 9 | 10 | A | 7 | 0.6 | A | 7 | 0 | A | 7 | 96 | A | 7 | 831 | A | 7 | 360 | A | 7 | 11.3 | A | 7 | 2400 | B | 7 | 122 | A | 7 | 1.2 | E | 8 | 0.081 | F | 8 | 0.19 | F | 8 | 0 | 1 | D | 9 | 38 | C | 8
1999-04-14 | 8:00 | 540 | 1359 | 163 | 2 | 8 | 38 | 2 | 15 | 148 | 2 | 8 | 179 | 2 | 8 | 36 | 2 | 15 | 165 | 2 | 8 | 422 | 2 | 19 | 10 | B | 8 | 10 | B | 8 | 0 | A | 7 | 0 | A | 7 | 100 | A | 7 | 833 | A | 7 | 360 | A | 7 | 9.8 | A | 7 | 400 | B | 7 | 61 | A | 7 | 1.2 | E | 8 | 0.081 | F | 8 | 0.19 | F | 8 | 0 | 1 | D | 9 | 38 | C | 8
1999-04-14 | 9:00 | 771 | 1359 | 119 | 2 | 8 | 0 | 2 | 15 | 119 | 2 | 8 | 143 | 2 | 8 | 0 | 2 | 15 | 143 | 2 | 8 | 565 | 2 | 19 | 10 | E | 9 | 10 | A | 7 | 0 | A | 7 | 0 | A | 7 | 100 | A | 7 | 834 | A | 7 | 360 | A | 7 | 10.3 | A | 7 | 400 | B | 7 | 61 | A | 7 | 1.2 | E | 8 | 0.081 | F | 8 | 0.19 | F | 8 | 0 | 1 | D | 9 | 45 | C | 8
1999-04-14 | 10:00 | 960 | 1359 | 121 | 2 | 8 | 0 | 2 | 15 | 121 | 2 | 8 | 150 | 2 | 8 | 0 | 2 | 15 | 150 | 2 | 8 | 621 | 2 | 19 | 10 | E | 9 | 10 | A | 7 | 0 | A | 7 | -0.6 | A | 7 | 95 | A | 7 | 835 | A | 7 | 10 | A | 7 | 10.3 | A | 7 | 400 | B | 7 | 61 | A | 7 | 1.2 | E | 8 | 0.081 | F | 8 | 0.19 | F | 8 | 0 | 1 | D | 9 | 45 | C | 8
1999-04-14 | 11:00 | 1093 | 1359 | 210 | 2 | 8 | 6 | 2 | 15 | 206 | 2 | 8 | 256 | 2 | 8 | 5 | 2 | 15 | 252 | 2 | 8 | 1019 | 2 | 19 | 10 | E | 9 | 10 | A | 7 | 0 | A | 7 | -0.6 | A | 7 | 95 | A | 7 | 838 | A | 7 | 10 | A | 7 | 8.2 | A | 7 | 3200 | B | 7 | 122 | A | 7 | 1.1 | E | 8 | 0.081 | F | 8 | 0.19 | F | 8 | 0 | 1 | D | 9 | 10 | C | 8
1999-04-14 | 12:00 | 1161 | 1359 | 315 | 2 | 8 | 12 | 2 | 15 | 305 | 2 | 8 | 375 | 2 | 8 | 10 | 2 | 15 | 366 | 2 | 8 | 1408 | 2 | 19 | 9 | E | 9 | 9 | A | 7 | 2 | A | 7 | -1 | A | 7 | 80 | A | 7 | 836 | A | 7 | 20 | A | 7 | 11.8 | A | 7 | 16100 | B | 7 | 660 | A | 7 | 1.1 | E | 8 | 0.081 | F | 8 | 0.19 | F | 8 | 0 | 1 | D | 9 | 0 | C | 8
1999-04-14 | 13:00 | 1160 | 1359 | 566 | 2 | 8 | 192 | 2 | 15 | 402 | 2 | 8 | 623 | 2 | 8 | 205 | 2 | 15 | 447 | 2 | 8 | 1647 | 2 | 19 | 9 | E | 9 | 9 | A | 7 | 3.3 | A | 7 | -0.6 | A | 7 | 75 | A | 7 | 837 | A | 7 | 10 | A | 7 | 11.3 | A | 7 | 16000 | B | 7 | 762 | A | 7 | 1.1 | E | 8 | 0.081 | F | 8 | 0.19 | F | 8 | 0 | 1 | D | 9 | 0 | C | 8
1999-04-14 | 14:00 | 1089 | 1359 | 228 | 2 | 8 | 12 | 2 | 15 | 218 | 2 | 8 | 275 | 2 | 8 | 10 | 2 | 15 | 267 | 2 | 8 | 1067 | 2 | 19 | 9 | E | 9 | 9 | A | 7 | 3.3 | A | 7 | -2.8 | A | 7 | 63 | A | 7 | 837 | A | 7 | 360 | A | 7 | 10.3 | A | 7 | 16000 | B | 7 | 1128 | A | 7 | 1.1 | E | 8 | 0.081 | F | 8 | 0.19 | F | 8 | 0 | 1 | D | 9 | 0 | C | 8
1999-04-14 | 15:00 | 955 | 1359 | 440 | 2 | 8 | 161 | 2 | 15 | 327 | 2 | 8 | 482 | 2 | 8 | 170 | 2 | 15 | 362 | 2 | 8 | 995 | 2 | 19 | 10 | E | 9 | 10 | A | 7 | 2.8 | A | 7 | -3.3 | A | 7 | 62 | A | 7 | 837 | A | 7 | 10 | A | 7 | 8.2 | A | 7 | 16000 | B | 7 | 1158 | A | 7 | 1 | E | 8 | 0.081 | F | 8 | 0.19 | F | 8 | 0 | 1 | D | 9 | 0 | C | 8
1999-04-14 | 16:00 | 765 | 1359 | 188 | 2 | 8 | 6 | 2 | 15 | 184 | 2 | 8 | 218 | 2 | 8 | 5 | 2 | 15 | 215 | 2 | 8 | 800 | 2 | 19 | 9 | E | 9 | 9 | A | 7 | 3.9 | A | 7 | -3.3 | A | 7 | 57 | A | 7 | 837 | A | 7 | 30 | A | 7 | 7.7 | A | 7 | 16000 | B | 7 | 1372 | A | 7 | 1 | E | 8 | 0.081 | F | 8 | 0.19 | F | 8 | 0 | 1 | D | 9 | 0 | C | 8
1999-04-14 | 17:00 | 533 | 1359 | 166 | 2 | 8 | 23 | 2 | 15 | 157 | 2 | 8 | 187 | 2 | 8 | 17 | 2 | 15 | 180 | 2 | 8 | 584 | 2 | 19 | 10 | E | 9 | 10 | A | 7 | 2.8 | A | 7 | -3.9 | A | 7 | 59 | A | 7 | 838 | A | 7 | 20 | A | 7 | 7.2 | A | 7 | 16000 | B | 7 | 1433 | A | 7 | 1 | E | 8 | 0.081 | F | 8 | 0.19 | F | 8 | 0 | 1 | D | 9 | 0 | C | 8
1999-04-14 | 18:00 | 275 | 1359 | 43 | 2 | 8 | 0 | 2 | 15 | 43 | 2 | 8 | 50 | 2 | 8 | 0 | 2 | 15 | 50 | 2 | 8 | 167 | 2 | 19 | 10 | E | 9 | 10 | A | 7 | 2.2 | A | 7 | -2.2 | A | 7 | 71 | A | 7 | 837 | A | 7 | 20 | A | 7 | 5.7 | A | 7 | 9600 | B | 7 | 1036 | A | 7 | 0.9 | E | 8 | 0.081 | F | 8 | 0.19 | F | 8 | 0 | 1 | D | 9 | 71 | C | 8
1999-04-14 | 19:00 | 39 | 781 | 1 | 2 | 8 | 0 | 2 | 15 | 1 | 2 | 8 | 1 | 2 | 8 | 0 | 2 | 15 | 1 | 2 | 8 | 4 | 2 | 19 | 10 | E | 9 | 10 | A | 7 | 1.7 | A | 7 | -2.8 | A | 7 | 70 | A | 7 | 838 | A | 7 | 20 | A | 7 | 6.2 | A | 7 | 16000 | B | 7 | 1676 | A | 7 | 0.9 | E | 8 | 0.081 | F | 8 | 0.19 | F | 8 | 0 | 1 | D | 9 | 0 | C | 8
1999-04-14 | 20:00 | 0 | 0 | 0 | 2 | 0 | 0 | 2 | 0 | 0 | 2 | 0 | 0 | 2 | 0 | 0 | 2 | 0 | 0 | 2 | 0 | 0 | 2 | 0 | 10 | E | 9 | 10 | A | 7 | 1.7 | A | 7 | -3.3 | A | 7 | 67 | A | 7 | 839 | A | 7 | 20 | A | 7 | 5.7 | A | 7 | 14400 | B | 7 | 1067 | A | 7 | 0.9 | E | 8 | 0.081 | F | 8 | 0.19 | F | 8 | 0 | 1 | D | 9 | 0 | C | 8
1999-04-14 | 21:00 | 0 | 0 | 0 | 2 | 0 | 0 | 2 | 0 | 0 | 2 | 0 | 0 | 2 | 0 | 0 | 2 | 0 | 0 | 2 | 0 | 0 | 2 | 0 | 10 | E | 9 | 10 | A | 7 | 1.1 | A | 7 | -3.9 | A | 7 | 67 | A | 7 | 839 | A | 7 | 20 | A | 7 | 6.2 | A | 7 | 16000 | B | 7 | 1676 | A | 7 | 0.9 | E | 8 | 0.081 | F | 8 | 0.19 | F | 8 | 0 | 1 | D | 9 | 0 | C | 8
1999-04-14 | 22:00 | 0 | 0 | 0 | 2 | 0 | 0 | 2 | 0 | 0 | 2 | 0 | 0 | 2 | 0 | 0 | 2 | 0 | 0 | 2 | 0 | 0 | 2 | 0 | 10 | E | 9 | 10 | A | 7 | -0.6 | A | 7 | -2.8 | A | 7 | 83 | A | 7 | 838 | A | 7 | 20 | A | 7 | 4.6 | A | 7 | 16000 | B | 7 | 1433 | A | 7 | 0.8 | E | 8 | 0.081 | F | 8 | 0.19 | F | 8 | 0 | 1 | D | 9 | 0 | C | 8
1999-04-14 | 23:00 | 0 | 0 | 0 | 2 | 0 | 0 | 2 | 0 | 0 | 2 | 0 | 0 | 2 | 0 | 0 | 2 | 0 | 0 | 2 | 0 | 0 | 2 | 0 | 10 | E | 9 | 10 | A | 7 | -1.1 | A | 7 | -2.2 | A | 7 | 91 | A | 7 | 839 | A | 7 | 360 | A | 7 | 3.1 | A | 7 | 1600 | B | 7 | 518 | A | 7 | 0.8 | E | 8 | 0.081 | F | 8 | 0.19 | F | 8 | 0 | 1 | D | 9 | 71 | C | 8
1999-04-14 | 24:00 | 0 | 0 | 0 | 2 | 0 | 0 | 2 | 0 | 0 | 2 | 0 | 0 | 2 | 0 | 0 | 2 | 0 | 0 | 2 | 0 | 0 | 2 | 0 | 10 | E | 9 | 10 | A | 7 | -1 | A | 7 | -2 | A | 7 | 92 | A | 7 | 837 | A | 7 | 360 | A | 7 | 3.1 | A | 7 | 2000 | B | 7 | 510 | A | 7 | 0.8 | E | 8 | 0.081 | F | 8 | 0.19 | F | 8 | 0 | 1 | D | 9 | 10 | C | 8
1999-04-15 | 1:00 | 0 | 0 | 0 | 2 | 0 | 0 | 2 | 0 | 0 | 2 | 0 | 0 | 2 | 0 | 0 | 2 | 0 | 0 | 2 | 0 | 0 | 2 | 0 | 10 | E | 9 | 10 | A | 7 | -2.8 | A | 7 | -2.8 | A | 7 | 100 | A | 7 | 837 | A | 7 | 50 | A | 7 | 5.2 | A | 7 | 1600 | B | 7 | 305 | A | 7 | 0.7 | E | 8 | 0.081 | F | 8 | 0.19 | F | 8 | 0 | 1 | D | 9 | 10 | C | 8
1999-04-15 | 2:00 | 0 | 0 | 0 | 2 | 0 | 0 | 2 | 0 | 0 | 2 | 0 | 0 | 2 | 0 | 0 | 2 | 0 | 0 | 2 | 0 | 0 | 2 | 0 | 10 | E | 9 | 10 | A | 7 | -2.8 | A | 7 | -3.3 | A | 7 | 96 | A | 7 | 837 | A | 7 | 360 | A | 7 | 6.2 | A | 7 | 800 | B | 7 | 152 | A | 7 | 0.7 | E | 8 | 0.081 | F | 8 | 0.19 | F | 8 | 0 | 1 | D | 9 | 45 | C | 8
1999-04-15 | 3:00 | 0 | 0 | 0 | 2 | 0 | 0 | 2 | 0 | 0 | 2 | 0 | 0 | 2 | 0 | 0 | 2 | 0 | 0 | 2 | 0 | 0 | 2 | 0 | 10 | E | 9 | 10 | A | 7 | -3.9 | A | 7 | -4.4 | A | 7 | 96 | A | 7 | 837 | A | 7 | 20 | A | 7 | 10.8 | A | 7 | 800 | B | 7 | 91 | A | 7 | 0.7 | E | 8 | 0.081 | F | 8 | 0.19 | F | 8 | 0 | 1 | D | 9 | 45 | C | 8
1999-04-15 | 4:00 | 0 | 0 | 0 | 2 | 0 | 0 | 2 | 0 | 0 | 2 | 0 | 0 | 2 | 0 | 0 | 2 | 0 | 0 | 2 | 0 | 0 | 2 | 0 | 10 | E | 9 | 10 | A | 7 | -4 | A | 7 | -4 | A | 7 | 100 | A | 7 | 837 | A | 7 | 20 | A | 7 | 10.8 | A | 7 | 800 | B | 7 | 90 | A | 7 | 0.7 | E | 8 | 0.081 | F | 8 | 0.19 | F | 8 | 0 | 1 | D | 9 | 71 | C | 8
1999-04-15 | 5:00 | 0 | 0 | 0 | 2 | 0 | 0 | 2 | 0 | 0 | 2 | 0 | 0 | 2 | 0 | 0 | 2 | 0 | 0 | 2 | 0 | 0 | 2 | 0 | 10 | E | 9 | 10 | A | 7 | -5.6 | A | 7 | -6.7 | A | 7 | 91 | A | 7 | 837 | A | 7 | 20 | A | 7 | 4.6 | A | 7 | 14400 | B | 7 | 792 | A | 7 | 0.6 | E | 8 | 0.081 | F | 8 | 0.19 | F | 8 | 0 | 1 | D | 9 | 0 | C | 8
1999-04-15 | 6:00 | 47 | 849 | 1 | 2 | 8 | 0 | 2 | 15 | 1 | 2 | 8 | 1 | 2 | 8 | 0 | 2 | 15 | 1 | 2 | 8 | 4 | 2 | 19 | 10 | E | 9 | 10 | A | 7 | -4.4 | A | 7 | -8.3 | A | 7 | 71 | A | 7 | 838 | A | 7 | 30 | A | 7 | 4.1 | A | 7 | 16000 | B | 7 | 1524 | A | 7 | 0.6 | E | 8 | 0.081 | F | 8 | 0.19 | F | 8 | 0 | 1 | D | 9 | 0 | C | 8
1999-04-15 | 7:00 | 288 | 1358 | 54 | 2 | 8 | 0 | 2 | 15 | 54 | 2 | 8 | 62 | 2 | 8 | 0 | 2 | 15 | 62 | 2 | 8 | 204 | 2 | 19 | 9 | E | 9 | 9 | A | 7 | -4.4 | A | 7 | -7.8 | A | 7 | 75 | A | 7 | 838 | A | 7 | 20 | A | 7 | 3.6 | A | 7 | 16000 | B | 7 | 1524 | A | 7 | 0.6 | E | 8 | 0.081 | F | 8 | 0.19 | F | 8 | 0 | 1 | D | 9 | 0 | C | 8
1999-04-15 | 8:00 | 545 | 1358 | 92 | 2 | 8 | 0 | 2 | 15 | 92 | 2 | 8 | 108 | 2 | 8 | 0 | 2 | 15 | 108 | 2 | 8 | 397 | 2 | 19 | 9 | E | 9 | 9 | A | 7 | -3.3 | A | 7 | -9.4 | A | 7 | 59 | A | 7 | 839 | A | 7 | 360 | A | 7 | 6.2 | A | 7 | 16000 | B | 7 | 2743 | A | 7 | 0.6 | E | 8 | 0.081 | F | 8 | 0.19 | F | 8 | 0 | 1 | D | 9 | 0 | C | 8
1999-04-15 | 9:00 | 776 | 1358 | 296 | 2 | 8 | 43 | 2 | 15 | 272 | 2 | 8 | 326 | 2 | 8 | 44 | 2 | 15 | 301 | 2 | 8 | 842 | 2 | 19 | 5 | E | 9 | 5 | A | 7 | -2.2 | A | 7 | -9.4 | A | 7 | 54 | A | 7 | 840 | A | 7 | 310 | A | 7 | 6.2 | A | 7 | 16000 | B | 7 | 77777 | A | 7 | 0.6 | E | 8 | 0.081 | F | 8 | 0.19 | F | 8 | 0 | 1 | D | 9 | 0 | C | 8
1999-04-15 | 10:00 | 964 | 1358 | 349 | 2 | 8 | 42 | 2 | 15 | 319 | 2 | 8 | 384 | 2 | 8 | 43 | 2 | 15 | 354 | 2 | 8 | 1141 | 2 | 19 | 5 | E | 9 | 5 | A | 7 | -1.1 | A | 7 | -9.4 | A | 7 | 49 | A | 7 | 840 | A | 7 | 330 | A | 7 | 6.7 | A | 7 | 16000 | B | 7 | 77777 | A | 7 | 0.6 | E | 8 | 0.081 | F | 8 | 0.19 | F | 8 | 0 | 1 | D | 9 | 0 | C | 8
1999-04-15 | 11:00 | 1097 | 1358 | 575 | 2 | 8 | 241 | 2 | 15 | 380 | 2 | 8 | 623 | 2 | 8 | 261 | 2 | 15 | 412 | 2 | 8 | 1387 | 2 | 19 | 5 | E | 9 | 5 | A | 7 | 0 | A | 7 | -11.7 | A | 7 | 37 | A | 7 | 841 | A | 7 | 330 | A | 7 | 11.8 | A | 7 | 16000 | B | 7 | 77777 | A | 7 | 0.6 | E | 8 | 0.081 | F | 8 | 0.19 | F | 8 | 0 | 1 | D | 9 | 0 | C | 8
1999-04-15 | 12:00 | 1165 | 1358 | 564 | 2 | 8 | 156 | 2 | 15 | 430 | 2 | 8 | 618 | 2 | 8 | 166 | 2 | 15 | 475 | 2 | 8 | 1783 | 2 | 19 | 5 | E | 9 | 5 | A | 7 | 1.1 | A | 7 | -12.8 | A | 7 | 31 | A | 7 | 840 | A | 7 | 340 | A | 7 | 10.8 | A | 7 | 16000 | B | 7 | 77777 | A | 7 | 0.5 | E | 8 | 0.081 | F | 8 | 0.19 | F | 8 | 0 | 1 | D | 9 | 0 | C | 8
1999-04-15 | 13:00 | 1163 | 1358 | 572 | 2 | 8 | 180 | 2 | 15 | 418 | 2 | 8 | 628 | 2 | 8 | 192 | 2 | 15 | 464 | 2 | 8 | 1728 | 2 | 19 | 5 | E | 9 | 5 | A | 7 | 1.7 | A | 7 | -11.1 | A | 7 | 34 | A | 7 | 840 | A | 7 | 350 | A | 7 | 10.8 | A | 7 | 16000 | B | 7 | 77777 | A | 7 | 0.5 | E | 8 | 0.081 | F | 8 | 0.19 | F | 8 | 0 | 1 | D | 9 | 0 | C | 8
1999-04-15 | 14:00 | 1093 | 1358 | 602 | 2 | 8 | 323 | 2 | 15 | 342 | 2 | 8 | 658 | 2 | 8 | 350 | 2 | 15 | 375 | 2 | 8 | 1221 | 2 | 19 | 9 | E | 9 | 9 | A | 7 | 1 | A | 7 | -11 | A | 7 | 36 | A | 7 | 839 | A | 7 | 350 | A | 7 | 12.9 | A | 7 | 6400 | B | 7 | 2400 | A | 7 | 0.5 | E | 8 | 0.081 | F | 8 | 0.19 | F | 8 | 0 | 1 | D | 9 | 71 | C | 8
1999-04-15 | 15:00 | 958 | 1358 | 240 | 2 | 8 | 30 | 2 | 15 | 219 | 2 | 8 | 266 | 2 | 8 | 30 | 2 | 15 | 244 | 2 | 8 | 827 | 2 | 19 | 5 | E | 9 | 5 | A | 7 | 1.7 | A | 7 | -10 | A | 7 | 38 | A | 7 | 839 | A | 7 | 340 | A | 7 | 10.3 | A | 7 | 16000 | B | 7 | 77777 | A | 7 | 0.5 | E | 8 | 0.081 | F | 8 | 0.19 | F | 8 | 0 | 1 | D | 9 | 0 | C | 8
1999-04-15 | 16:00 | 768 | 1358 | 558 | 2 | 8 | 548 | 2 | 15 | 247 | 2 | 8 | 576 | 2 | 8 | 556 | 2 | 15 | 261 | 2 | 8 | 575 | 2 | 19 | 9 | E | 9 | 9 | A | 7 | 1.7 | A | 7 | -11.7 | A | 7 | 32 | A | 7 | 839 | A | 7 | 330 | A | 7 | 10.3 | A | 7 | 16000 | B | 7 | 2591 | A | 7 | 0.5 | E | 8 | 0.081 | F | 8 | 0.19 | F | 8 | 0 | 1 | D | 9 | 0 | C | 8
1999-04-15 | 17:00 | 536 | 1358 | 99 | 2 | 8 | 0 | 2 | 15 | 99 | 2 | 8 | 116 | 2 | 8 | 0 | 2 | 15 | 116 | 2 | 8 | 418 | 2 | 19 | 7 | B | 8 | 7 | B | 8 | 1.1 | A | 7 | -12.2 | A | 7 | 32 | A | 7 | 838 | A | 7 | 340 | A | 7 | 12.9 | A | 7 | 16000 | B | 7 | 2438 | A | 7 | 0.5 | E | 8 | 0.081 | F | 8 | 0.19 | F | 8 | 0 | 1 | D | 9 | 0 | C | 8
1999-04-15 | 18:00 | 279 | 1358 | 70 | 2 | 8 | 11 | 2 | 15 | 68 | 2 | 8 | 79 | 2 | 8 | 4 | 2 | 15 | 78 | 2 | 8 | 238 | 2 | 19 | 5 | E | 9 | 5 | A | 7 | 0.6 | A | 7 | -12.2 | A | 7 | 33 | A | 7 | 838 | A | 7 | 350 | A | 7 | 12.4 | A | 7 | 16000 | B | 7 | 77777 | A | 7 | 0.5 | E | 8 | 0.081 | F | 8 | 0.19 | F | 8 | 0 | 1 | D | 9 | 0 | C | 8
1999-04-15 | 19:00 | 42 | 803 | 4 | 2 | 8 | 121 | 2 | 15 | 2 | 2 | 8 | 10 | 2 | 8 | 70 | 2 | 15 | 6 | 2 | 8 | 8 | 2 | 19 | 9 | E | 9 | 9 | A | 7 | -1.1 | A | 7 | -8.9 | A | 7 | 51 | A | 7 | 838 | A | 7 | 350 | A | 7 | 8.2 | A | 7 | 16000 | B | 7 | 2896 | A | 7 | 0.4 | E | 8 | 0.081 | F | 8 | 0.19 | F | 8 | 0 | 1 | D | 9 | 0 | C | 8
1999-04-15 | 20:00 | 0 | 0 | 0 | 2 | 0 | 0 | 2 | 0 | 0 | 2 | 0 | 0 | 2 | 0 | 0 | 2 | 0 | 0 | 2 | 0 | 0 | 2 | 0 | 9 | E | 9 | 9 | A | 7 | -1.1 | A | 7 | -8.3 | A | 7 | 54 | A | 7 | 838 | A | 7 | 340 | A | 7 | 11.8 | A | 7 | 16000 | B | 7 | 3048 | A | 7 | 0.4 | E | 8 | 0.081 | F | 8 | 0.19 | F | 8 | 0 | 1 | D | 9 | 0 | C | 8
1999-04-15 | 21:00 | 0 | 0 | 0 | 2 | 0 | 0 | 2 | 0 | 0 | 2 | 0 | 0 | 2 | 0 | 0 | 2 | 0 | 0 | 2 | 0 | 0 | 2 | 0 | 9 | E | 9 | 9 | A | 7 | -1.7 | A | 7 | -8.3 | A | 7 | 57 | A | 7 | 838 | A | 7 | 340 | A | 7 | 8.8 | A | 7 | 16000 | B | 7 | 2743 | A | 7 | 0.4 | E | 8 | 0.081 | F | 8 | 0.19 | F | 8 | 0 | 1 | D | 9 | 0 | C | 8
1999-04-15 | 22:00 | 0 | 0 | 0 | 2 | 0 | 0 | 2 | 0 | 0 | 2 | 0 | 0 | 2 | 0 | 0 | 2 | 0 | 0 | 2 | 0 | 0 | 2 | 0 | 9 | E | 9 | 9 | A | 7 | -3.3 | A | 7 | -6.7 | A | 7 | 75 | A | 7 | 837 | A | 7 | 10 | A | 7 | 4.1 | A | 7 | 16000 | B | 7 | 2438 | A | 7 | 0.4 | E | 8 | 0.081 | F | 8 | 0.19 | F | 8 | 0 | 1 | D | 9 | 0 | C | 8
1999-04-15 | 23:00 | 0 | 0 | 0 | 2 | 0 | 0 | 2 | 0 | 0 | 2 | 0 | 0 | 2 | 0 | 0 | 2 | 0 | 0 | 2 | 0 | 0 | 2 | 0 | 7 | B | 8 | 7 | B | 8 | -3.3 | A | 7 | -7.2 | A | 7 | 72 | A | 7 | 839 | A | 7 | 340 | A | 7 | 4.1 | A | 7 | 16000 | B | 7 | 2438 | A | 7 | 0.4 | E | 8 | 0.081 | F | 8 | 0.19 | F | 8 | 0 | 1 | D | 9 | 0 | C | 8
1999-04-15 | 24:00 | 0 | 0 | 0 | 2 | 0 | 0 | 2 | 0 | 0 | 2 | 0 | 0 | 2 | 0 | 0 | 2 | 0 | 0 | 2 | 0 | 0 | 2 | 0 | 5 | E | 9 | 5 | A | 7 | -2.8 | A | 7 | -7.8 | A | 7 | 65 | A | 7 | 837 | A | 7 | 320 | A | 7 | 5.7 | A | 7 | 16000 | B | 7 | 77777 | A | 7 | 0.4 | E | 8 | 0.081 | F | 8 | 0.19 | F | 8 | 0 | 1 | D | 9 | 0 | C | 8
1999-04-16 | 1:00 | 0 | 0 | 0 | 2 | 0 | 0 | 2 | 0 | 0 | 2 | 0 | 0 | 2 | 0 | 0 | 2 | 0 | 0 | 2 | 0 | 0 | 2 | 0 | 5 | E | 9 | 5 | A | 7 | -3.3 | A | 7 | -9.4 | A | 7 | 59 | A | 7 | 836 | A | 7 | 310 | A | 7 | 5.7 | A | 7 | 16000 | B | 7 | 77777 | A | 7 | 0.4 | E | 8 | 0.082 | F | 8 | 0.19 | F | 8 | 0 | 1 | D | 9 | 0 | C | 8
1999-04-16 | 2:00 | 0 | 0 | 0 | 2 | 0 | 0 | 2 | 0 | 0 | 2 | 0 | 0 | 2 | 0 | 0 | 2 | 0 | 0 | 2 | 0 | 0 | 2 | 0 | 5 | E | 9 | 5 | A | 7 | -2.8 | A | 7 | -10.6 | A | 7 | 51 | A | 7 | 836 | A | 7 | 320 | A | 7 | 7.7 | A | 7 | 16000 | B | 7 | 77777 | A | 7 | 0.3 | E | 8 | 0.082 | F | 8 | 0.19 | F | 8 | 0 | 1 | D | 9 | 0 | C | 8
1999-04-16 | 3:00 | 0 | 0 | 0 | 2 | 0 | 0 | 2 | 0 | 0 | 2 | 0 | 0 | 2 | 0 | 0 | 2 | 0 | 0 | 2 | 0 | 0 | 2 | 0 | 9 | E | 9 | 9 | A | 7 | -4.4 | A | 7 | -9.4 | A | 7 | 65 | A | 7 | 835 | A | 7 | 300 | A | 7 | 4.6 | A | 7 | 16000 | B | 7 | 2743 | A | 7 | 0.3 | E | 8 | 0.082 | F | 8 | 0.19 | F | 8 | 0 | 1 | D | 9 | 0 | C | 8
1999-04-16 | 4:00 | 0 | 0 | 0 | 2 | 0 | 0 | 2 | 0 | 0 | 2 | 0 | 0 | 2 | 0 | 0 | 2 | 0 | 0 | 2 | 0 | 0 | 2 | 0 | 9 | E | 9 | 9 | A | 7 | -4.4 | A | 7 | -11.1 | A | 7 | 56 | A | 7 | 835 | A | 7 | 300 | A | 7 | 4.1 | A | 7 | 16000 | B | 7 | 2743 | A | 7 | 0.3 | E | 8 | 0.082 | F | 8 | 0.19 | F | 8 | 0 | 1 | D | 9 | 0 | C | 8
1999-04-16 | 5:00 | 0 | 0 | 0 | 2 | 0 | 0 | 2 | 0 | 0 | 2 | 0 | 0 | 2 | 0 | 0 | 2 | 0 | 0 | 2 | 0 | 0 | 2 | 0 | 5 | E | 9 | 5 | A | 7 | -5 | A | 7 | -11.7 | A | 7 | 56 | A | 7 | 838 | A | 7 | 280 | A | 7 | 3.1 | A | 7 | 16000 | B | 7 | 77777 | A | 7 | 0.3 | E | 8 | 0.082 | F | 8 | 0.19 | F | 8 | 0 | 1 | D | 9 | 0 | C | 8
1999-04-16 | 6:00 | 51 | 871 | 6 | 2 | 8 | 149 | 2 | 15 | 2 | 2 | 8 | 12 | 2 | 8 | 88 | 2 | 15 | 7 | 2 | 8 | 8 | 2 | 19 | 5 | E | 9 | 5 | A | 7 | -5 | A | 7 | -12.2 | A | 7 | 53 | A | 7 | 835 | A | 7 | 290 | A | 7 | 3.1 | A | 7 | 16000 | B | 7 | 77777 | A | 7 | 0.3 | E | 8 | 0.082 | F | 8 | 0.19 | F | 8 | 0 | 1 | D | 9 | 0 | C | 8
1999-04-16 | 7:00 | 294 | 1357 | 196 | 2 | 8 | 572 | 2 | 15 | 72 | 2 | 8 | 197 | 2 | 8 | 442 | 2 | 15 | 101 | 2 | 8 | 123 | 2 | 19 | 5 | E | 9 | 5 | A | 7 | -2.8 | A | 7 | -10.6 | A | 7 | 51 | A | 7 | 836 | A | 7 | 210 | A | 7 | 3.6 | A | 7 | 16000 | B | 7 | 77777 | A | 7 | 0.3 | E | 8 | 0.082 | F | 8 | 0.19 | F | 8 | 0 | 1 | D | 9 | 0 | C | 8
1999-04-16 | 8:00 | 551 | 1357 | 389 | 2 | 8 | 558 | 2 | 15 | 162 | 2 | 8 | 401 | 2 | 8 | 535 | 2 | 15 | 184 | 2 | 8 | 326 | 2 | 19 | 9 | E | 9 | 9 | A | 7 | -0.6 | A | 7 | -10.6 | A | 7 | 42 | A | 7 | 837 | A | 7 | 220 | A | 7 | 4.1 | A | 7 | 16000 | B | 7 | 6096 | A | 7 | 0.3 | E | 8 | 0.082 | F | 8 | 0.19 | F | 8 | 0 | 1 | D | 9 | 0 | C | 8
1999-04-16 | 9:00 | 781 | 1357 | 335 | 2 | 8 | 98 | 2 | 15 | 279 | 2 | 8 | 368 | 2 | 8 | 99 | 2 | 15 | 311 | 2 | 8 | 862 | 2 | 19 | 9 | E | 9 | 9 | A | 7 | 0.6 | A | 7 | -12.2 | A | 7 | 33 | A | 7 | 837 | A | 7 | 350 | A | 7 | 5.2 | A | 7 | 16000 | B | 7 | 6096 | A | 7 | 0.3 | E | 8 | 0.082 | F | 8 | 0.19 | F | 8 | 0 | 1 | D | 9 | 0 | C | 8
1999-04-16 | 10:00 | 969 | 1357 | 589 | 2 | 8 | 358 | 2 | 15 | 333 | 2 | 8 | 634 | 2 | 8 | 385 | 2 | 15 | 359 | 2 | 8 | 993 | 2 | 19 | 10 | E | 9 | 10 | A | 7 | 1 | A | 7 | -11 | A | 7 | 36 | A | 7 | 837 | A | 7 | 330 | A | 7 | 10.8 | A | 7 | 14500 | B | 7 | 1440 | A | 7 | 0.3 | E | 8 | 0.082 | F | 8 | 0.19 | F | 8 | 0 | 1 | D | 9 | 0 | C | 8
1999-04-16 | 11:00 | 1101 | 1357 | 309 | 2 | 8 | 24 | 2 | 15 | 290 | 2 | 8 | 342 | 2 | 8 | 24 | 2 | 15 | 322 | 2 | 8 | 1221 | 2 | 19 | 10 | E | 9 | 10 | A | 7 | 1.7 | A | 7 | -10.6 | A | 7 | 36 | A | 7 | 837 | A | 7 | 340 | A | 7 | 7.2 | A | 7 | 16000 | B | 7 | 2438 | A | 7 | 0.3 | E | 8 | 0.082 | F | 8 | 0.19 | F | 8 | 0 | 1 | D | 9 | 0 | C | 8
1999-04-16 | 12:00 | 1168 | 1357 | 212 | 2 | 8 | 0 | 2 | 15 | 212 | 2 | 8 | 259 | 2 | 8 | 0 | 2 | 15 | 259 | 2 | 8 | 1057 | 2 | 19 | 10 | E | 9 | 10 | A | 7 | -0.6 | A | 7 | -5.6 | A | 7 | 66 | A | 7 | 836 | A | 7 | 220 | A | 7 | 7.7 | A | 7 | 16000 | B | 7 | 2134 | A | 7 | 0.3 | E | 8 | 0.082 | F | 8 | 0.19 | F | 8 | 0 | 1 | D | 9 | 0 | C | 8
1999-04-16 | 13:00 | 1167 | 1357 | 244 | 2 | 8 | 0 | 2 | 15 | 244 | 2 | 8 | 295 | 2 | 8 | 0 | 2 | 15 | 295 | 2 | 8 | 1186 | 2 | 19 | 10 | E | 9 | 10 | A | 7 | 0.6 | A | 7 | -7.2 | A | 7 | 52 | A | 7 | 836 | A | 7 | 230 | A | 7 | 4.6 | A | 7 | 16000 | B | 7 | 2286 | A | 7 | 0.4 | E | 8 | 0.082 | F | 8 | 0.19 | F | 8 | 0 | 1 | D | 9 | 10 | C | 8
1999-04-16 | 14:00 | 1096 | 1357 | 140 | 2 | 8 | 0 | 2 | 15 | 140 | 2 | 8 | 175 | 2 | 8 | 0 | 2 | 15 | 175 | 2 | 8 | 732 | 2 | 19 | 10 | E | 9 | 10 | A | 7 | -1.7 | A | 7 | -3.9 | A | 7 | 83 | A | 7 | 835 | A | 7 | 140 | A | 7 | 4.6 | A | 7 | 12800 | B | 7 | 1463 | A | 7 | 0.4 | E | 8 | 0.082 | F | 8 | 0.19 | F | 8 | 0 | 1 | D | 9 | 10 | C | 8
1999-04-16 | 15:00 | 961 | 1357 | 126 | 2 | 8 | 0 | 2 | 15 | 126 | 2 | 8 | 156 | 2 | 8 | 0 | 2 | 15 | 156 | 2 | 8 | 644 | 2 | 19 | 10 | E | 9 | 10 | A | 7 | -2.2 | A | 7 | -3.3 | A | 7 | 91 | A | 7 | 836 | A | 7 | 30 | A | 7 | 7.7 | A | 7 | 800 | B | 7 | 183 | A | 7 | 0.4 | E | 8 | 0.082 | F | 8 | 0.19 | F | 8 | 0 | 1 | D | 9 | 45 | C | 8
1999-04-16 | 16:00 | 771 | 1357 | 99 | 2 | 8 | 0 | 2 | 15 | 99 | 2 | 8 | 121 | 2 | 8 | 0 | 2 | 15 | 121 | 2 | 8 | 482 | 2 | 19 | 10 | E | 9 | 10 | A | 7 | -2 | A | 7 | -3 | A | 7 | 92 | A | 7 | 835 | A | 7 | 30 | A | 7 | 7.7 | A | 7 | 800 | B | 7 | 180 | A | 7 | 0.4 | E | 8 | 0.082 | F | 8 | 0.19 | F | 8 | 0 | 1 | D | 9 | 0 | C | 8
1999-04-16 | 17:00 | 540 | 1357 | 99 | 2 | 8 | 0 | 2 | 15 | 99 | 2 | 8 | 116 | 2 | 8 | 0 | 2 | 15 | 116 | 2 | 8 | 419 | 2 | 19 | 10 | E | 9 | 10 | A | 7 | -1.1 | A | 7 | -6.1 | A | 7 | 66 | A | 7 | 837 | A | 7 | 10 | A | 7 | 4.6 | A | 7 | 16000 | B | 7 | 1494 | A | 7 | 0.4 | E | 8 | 0.082 | F | 8 | 0.19 | F | 8 | 0 | 1 | D | 9 | 0 | C | 8
1999-04-16 | 18:00 | 283 | 1357 | 35 | 2 | 8 | 0 | 2 | 15 | 35 | 2 | 8 | 41 | 2 | 8 | 0 | 2 | 15 | 41 | 2 | 8 | 142 | 2 | 19 | 9 | E | 9 | 9 | A | 7 | -1.1 | A | 7 | -5.6 | A | 7 | 68 | A | 7 | 837 | A | 7 | 350 | A | 7 | 11.8 | A | 7 | 8000 | B | 7 | 1311 | A | 7 | 0.4 | E | 8 | 0.082 | F | 8 | 0.19 | F | 8 | 0 | 1 | D | 9 | 71 | C | 8
1999-04-16 | 19:00 | 44 | 825 | 5 | 2 | 8 | 111 | 2 | 15 | 3 | 2 | 8 | 10 | 2 | 8 | 65 | 2 | 15 | 7 | 2 | 8 | 11 | 2 | 19 | 10 | E | 9 | 10 | A | 7 | -2.2 | A | 7 | -7.2 | A | 7 | 65 | A | 7 | 836 | A | 7 | 350 | A | 7 | 4.1 | A | 7 | 16000 | B | 7 | 2438 | A | 7 | 0.4 | E | 8 | 0.082 | F | 8 | 0.19 | F | 8 | 0 | 1 | D | 9 | 0 | C | 8
1999-04-16 | 20:00 | 0 | 0 | 0 | 2 | 0 | 0 | 2 | 0 | 0 | 2 | 0 | 0 | 2 | 0 | 0 | 2 | 0 | 0 | 2 | 0 | 0 | 2 | 0 | 10 | E | 9 | 10 | A | 7 | -1.7 | A | 7 | -7.2 | A | 7 | 63 | A | 7 | 837 | A | 7 | 350 | A | 7 | 8.2 | A | 7 | 12800 | B | 7 | 1463 | A | 7 | 0.4 | E | 8 | 0.082 | F | 8 | 0.19 | F | 8 | 0 | 1 | D | 9 | 0 | C | 8
1999-04-16 | 21:00 | 0 | 0 | 0 | 2 | 0 | 0 | 2 | 0 | 0 | 2 | 0 | 0 | 2 | 0 | 0 | 2 | 0 | 0 | 2 | 0 | 0 | 2 | 0 | 9 | E | 9 | 9 | A | 7 | -2.2 | A | 7 | -9.4 | A | 7 | 54 | A | 7 | 838 | A | 7 | 340 | A | 7 | 5.7 | A | 7 | 16000 | B | 7 | 1829 | A | 7 | 0.4 | E | 8 | 0.082 | F | 8 | 0.19 | F | 8 | 0 | 1 | D | 9 | 71 | C | 8
1999-04-16 | 22:00 | 0 | 0 | 0 | 2 | 0 | 0 | 2 | 0 | 0 | 2 | 0 | 0 | 2 | 0 | 0 | 2 | 0 | 0 | 2 | 0 | 0 | 2 | 0 | 9 | E | 9 | 9 | A | 7 | -2.8 | A | 7 | -8.3 | A | 7 | 62 | A | 7 | 838 | A | 7 | 340 | A | 7 | 5.7 | A | 7 | 16000 | B | 7 | 2591 | A | 7 | 0.4 | E | 8 | 0.082 | F | 8 | 0.19 | F | 8 | 0 | 1 | D | 9 | 0 | C | 8
1999-04-16 | 23:00 | 0 | 0 | 0 | 2 | 0 | 0 | 2 | 0 | 0 | 2 | 0 | 0 | 2 | 0 | 0 | 2 | 0 | 0 | 2 | 0 | 0 | 2 | 0 | 5 | E | 9 | 5 | A | 7 | -3.9 | A | 7 | -8.9 | A | 7 | 65 | A | 7 | 840 | A | 7 | 330 | A | 7 | 5.2 | A | 7 | 16000 | B | 7 | 77777 | A | 7 | 0.4 | E | 8 | 0.082 | F | 8 | 0.19 | F | 8 | 0 | 1 | D | 9 | 0 | C | 8
1999-04-16 | 24:00 | 0 | 0 | 0 | 2 | 0 | 0 | 2 | 0 | 0 | 2 | 0 | 0 | 2 | 0 | 0 | 2 | 0 | 0 | 2 | 0 | 0 | 2 | 0 | 5 | E | 9 | 5 | A | 7 | -5.6 | A | 7 | -8.3 | A | 7 | 79 | A | 7 | 837 | A | 7 | 270 | A | 7 | 3.6 | A | 7 | 16000 | B | 7 | 77777 | A | 7 | 0.4 | E | 8 | 0.082 | F | 8 | 0.19 | F | 8 | 0 | 1 | D | 9 | 0 | C | 8
1999-04-17 | 1:00 | 0 | 0 | 0 | 2 | 0 | 0 | 2 | 0 | 0 | 2 | 0 | 0 | 2 | 0 | 0 | 2 | 0 | 0 | 2 | 0 | 0 | 2 | 0 | 0 | E | 9 | 0 | A | 7 | -6.7 | A | 7 | -9.4 | A | 7 | 79 | A | 7 | 836 | A | 7 | 250 | A | 7 | 2.6 | A | 7 | 16000 | B | 7 | 77777 | A | 7 | 0.4 | E | 8 | 0.082 | F | 8 | 0.19 | F | 8 | 0 | 1 | D | 9 | 0 | C | 8
1999-04-17 | 2:00 | 0 | 0 | 0 | 2 | 0 | 0 | 2 | 0 | 0 | 2 | 0 | 0 | 2 | 0 | 0 | 2 | 0 | 0 | 2 | 0 | 0 | 2 | 0 | 0 | E | 9 | 0 | A | 7 | -6.7 | A | 7 | -9.4 | A | 7 | 79 | A | 7 | 836 | A | 7 | 250 | A | 7 | 3.1 | A | 7 | 16000 | B | 7 | 77777 | A | 7 | 0.4 | E | 8 | 0.082 | F | 8 | 0.19 | F | 8 | 0 | 1 | D | 9 | 0 | C | 8
1999-04-17 | 3:00 | 0 | 0 | 0 | 2 | 0 | 0 | 2 | 0 | 0 | 2 | 0 | 0 | 2 | 0 | 0 | 2 | 0 | 0 | 2 | 0 | 0 | 2 | 0 | 3 | E | 9 | 3 | A | 7 | -6.1 | A | 7 | -8.9 | A | 7 | 78 | A | 7 | 836 | A | 7 | 220 | A | 7 | 4.1 | A | 7 | 16000 | B | 7 | 77777 | A | 7 | 0.4 | E | 8 | 0.082 | F | 8 | 0.19 | F | 8 | 0 | 1 | D | 9 | 0 | C | 8
1999-04-17 | 4:00 | 0 | 0 | 0 | 2 | 0 | 0 | 2 | 0 | 0 | 2 | 0 | 0 | 2 | 0 | 0 | 2 | 0 | 0 | 2 | 0 | 0 | 2 | 0 | 5 | E | 9 | 5 | A | 7 | -6.7 | A | 7 | -9.4 | A | 7 | 79 | A | 7 | 836 | A | 7 | 220 | A | 7 | 5.2 | A | 7 | 16000 | B | 7 | 77777 | A | 7 | 0.4 | E | 8 | 0.082 | F | 8 | 0.19 | F | 8 | 0 | 1 | D | 9 | 0 | C | 8
1999-04-17 | 5:00 | 0 | 0 | 0 | 2 | 0 | 0 | 2 | 0 | 0 | 2 | 0 | 0 | 2 | 0 | 0 | 2 | 0 | 0 | 2 | 0 | 0 | 2 | 0 | 3 | E | 9 | 3 | A | 7 | -7.2 | A | 7 | -10.6 | A | 7 | 74 | A | 7 | 839 | A | 7 | 220 | A | 7 | 5.7 | A | 7 | 16000 | B | 7 | 77777 | A | 7 | 0.5 | E | 8 | 0.082 | F | 8 | 0.19 | F | 8 | 0 | 1 | D | 9 | 0 | C | 8
1999-04-17 | 6:00 | 55 | 915 | 7 | 2 | 8 | 112 | 2 | 15 | 4 | 2 | 8 | 12 | 2 | 8 | 67 | 2 | 15 | 8 | 2 | 8 | 15 | 2 | 19 | 5 | E | 9 | 5 | A | 7 | -7.2 | A | 7 | -11.1 | A | 7 | 71 | A | 7 | 836 | A | 7 | 220 | A | 7 | 6.2 | A | 7 | 16000 | B | 7 | 77777 | A | 7 | 0.5 | E | 8 | 0.082 | F | 8 | 0.19 | F | 8 | 0 | 1 | D | 9 | 0 | C | 8
1999-04-17 | 7:00 | 300 | 1356 | 203 | 2 | 8 | 398 | 2 | 15 | 114 | 2 | 8 | 201 | 2 | 8 | 309 | 2 | 15 | 132 | 2 | 8 | 223 | 2 | 19 | 3 | E | 9 | 3 | A | 7 | -5.6 | A | 7 | -10 | A | 7 | 68 | A | 7 | 837 | A | 7 | 210 | A | 7 | 6.2 | A | 7 | 16000 | B | 7 | 77777 | A | 7 | 0.5 | E | 8 | 0.082 | F | 8 | 0.19 | F | 8 | 0 | 1 | D | 9 | 0 | C | 8
1999-04-17 | 8:00 | 556 | 1356 | 346 | 2 | 8 | 445 | 2 | 15 | 163 | 2 | 8 | 357 | 2 | 8 | 428 | 2 | 15 | 181 | 2 | 8 | 328 | 2 | 19 | 2 | E | 9 | 2 | A | 7 | -2.8 | A | 7 | -8.3 | A | 7 | 62 | A | 7 | 838 | A | 7 | 210 | A | 7 | 6.2 | A | 7 | 16000 | B | 7 | 77777 | A | 7 | 0.5 | E | 8 | 0.082 | F | 8 | 0.19 | F | 8 | 0 | 1 | D | 9 | 0 | C | 8
1999-04-17 | 9:00 | 786 | 1356 | 532 | 2 | 8 | 606 | 2 | 15 | 180 | 2 | 8 | 570 | 2 | 8 | 620 | 2 | 15 | 210 | 2 | 8 | 411 | 2 | 19 | 0 | E | 9 | 0 | A | 7 | -0.6 | A | 7 | -8.9 | A | 7 | 49 | A | 7 | 838 | A | 7 | 200 | A | 7 | 6.2 | A | 7 | 16000 | B | 7 | 77777 | A | 7 | 0.5 | E | 8 | 0.082 | F | 8 | 0.19 | F | 8 | 0 | 1 | D | 9 | 0 | C | 8
1999-04-17 | 10:00 | 973 | 1356 | 703 | 2 | 8 | 697 | 2 | 15 | 202 | 2 | 8 | 737 | 2 | 8 | 703 | 2 | 15 | 231 | 2 | 8 | 575 | 2 | 19 | 0 | E | 9 | 0 | A | 7 | 2.2 | A | 7 | -7.8 | A | 7 | 44 | A | 7 | 839 | A | 7 | 210 | A | 7 | 5.2 | A | 7 | 16000 | B | 7 | 77777 | A | 7 | 0.5 | E | 8 | 0.082 | F | 8 | 0.19 | F | 8 | 0 | 1 | D | 9 | 0 | C | 8
1999-04-17 | 11:00 | 1105 | 1356 | 872 | 2 | 8 | 868 | 2 | 15 | 163 | 2 | 8 | 912 | 2 | 8 | 872 | 2 | 15 | 199 | 2 | 8 | 559 | 2 | 19 | 0 | E | 9 | 0 | A | 7 | 3.3 | A | 7 | -12.2 | A | 7 | 28 | A | 7 | 839 | A | 7 | 230 | A | 7 | 2.1 | A | 7 | 16000 | B | 7 | 77777 | A | 7 | 0.5 | E | 8 | 0.082 | F | 8 | 0.19 | F | 8 | 0 | 1 | D | 9 | 0 | C | 8
1999-04-17 | 12:00 | 1172 | 1356 | 946 | 2 | 8 | 956 | 2 | 15 | 118 | 2 | 8 | 975 | 2 | 8 | 958 | 2 | 15 | 145 | 2 | 8 | 435 | 2 | 19 | 0 | E | 9 | 0 | A | 7 | 5.6 | A | 7 | -10 | A | 7 | 29 | A | 7 | 841 | A | 7 | 220 | A | 7 | 3.1 | A | 7 | 16000 | B | 7 | 77777 | A | 7 | 0.5 | E | 8 | 0.082 | F | 8 | 0.19 | F | 8 | 0 | 1 | D | 9 | 0 | C | 8
1999-04-17 | 13:00 | 1170 | 1356 | 947 | 2 | 8 | 977 | 2 | 15 | 102 | 2 | 8 | 980 | 2 | 8 | 980 | 2 | 15 | 133 | 2 | 8 | 396 | 2 | 19 | 3 | E | 9 | 3 | A | 7 | 7.2 | A | 7 | -9.4 | A | 7 | 27 | A | 7 | 841 | A | 7 | 240 | A | 7 | 2.1 | A | 7 | 16000 | B | 7 | 77777 | A | 7 | 0.5 | E | 8 | 0.082 | F | 8 | 0.19 | F | 8 | 0 | 1 | D | 9 | 0 | C | 8
1999-04-17 | 14:00 | 1099 | 1356 | 894 | 2 | 8 | 980 | 2 | 15 | 98 | 2 | 8 | 927 | 2 | 8 | 982 | 2 | 15 | 129 | 2 | 8 | 321 | 2 | 19 | 5 | E | 9 | 5 | A | 7 | 9.4 | A | 7 | -7.8 | A | 7 | 27 | A | 7 | 841 | A | 7 | 270 | B | 8 | 2.6 | A | 7 | 16000 | B | 7 | 77777 | A | 7 | 0.5 | E | 8 | 0.082 | F | 8 | 0.19 | F | 8 | 0 | 1 | D | 9 | 0 | C | 8
1999-04-17 | 15:00 | 964 | 1356 | 760 | 2 | 8 | 957 | 2 | 15 | 78 | 2 | 8 | 794 | 2 | 8 | 956 | 2 | 15 | 112 | 2 | 8 | 222 | 2 | 19 | 5 | E | 9 | 5 | A | 7 | 10.6 | A | 7 | -7.8 | A | 7 | 25 | A | 7 | 841 | A | 7 | 290 | B | 8 | 2.6 | A | 7 | 16000 | B | 7 | 77777 | A | 7 | 0.5 | E | 8 | 0.082 | F | 8 | 0.19 | F | 8 | 0 | 1 | D | 9 | 0 | C | 8
1999-04-17 | 16:00 | 775 | 1356 | 591 | 2 | 8 | 879 | 2 | 15 | 88 | 2 | 8 | 629 | 2 | 8 | 877 | 2 | 15 | 126 | 2 | 8 | 207 | 2 | 19 | 5 | E | 9 | 5 | A | 7 | 11.7 | A | 7 | -7.2 | A | 7 | 24 | A | 7 | 842 | A | 7 | 320 | A | 7 | 4.1 | A | 7 | 16000 | B | 7 | 77777 | A | 7 | 0.5 | E | 8 | 0.082 | F | 8 | 0.19 | F | 8 | 0 | 1 | D | 9 | 0 | C | 8
1999-04-17 | 17:00 | 543 | 1356 | 390 | 2 | 8 | 793 | 2 | 15 | 72 | 2 | 8 | 405 | 2 | 8 | 752 | 2 | 15 | 103 | 2 | 8 | 145 | 2 | 19 | 5 | E | 9 | 5 | A | 7 | 12.2 | A | 7 | -6.7 | A | 7 | 24 | A | 7 | 837 | A | 7 | 270 | B | 8 | 1.5 | A | 7 | 16000 | B | 7 | 77777 | A | 7 | 0.5 | E | 8 | 0.082 | F | 8 | 0.19 | F | 8 | 0 | 1 | D | 9 | 0 | C | 8
1999-04-17 | 18:00 | 287 | 1356 | 172 | 2 | 8 | 607 | 2 | 15 | 44 | 2 | 8 | 175 | 2 | 8 | 487 | 2 | 15 | 72 | 2 | 8 | 82 | 2 | 19 | 5 | E | 9 | 5 | A | 7 | 11.1 | A | 7 | -5 | A | 7 | 30 | A | 7 | 841 | A | 7 | 220 | A | 7 | 4.1 | A | 7 | 16000 | B | 7 | 77777 | A | 7 | 0.5 | E | 8 | 0.082 | F | 8 | 0.19 | F | 8 | 0 | 1 | D | 9 | 0 | C | 8
1999-04-17 | 19:00 | 47 | 848 | 5 | 2 | 8 | 135 | 2 | 15 | 3 | 2 | 8 | 12 | 2 | 8 | 79 | 2 | 15 | 8 | 2 | 8 | 11 | 2 | 19 | 5 | E | 9 | 5 | A | 7 | 7.8 | A | 7 | -2.8 | A | 7 | 46 | A | 7 | 840 | A | 7 | 210 | A | 7 | 5.7 | A | 7 | 16000 | B | 7 | 77777 | A | 7 | 0.5 | E | 8 | 0.082 | F | 8 | 0.19 | F | 8 | 0 | 1 | D | 9 | 0 | C | 8
1999-04-17 | 20:00 | 0 | 0 | 0 | 2 | 0 | 0 | 2 | 0 | 0 | 2 | 0 | 0 | 2 | 0 | 0 | 2 | 0 | 0 | 2 | 0 | 0 | 2 | 0 | 5 | E | 9 | 5 | A | 7 | 6.1 | A | 7 | -3.3 | A | 7 | 49 | A | 7 | 839 | A | 7 | 220 | A | 7 | 6.7 | A | 7 | 16000 | B | 7 | 77777 | A | 7 | 0.5 | E | 8 | 0.082 | F | 8 | 0.19 | F | 8 | 0 | 1 | D | 9 | 0 | C | 8
1999-04-17 | 21:00 | 0 | 0 | 0 | 2 | 0 | 0 | 2 | 0 | 0 | 2 | 0 | 0 | 2 | 0 | 0 | 2 | 0 | 0 | 2 | 0 | 0 | 2 | 0 | 5 | E | 9 | 5 | A | 7 | 5 | A | 7 | -3.9 | A | 7 | 51 | A | 7 | 838 | A | 7 | 200 | A | 7 | 7.7 | A | 7 | 16000 | B | 7 | 77777 | A | 7 | 0.5 | E | 8 | 0.082 | F | 8 | 0.19 | F | 8 | 0 | 1 | D | 9 | 0 | C | 8
1999-04-17 | 22:00 | 0 | 0 | 0 | 2 | 0 | 0 | 2 | 0 | 0 | 2 | 0 | 0 | 2 | 0 | 0 | 2 | 0 | 0 | 2 | 0 | 0 | 2 | 0 | 5 | E | 9 | 5 | A | 7 | 5 | A | 7 | -3.9 | A | 7 | 51 | A | 7 | 837 | A | 7 | 200 | A | 7 | 6.7 | A | 7 | 16000 | B | 7 | 77777 | A | 7 | 0.5 | E | 8 | 0.082 | F | 8 | 0.19 | F | 8 | 0 | 1 | D | 9 | 0 | C | 8
1999-04-17 | 23:00 | 0 | 0 | 0 | 2 | 0 | 0 | 2 | 0 | 0 | 2 | 0 | 0 | 2 | 0 | 0 | 2 | 0 | 0 | 2 | 0 | 0 | 2 | 0 | 5 | E | 9 | 5 | A | 7 | 5.6 | A | 7 | -3.9 | A | 7 | 49 | A | 7 | 836 | A | 7 | 210 | A | 7 | 6.7 | A | 7 | 16000 | B | 7 | 77777 | A | 7 | 0.5 | E | 8 | 0.082 | F | 8 | 0.19 | F | 8 | 0 | 1 | D | 9 | 0 | C | 8
1999-04-17 | 24:00 | 0 | 0 | 0 | 2 | 0 | 0 | 2 | 0 | 0 | 2 | 0 | 0 | 2 | 0 | 0 | 2 | 0 | 0 | 2 | 0 | 0 | 2 | 0 | 2 | E | 9 | 2 | A | 7 | 5.6 | A | 7 | -3.9 | A | 7 | 49 | A | 7 | 836 | A | 7 | 210 | A | 7 | 6.7 | A | 7 | 16000 | B | 7 | 77777 | A | 7 | 0.5 | E | 8 | 0.082 | F | 8 | 0.19 | F | 8 | 0 | 1 | D | 9 | 0 | C | 8
1999-04-18 | 1:00 | 0 | 0 | 0 | 2 | 0 | 0 | 2 | 0 | 0 | 2 | 0 | 0 | 2 | 0 | 0 | 2 | 0 | 0 | 2 | 0 | 0 | 2 | 0 | 2 | E | 9 | 2 | A | 7 | 5 | A | 7 | -3.9 | A | 7 | 51 | A | 7 | 836 | A | 7 | 210 | A | 7 | 7.7 | A | 7 | 16000 | B | 7 | 77777 | A | 7 | 0.5 | E | 8 | 0.083 | F | 8 | 0.19 | F | 8 | 0 | 1 | D | 9 | 0 | C | 8
1999-04-18 | 2:00 | 0 | 0 | 0 | 2 | 0 | 0 | 2 | 0 | 0 | 2 | 0 | 0 | 2 | 0 | 0 | 2 | 0 | 0 | 2 | 0 | 0 | 2 | 0 | 3 | E | 9 | 3 | A | 7 | 5.6 | A | 7 | -3.9 | A | 7 | 49 | A | 7 | 835 | A | 7 | 210 | A | 7 | 6.2 | A | 7 | 16000 | B | 7 | 77777 | A | 7 | 0.5 | E | 8 | 0.083 | F | 8 | 0.19 | F | 8 | 0 | 1 | D | 9 | 0 | C | 8
1999-04-18 | 3:00 | 0 | 0 | 0 | 2 | 0 | 0 | 2 | 0 | 0 | 2 | 0 | 0 | 2 | 0 | 0 | 2 | 0 | 0 | 2 | 0 | 0 | 2 | 0 | 2 | E | 9 | 2 | A | 7 | 5 | A | 7 | -4.4 | A | 7 | 48 | A | 7 | 835 | A | 7 | 230 | A | 7 | 5.2 | A | 7 | 16000 | B | 7 | 77777 | A | 7 | 0.5 | E | 8 | 0.083 | F | 8 | 0.19 | F | 8 | 0 | 1 | D | 9 | 0 | C | 8
1999-04-18 | 4:00 | 0 | 0 | 0 | 2 | 0 | 0 | 2 | 0 | 0 | 2 | 0 | 0 | 2 | 0 | 0 | 2 | 0 | 0 | 2 | 0 | 0 | 2 | 0 | 5 | E | 9 | 5 | A | 7 | 4.4 | A | 7 | -3.9 | A | 7 | 53 | A | 7 | 835 | A | 7 | 240 | A | 7 | 5.2 | A | 7 | 16000 | B | 7 | 77777 | A | 7 | 0.5 | E | 8 | 0.083 | F | 8 | 0.19 | F | 8 | 0 | 1 | D | 9 | 0 | C | 8
1999-04-18 | 5:00 | 0 | 0 | 0 | 2 | 0 | 0 | 2 | 0 | 0 | 2 | 0 | 0 | 2 | 0 | 0 | 2 | 0 | 0 | 2 | 0 | 0 | 2 | 0 | 5 | E | 9 | 5 | A | 7 | 3.9 | A | 7 | -4.4 | A | 7 | 52 | A | 7 | 836 | A | 7 | 250 | A | 7 | 4.6 | A | 7 | 16000 | B | 7 | 77777 | A | 7 | 0.5 | E | 8 | 0.083 | F | 8 | 0.19 | F | 8 | 0 | 1 | D | 9 | 0 | C | 8
1999-04-18 | 6:00 | 59 | 937 | 8 | 2 | 8 | 166 | 2 | 15 | 3 | 2 | 8 | 15 | 2 | 8 | 100 | 2 | 15 | 9 | 2 | 8 | 12 | 2 | 19 | 5 | E | 9 | 5 | A | 7 | 5 | A | 7 | -3.9 | A | 7 | 51 | A | 7 | 836 | A | 7 | 240 | A | 7 | 5.7 | A | 7 | 16000 | B | 7 | 77777 | A | 7 | 0.5 | E | 8 | 0.083 | F | 8 | 0.19 | F | 8 | 0 | 1 | D | 9 | 0 | C | 8
1999-04-18 | 7:00 | 306 | 1355 | 192 | 2 | 8 | 553 | 2 | 15 | 67 | 2 | 8 | 195 | 2 | 8 | 438 | 2 | 15 | 96 | 2 | 8 | 118 | 2 | 19 | 7 | B | 8 | 7 | B | 8 | 11.7 | A | 7 | -5.6 | A | 7 | 28 | A | 7 | 839 | A | 7 | 260 | A | 7 | 7.2 | A | 7 | 16000 | B | 7 | 7620 | A | 7 | 0.5 | E | 8 | 0.083 | F | 8 | 0.19 | F | 8 | 0 | 1 | D | 9 | 0 | C | 8
1999-04-18 | 8:00 | 562 | 1355 | 408 | 2 | 8 | 789 | 2 | 15 | 81 | 2 | 8 | 420 | 2 | 8 | 749 | 2 | 15 | 109 | 2 | 8 | 158 | 2 | 19 | 9 | E | 9 | 9 | A | 7 | 14.4 | A | 7 | -6.1 | A | 7 | 22 | A | 7 | 841 | A | 7 | 270 | A | 7 | 8.2 | A | 7 | 16000 | B | 7 | 7620 | A | 7 | 0.5 | E | 8 | 0.083 | F | 8 | 0.19 | F | 8 | 0 | 1 | D | 9 | 0 | C | 8
1999-04-18 | 9:00 | 791 | 1355 | 597 | 2 | 8 | 838 | 2 | 15 | 107 | 2 | 8 | 624 | 2 | 8 | 832 | 2 | 15 | 137 | 2 | 8 | 239 | 2 | 19 | 9 | E | 9 | 9 | A | 7 | 16.1 | A | 7 | -5.6 | A | 7 | 21 | A | 7 | 842 | A | 7 | 290 | A | 7 | 9.3 | A | 7 | 16000 | B | 7 | 7620 | A | 7 | 0.6 | E | 8 | 0.083 | F | 8 | 0.19 | F | 8 | 0 | 1 | D | 9 | 0 | C | 8
1999-04-18 | 10:00 | 978 | 1355 | 754 | 2 | 8 | 885 | 2 | 15 | 114 | 2 | 8 | 778 | 2 | 8 | 882 | 2 | 15 | 141 | 2 | 8 | 263 | 2 | 19 | 9 | E | 9 | 9 | A | 7 | 17.2 | A | 7 | -5.6 | A | 7 | 19 | A | 7 | 843 | A | 7 | 310 | A | 7 | 8.2 | A | 7 | 16000 | B | 7 | 7620 | A | 7 | 0.6 | E | 8 | 0.083 | F | 8 | 0.19 | F | 8 | 0 | 1 | D | 9 | 0 | C | 8
1999-04-18 | 11:00 | 1109 | 1355 | 884 | 2 | 8 | 917 | 2 | 15 | 132 | 2 | 8 | 908 | 2 | 8 | 917 | 2 | 15 | 156 | 2 | 8 | 377 | 2 | 19 | 9 | B | 8 | 9 | B | 8 | 18.3 | A | 7 | -5.6 | A | 7 | 18 | A | 7 | 837 | A | 7 | 300 | A | 7 | 6.7 | A | 7 | 16000 | B | 7 | 7620 | A | 7 | 0.6 | E | 8 | 0.083 | F | 8 | 0.19 | F | 8 | 0 | 1 | D | 9 | 0 | C | 8
1999-04-18 | 12:00 | 1175 | 1355 | 940 | 2 | 8 | 871 | 2 | 15 | 182 | 2 | 8 | 979 | 2 | 8 | 874 | 2 | 15 | 220 | 2 | 8 | 756 | 2 | 19 | 9 | E | 9 | 9 | A | 7 | 18.9 | A | 7 | -5.6 | A | 7 | 17 | A | 7 | 842 | A | 7 | 290 | A | 7 | 5.2 | A | 7 | 16000 | B | 7 | 7620 | A | 7 | 0.6 | E | 8 | 0.083 | F | 8 | 0.19 | F | 8 | 0 | 1 | D | 9 | 0 | C | 8
1999-04-18 | 13:00 | 1173 | 1355 | 834 | 2 | 8 | 605 | 2 | 15 | 309 | 2 | 8 | 897 | 2 | 8 | 632 | 2 | 15 | 349 | 2 | 8 | 1423 | 2 | 19 | 9 | E | 9 | 9 | A | 7 | 19.4 | A | 7 | -6.7 | A | 7 | 15 | A | 7 | 842 | A | 7 | 290 | A | 7 | 6.2 | A | 7 | 16000 | B | 7 | 7315 | A | 7 | 0.6 | E | 8 | 0.083 | F | 8 | 0.19 | F | 8 | 0 | 1 | D | 9 | 0 | C | 8
1999-04-18 | 14:00 | 1102 | 1355 | 637 | 2 | 8 | 323 | 2 | 15 | 374 | 2 | 8 | 692 | 2 | 8 | 350 | 2 | 15 | 407 | 2 | 8 | 1381 | 2 | 19 | 9 | E | 9 | 9 | A | 7 | 19.4 | A | 7 | -6.1 | A | 7 | 16 | A | 7 | 842 | A | 7 | 290 | A | 7 | 4.1 | A | 7 | 16000 | B | 7 | 7315 | A | 7 | 0.6 | E | 8 | 0.083 | F | 8 | 0.19 | F | 8 | 0 | 1 | D | 9 | 0 | C | 8
1999-04-18 | 15:00 | 967 | 1355 | 669 | 2 | 8 | 595 | 2 | 15 | 243 | 2 | 8 | 716 | 2 | 8 | 618 | 2 | 15 | 274 | 2 | 8 | 700 | 2 | 19 | 9 | E | 9 | 9 | A | 7 | 19.4 | A | 7 | -6.7 | A | 7 | 15 | A | 7 | 842 | A | 7 | 320 | A | 7 | 4.6 | A | 7 | 16000 | B | 7 | 7315 | A | 7 | 0.6 | E | 8 | 0.083 | F | 8 | 0.19 | F | 8 | 0 | 1 | D | 9 | 0 | C | 8
1999-04-18 | 16:00 | 778 | 1355 | 304 | 2 | 8 | 83 | 2 | 15 | 257 | 2 | 8 | 335 | 2 | 8 | 84 | 2 | 15 | 287 | 2 | 8 | 808 | 2 | 19 | 9 | E | 9 | 9 | A | 7 | 20 | A | 7 | -6.1 | A | 7 | 16 | A | 7 | 842 | A | 7 | 340 | A | 7 | 4.6 | A | 7 | 16000 | B | 7 | 7315 | A | 7 | 0.7 | E | 8 | 0.083 | F | 8 | 0.19 | F | 8 | 0 | 1 | D | 9 | 0 | C | 8
1999-04-18 | 17:00 | 547 | 1355 | 167 | 2 | 8 | 29 | 2 | 15 | 155 | 2 | 8 | 183 | 2 | 8 | 28 | 2 | 15 | 172 | 2 | 8 | 441 | 2 | 19 | 9 | B | 8 | 9 | B | 8 | 17.8 | A | 7 | -6.1 | A | 7 | 18 | A | 7 | 837 | A | 7 | 340 | A | 7 | 2.6 | A | 7 | 16000 | B | 7 | 7315 | A | 7 | 0.7 | E | 8 | 0.083 | F | 8 | 0.19 | F | 8 | 0 | 1 | D | 9 | 0 | C | 8
1999-04-18 | 18:00 | 291 | 1355 | 173 | 2 | 8 | 396 | 2 | 15 | 88 | 2 | 8 | 176 | 2 | 8 | 305 | 2 | 15 | 110 | 2 | 8 | 166 | 2 | 19 | 9 | E | 9 | 9 | A | 7 | 17 | A | 7 | -3 | A | 7 | 25 | A | 7 | 842 | A | 7 | 330 | A | 7 | 11.3 | A | 7 | 16100 | B | 7 | 7200 | A | 7 | 0.7 | E | 8 | 0.083 | F | 8 | 0.19 | F | 8 | 0 | 1 | D | 9 | 0 | C | 8
1999-04-18 | 19:00 | 49 | 870 | 7 | 2 | 8 | 158 | 2 | 15 | 4 | 2 | 8 | 15 | 2 | 8 | 93 | 2 | 15 | 9 | 2 | 8 | 15 | 2 | 19 | 9 | E | 9 | 9 | A | 7 | 16.1 | A | 7 | -3.3 | A | 7 | 25 | A | 7 | 841 | A | 7 | 360 | A | 7 | 9.8 | A | 7 | 16000 | B | 7 | 7315 | A | 7 | 0.7 | E | 8 | 0.083 | F | 8 | 0.19 | F | 8 | 0 | 1 | D | 9 | 0 | C | 8
1999-04-18 | 20:00 | 0 | 0 | 0 | 2 | 0 | 0 | 2 | 0 | 0 | 2 | 0 | 0 | 2 | 0 | 0 | 2 | 0 | 0 | 2 | 0 | 0 | 2 | 0 | 9 | E | 9 | 9 | A | 7 | 12.2 | A | 7 | -2.2 | A | 7 | 36 | A | 7 | 839 | A | 7 | 20 | A | 7 | 2.6 | A | 7 | 16000 | B | 7 | 7315 | A | 7 | 0.7 | E | 8 | 0.083 | F | 8 | 0.19 | F | 8 | 0 | 1 | D | 9 | 0 | C | 8
1999-04-18 | 21:00 | 0 | 0 | 0 | 2 | 0 | 0 | 2 | 0 | 0 | 2 | 0 | 0 | 2 | 0 | 0 | 2 | 0 | 0 | 2 | 0 | 0 | 2 | 0 | 5 | E | 9 | 5 | A | 7 | 11.7 | A | 7 | -2.2 | A | 7 | 37 | A | 7 | 839 | A | 7 | 220 | A | 7 | 3.6 | A | 7 | 16000 | B | 7 | 77777 | A | 7 | 0.7 | E | 8 | 0.083 | F | 8 | 0.19 | F | 8 | 0 | 1 | D | 9 | 0 | C | 8
1999-04-18 | 22:00 | 0 | 0 | 0 | 2 | 0 | 0 | 2 | 0 | 0 | 2 | 0 | 0 | 2 | 0 | 0 | 2 | 0 | 0 | 2 | 0 | 0 | 2 | 0 | 5 | E | 9 | 5 | A | 7 | 10.6 | A | 7 | -1.1 | A | 7 | 44 | A | 7 | 838 | A | 7 | 210 | A | 7 | 5.7 | A | 7 | 16000 | B | 7 | 77777 | A | 7 | 0.8 | E | 8 | 0.083 | F | 8 | 0.19 | F | 8 | 0 | 1 | D | 9 | 0 | C | 8
1999-04-18 | 23:00 | 0 | 0 | 0 | 2 | 0 | 0 | 2 | 0 | 0 | 2 | 0 | 0 | 2 | 0 | 0 | 2 | 0 | 0 | 2 | 0 | 0 | 2 | 0 | 5 | E | 9 | 5 | A | 7 | 8.9 | A | 7 | -0.6 | A | 7 | 51 | A | 7 | 837 | A | 7 | 200 | A | 7 | 6.7 | A | 7 | 16000 | B | 7 | 77777 | A | 7 | 0.8 | E | 8 | 0.083 | F | 8 | 0.19 | F | 8 | 0 | 1 | D | 9 | 0 | C | 8
1999-04-18 | 24:00 | 0 | 0 | 0 | 2 | 0 | 0 | 2 | 0 | 0 | 2 | 0 | 0 | 2 | 0 | 0 | 2 | 0 | 0 | 2 | 0 | 0 | 2 | 0 | 5 | E | 9 | 5 | A | 7 | 8.9 | A | 7 | -1.1 | A | 7 | 49 | A | 7 | 837 | A | 7 | 200 | A | 7 | 7.7 | A | 7 | 16000 | B | 7 | 77777 | A | 7 | 0.8 | E | 8 | 0.083 | F | 8 | 0.19 | F | 8 | 0 | 1 | D | 9 | 0 | C | 8
1999-04-19 | 1:00 | 0 | 0 | 0 | 2 | 0 | 0 | 2 | 0 | 0 | 2 | 0 | 0 | 2 | 0 | 0 | 2 | 0 | 0 | 2 | 0 | 0 | 2 | 0 | 9 | E | 9 | 9 | A | 7 | 7.8 | A | 7 | -1.1 | A | 7 | 53 | A | 7 | 836 | A | 7 | 210 | A | 7 | 6.7 | A | 7 | 16000 | B | 7 | 7620 | A | 7 | 0.8 | E | 8 | 0.083 | F | 8 | 0.19 | F | 8 | 0 | 1 | D | 9 | 0 | C | 8
1999-04-19 | 2:00 | 0 | 0 | 0 | 2 | 0 | 0 | 2 | 0 | 0 | 2 | 0 | 0 | 2 | 0 | 0 | 2 | 0 | 0 | 2 | 0 | 0 | 2 | 0 | 5 | E | 9 | 5 | A | 7 | 7.2 | A | 7 | -1.1 | A | 7 | 55 | A | 7 | 835 | A | 7 | 210 | A | 7 | 6.7 | A | 7 | 16000 | B | 7 | 77777 | A | 7 | 0.8 | E | 8 | 0.083 | F | 8 | 0.19 | F | 8 | 0 | 1 | D | 9 | 0 | C | 8
1999-04-19 | 3:00 | 0 | 0 | 0 | 2 | 0 | 0 | 2 | 0 | 0 | 2 | 0 | 0 | 2 | 0 | 0 | 2 | 0 | 0 | 2 | 0 | 0 | 2 | 0 | 5 | E | 9 | 5 | A | 7 | 7.2 | A | 7 | -1.7 | A | 7 | 52 | A | 7 | 835 | A | 7 | 220 | A | 7 | 6.7 | A | 7 | 16000 | B | 7 | 77777 | A | 7 | 0.8 | E | 8 | 0.083 | F | 8 | 0.19 | F | 8 | 0 | 1 | D | 9 | 0 | C | 8
1999-04-19 | 4:00 | 0 | 0 | 0 | 2 | 0 | 0 | 2 | 0 | 0 | 2 | 0 | 0 | 2 | 0 | 0 | 2 | 0 | 0 | 2 | 0 | 0 | 2 | 0 | 5 | E | 9 | 5 | A | 7 | 6.7 | A | 7 | -2.2 | A | 7 | 52 | A | 7 | 835 | A | 7 | 220 | A | 7 | 6.2 | A | 7 | 16000 | B | 7 | 77777 | A | 7 | 0.9 | E | 8 | 0.083 | F | 8 | 0.19 | F | 8 | 0 | 1 | D | 9 | 0 | C | 8
1999-04-19 | 5:00 | 0 | 0 | 0 | 2 | 0 | 0 | 2 | 0 | 0 | 2 | 0 | 0 | 2 | 0 | 0 | 2 | 0 | 0 | 2 | 0 | 0 | 2 | 0 | 5 | E | 9 | 5 | A | 7 | 7.2 | A | 7 | -2.8 | A | 7 | 48 | A | 7 | 837 | A | 7 | 210 | A | 7 | 7.2 | A | 7 | 16000 | B | 7 | 77777 | A | 7 | 0.9 | E | 8 | 0.083 | F | 8 | 0.19 | F | 8 | 0 | 1 | D | 9 | 0 | C | 8
1999-04-19 | 6:00 | 63 | 960 | 11 | 2 | 8 | 205 | 2 | 15 | 3 | 2 | 8 | 19 | 2 | 8 | 124 | 2 | 15 | 10 | 2 | 8 | 12 | 2 | 19 | 5 | E | 9 | 5 | A | 7 | 8.3 | A | 7 | -2.8 | A | 7 | 44 | A | 7 | 836 | A | 7 | 210 | A | 7 | 7.2 | A | 7 | 16000 | B | 7 | 77777 | A | 7 | 0.9 | E | 8 | 0.083 | F | 8 | 0.19 | F | 8 | 0 | 1 | D | 9 | 0 | C | 8
1999-04-19 | 7:00 | 312 | 1355 | 207 | 2 | 8 | 640 | 2 | 15 | 60 | 2 | 8 | 213 | 2 | 8 | 515 | 2 | 15 | 94 | 2 | 8 | 108 | 2 | 19 | 5 | B | 8 | 5 | B | 8 | 10.6 | A | 7 | -1.7 | A | 7 | 42 | A | 7 | 838 | A | 7 | 210 | A | 7 | 7.2 | A | 7 | 16000 | B | 7 | 77777 | A | 7 | 0.9 | E | 8 | 0.083 | F | 8 | 0.19 | F | 8 | 0 | 1 | D | 9 | 0 | C | 8
1999-04-19 | 8:00 | 567 | 1355 | 421 | 2 | 8 | 807 | 2 | 15 | 83 | 2 | 8 | 433 | 2 | 8 | 767 | 2 | 15 | 111 | 2 | 8 | 161 | 2 | 19 | 5 | E | 9 | 5 | A | 7 | 15 | A | 7 | -1.1 | A | 7 | 33 | A | 7 | 840 | A | 7 | 230 | A | 7 | 4.6 | A | 7 | 16000 | B | 7 | 77777 | A | 7 | 0.9 | E | 8 | 0.083 | F | 8 | 0.19 | F | 8 | 0 | 1 | D | 9 | 0 | C | 8
1999-04-19 | 9:00 | 796 | 1355 | 603 | 2 | 8 | 844 | 2 | 15 | 107 | 2 | 8 | 631 | 2 | 8 | 838 | 2 | 15 | 138 | 2 | 8 | 241 | 2 | 19 | 5 | E | 9 | 5 | A | 7 | 18.3 | A | 7 | -5 | A | 7 | 19 | A | 7 | 841 | A | 7 | 300 | A | 7 | 3.6 | A | 7 | 16000 | B | 7 | 77777 | A | 7 | 0.9 | E | 8 | 0.083 | F | 8 | 0.19 | F | 8 | 0 | 1 | D | 9 | 0 | C | 8
1999-04-19 | 10:00 | 982 | 1355 | 741 | 2 | 8 | 794 | 2 | 15 | 164 | 2 | 8 | 789 | 2 | 8 | 810 | 2 | 15 | 200 | 2 | 8 | 487 | 2 | 19 | 9 | E | 9 | 9 | A | 7 | 18.9 | A | 7 | -5.6 | A | 7 | 17 | A | 7 | 841 | A | 7 | 290 | B | 8 | 1.5 | A | 7 | 16000 | B | 7 | 7620 | A | 7 | 0.9 | E | 8 | 0.083 | F | 8 | 0.19 | F | 8 | 0 | 1 | D | 9 | 0 | C | 8
1999-04-19 | 11:00 | 1112 | 1355 | 748 | 2 | 8 | 525 | 2 | 15 | 316 | 2 | 8 | 797 | 2 | 8 | 547 | 2 | 15 | 346 | 2 | 8 | 1233 | 2 | 19 | 9 | B | 8 | 9 | B | 8 | 19.4 | A | 7 | -5 | A | 7 | 18 | A | 7 | 836 | A | 7 | 270 | B | 8 | 2.1 | A | 7 | 16000 | B | 7 | 7620 | A | 7 | 0.9 | E | 8 | 0.083 | F | 8 | 0.19 | F | 8 | 0 | 1 | D | 9 | 0 | C | 8
1999-04-19 | 12:00 | 1179 | 1355 | 527 | 2 | 8 | 126 | 2 | 15 | 417 | 2 | 8 | 579 | 2 | 8 | 134 | 2 | 15 | 462 | 2 | 8 | 1795 | 2 | 19 | 9 | E | 9 | 9 | A | 7 | 21.1 | A | 7 | -5 | A | 7 | 16 | A | 7 | 841 | A | 7 | 260 | A | 7 | 7.2 | A | 7 | 16000 | B | 7 | 7620 | A | 7 | 0.9 | E | 8 | 0.083 | F | 8 | 0.19 | F | 8 | 0 | 1 | D | 9 | 0 | C | 8
1999-04-19 | 13:00 | 1176 | 1355 | 864 | 2 | 8 | 653 | 2 | 15 | 295 | 2 | 8 | 900 | 2 | 8 | 655 | 2 | 15 | 329 | 2 | 8 | 1318 | 2 | 19 | 9 | E | 9 | 9 | A | 7 | 21.1 | A | 7 | -5.6 | A | 7 | 15 | A | 7 | 841 | A | 7 | 340 | A | 7 | 4.1 | A | 7 | 16000 | B | 7 | 7620 | A | 7 | 0.9 | E | 8 | 0.083 | F | 8 | 0.19 | F | 8 | 0 | 1 | D | 9 | 0 | C | 8
1999-04-19 | 14:00 | 1105 | 1355 | 883 | 2 | 8 | 830 | 2 | 15 | 204 | 2 | 8 | 938 | 2 | 8 | 846 | 2 | 15 | 246 | 2 | 8 | 769 | 2 | 19 | 9 | E | 9 | 9 | A | 7 | 22.8 | A | 7 | -5 | A | 7 | 14 | A | 7 | 841 | A | 7 | 260 | A | 7 | 4.1 | A | 7 | 16000 | B | 7 | 7620 | A | 7 | 0.9 | E | 8 | 0.083 | F | 8 | 0.19 | F | 8 | 0 | 1 | D | 9 | 0 | C | 8
1999-04-19 | 15:00 | 971 | 1355 | 652 | 2 | 8 | 601 | 2 | 15 | 220 | 2 | 8 | 678 | 2 | 8 | 603 | 2 | 15 | 245 | 2 | 8 | 617 | 2 | 19 | 9 | E | 9 | 9 | A | 7 | 21.7 | A | 7 | -5.6 | A | 7 | 15 | A | 7 | 839 | A | 7 | 360 | A | 7 | 3.6 | A | 7 | 16000 | B | 7 | 7620 | A | 7 | 0.9 | E | 8 | 0.083 | F | 8 | 0.19 | F | 8 | 0 | 1 | D | 9 | 0 | C | 8
1999-04-19 | 16:00 | 781 | 1355 | 526 | 2 | 8 | 625 | 2 | 15 | 164 | 2 | 8 | 545 | 2 | 8 | 620 | 2 | 15 | 187 | 2 | 8 | 367 | 2 | 19 | 9 | E | 9 | 9 | A | 7 | 22.2 | A | 7 | -5 | A | 7 | 15 | A | 7 | 839 | A | 7 | 350 | A | 7 | 4.1 | A | 7 | 16000 | B | 7 | 7620 | A | 7 | 0.9 | E | 8 | 0.083 | F | 8 | 0.19 | F | 8 | 0 | 1 | D | 9 | 0 | C | 8
1999-04-19 | 17:00 | 550 | 1355 | 302 | 2 | 8 | 330 | 2 | 15 | 168 | 2 | 8 | 321 | 2 | 8 | 327 | 2 | 15 | 188 | 2 | 8 | 358 | 2 | 19 | 10 | B | 8 | 10 | B | 8 | 21.1 | A | 7 | -4.4 | A | 7 | 17 | A | 7 | 832 | A | 7 | 290 | A | 7 | 2.6 | A | 7 | 14400 | B | 7 | 7620 | A | 7 | 0.9 | E | 8 | 0.083 | F | 8 | 0.19 | F | 8 | 0 | 1 | D | 9 | 0 | C | 8
1999-04-19 | 18:00 | 294 | 1355 | 151 | 2 | 8 | 435 | 2 | 15 | 57 | 2 | 8 | 155 | 2 | 8 | 343 | 2 | 15 | 81 | 2 | 8 | 103 | 2 | 19 | 10 | E | 9 | 10 | A | 7 | 18.3 | A | 7 | -1.1 | A | 7 | 27 | A | 7 | 837 | A | 7 | 120 | A | 7 | 1.5 | A | 7 | 16000 | B | 7 | 7620 | A | 7 | 0.9 | E | 8 | 0.083 | F | 8 | 0.19 | F | 8 | 0 | 1 | D | 9 | 0 | C | 8
1999-04-19 | 19:00 | 52 | 892 | 5 | 2 | 8 | 0 | 2 | 15 | 5 | 2 | 8 | 6 | 2 | 8 | 0 | 2 | 15 | 6 | 2 | 8 | 20 | 2 | 19 | 10 | E | 9 | 10 | A | 7 | 16.7 | A | 7 | -1.7 | A | 7 | 28 | A | 7 | 836 | A | 7 | 180 | A | 7 | 3.1 | A | 7 | 16000 | B | 7 | 7620 | A | 7 | 0.9 | E | 8 | 0.083 | F | 8 | 0.19 | F | 8 | 0 | 1 | D | 9 | 0 | C | 8
1999-04-19 | 20:00 | 0 | 0 | 0 | 2 | 0 | 0 | 2 | 0 | 0 | 2 | 0 | 0 | 2 | 0 | 0 | 2 | 0 | 0 | 2 | 0 | 0 | 2 | 0 | 9 | E | 9 | 9 | A | 7 | 16.1 | A | 7 | -2.8 | A | 7 | 26 | A | 7 | 835 | A | 7 | 190 | A | 7 | 2.6 | A | 7 | 16000 | B | 7 | 7620 | A | 7 | 0.9 | E | 8 | 0.083 | F | 8 | 0.19 | F | 8 | 0 | 1 | D | 9 | 0 | C | 8
1999-04-19 | 21:00 | 0 | 0 | 0 | 2 | 0 | 0 | 2 | 0 | 0 | 2 | 0 | 0 | 2 | 0 | 0 | 2 | 0 | 0 | 2 | 0 | 0 | 2 | 0 | 9 | E | 9 | 9 | A | 7 | 13.9 | A | 7 | -0.6 | A | 7 | 37 | A | 7 | 834 | A | 7 | 180 | A | 7 | 4.1 | A | 7 | 16000 | B | 7 | 7620 | A | 7 | 0.9 | E | 8 | 0.083 | F | 8 | 0.19 | F | 8 | 0 | 1 | D | 9 | 0 | C | 8
1999-04-19 | 22:00 | 0 | 0 | 0 | 2 | 0 | 0 | 2 | 0 | 0 | 2 | 0 | 0 | 2 | 0 | 0 | 2 | 0 | 0 | 2 | 0 | 0 | 2 | 0 | 9 | E | 9 | 9 | A | 7 | 11.7 | A | 7 | 0 | A | 7 | 44 | A | 7 | 832 | A | 7 | 150 | A | 7 | 2.1 | A | 7 | 16000 | B | 7 | 7620 | A | 7 | 0.9 | E | 8 | 0.083 | F | 8 | 0.19 | F | 8 | 0 | 1 | D | 9 | 0 | C | 8
1999-04-19 | 23:00 | 0 | 0 | 0 | 2 | 0 | 0 | 2 | 0 | 0 | 2 | 0 | 0 | 2 | 0 | 0 | 2 | 0 | 0 | 2 | 0 | 0 | 2 | 0 | 9 | B | 8 | 9 | B | 8 | 11.1 | A | 7 | -0.6 | A | 7 | 44 | A | 7 | 832 | A | 7 | 80 | A | 7 | 3.6 | A | 7 | 16000 | B | 7 | 7620 | A | 7 | 0.9 | E | 8 | 0.083 | F | 8 | 0.19 | F | 8 | 0 | 1 | D | 9 | 0 | C | 8
1999-04-19 | 24:00 | 0 | 0 | 0 | 2 | 0 | 0 | 2 | 0 | 0 | 2 | 0 | 0 | 2 | 0 | 0 | 2 | 0 | 0 | 2 | 0 | 0 | 2 | 0 | 9 | E | 9 | 9 | A | 7 | 9.4 | A | 7 | 0 | A | 7 | 52 | A | 7 | 830 | A | 7 | 140 | A | 7 | 3.1 | A | 7 | 16000 | B | 7 | 7620 | A | 7 | 0.9 | E | 8 | 0.083 | F | 8 | 0.19 | F | 8 | 0 | 1 | D | 9 | 0 | C | 8
1999-04-20 | 1:00 | 0 | 0 | 0 | 2 | 0 | 0 | 2 | 0 | 0 | 2 | 0 | 0 | 2 | 0 | 0 | 2 | 0 | 0 | 2 | 0 | 0 | 2 | 0 | 10 | E | 9 | 9 | A | 7 | 10.6 | A | 7 | 0 | A | 7 | 48 | A | 7 | 831 | A | 7 | 250 | A | 7 | 3.1 | A | 7 | 16000 | B | 7 | 7620 | A | 7 | 0.9 | E | 8 | 0.083 | F | 8 | 0.19 | F | 8 | 0 | 1 | D | 9 | 0 | C | 8
1999-04-20 | 2:00 | 0 | 0 | 0 | 2 | 0 | 0 | 2 | 0 | 0 | 2 | 0 | 0 | 2 | 0 | 0 | 2 | 0 | 0 | 2 | 0 | 0 | 2 | 0 | 10 | E | 9 | 9 | A | 7 | 8.3 | A | 7 | 0 | A | 7 | 56 | A | 7 | 830 | A | 7 | 230 | A | 7 | 3.6 | A | 7 | 16000 | B | 7 | 7620 | A | 7 | 0.9 | E | 8 | 0.083 | F | 8 | 0.19 | F | 8 | 0 | 1 | D | 9 | 0 | C | 8
1999-04-20 | 3:00 | 0 | 0 | 0 | 2 | 0 | 0 | 2 | 0 | 0 | 2 | 0 | 0 | 2 | 0 | 0 | 2 | 0 | 0 | 2 | 0 | 0 | 2 | 0 | 10 | E | 9 | 9 | A | 7 | 7.2 | A | 7 | -0.6 | A | 7 | 57 | A | 7 | 829 | A | 7 | 210 | A | 7 | 3.1 | A | 7 | 16000 | B | 7 | 7620 | A | 7 | 0.9 | E | 8 | 0.083 | F | 8 | 0.19 | F | 8 | 0 | 1 | D | 9 | 0 | C | 8
1999-04-20 | 4:00 | 0 | 0 | 0 | 2 | 0 | 0 | 2 | 0 | 0 | 2 | 0 | 0 | 2 | 0 | 0 | 2 | 0 | 0 | 2 | 0 | 0 | 2 | 0 | 10 | E | 9 | 9 | A | 7 | 8.3 | A | 7 | -2.2 | A | 7 | 46 | A | 7 | 830 | A | 7 | 240 | A | 7 | 5.2 | A | 7 | 16000 | B | 7 | 7620 | A | 7 | 0.9 | E | 8 | 0.083 | F | 8 | 0.19 | F | 8 | 0 | 1 | D | 9 | 0 | C | 8
1999-04-20 | 5:00 | 0 | 0 | 0 | 2 | 0 | 0 | 2 | 0 | 0 | 2 | 0 | 0 | 2 | 0 | 0 | 2 | 0 | 0 | 2 | 0 | 0 | 2 | 0 | 10 | E | 9 | 9 | A | 7 | 8.9 | A | 7 | -4.4 | A | 7 | 37 | A | 7 | 830 | A | 7 | 230 | A | 7 | 2.1 | A | 7 | 16000 | B | 7 | 7620 | A | 7 | 0.9 | E | 8 | 0.083 | F | 8 | 0.19 | F | 8 | 0 | 1 | D | 9 | 0 | C | 8
1999-04-20 | 6:00 | 67 | 1004 | 7 | 2 | 8 | 14 | 2 | 15 | 6 | 2 | 8 | 8 | 2 | 8 | 5 | 2 | 15 | 8 | 2 | 8 | 9 | 2 | 19 | 10 | E | 9 | 9 | A | 7 | 8.3 | A | 7 | -2.8 | A | 7 | 44 | A | 7 | 830 | A | 7 | 220 | B | 8 | 1.5 | A | 7 | 16000 | B | 7 | 7620 | A | 7 | 0.9 | E | 8 | 0.083 | F | 8 | 0.19 | F | 8 | 0 | 1 | D | 9 | 0 | C | 8
1999-04-20 | 7:00 | 317 | 1354 | 111 | 2 | 8 | 41 | 2 | 15 | 102 | 2 | 8 | 122 | 2 | 8 | 35 | 2 | 15 | 114 | 2 | 8 | 250 | 2 | 19 | 10 | E | 9 | 9 | A | 7 | 11.1 | A | 7 | -1.1 | A | 7 | 42 | A | 7 | 831 | A | 7 | 210 | A | 7 | 3.6 | A | 7 | 16000 | B | 7 | 7620 | A | 7 | 0.9 | E | 8 | 0.083 | F | 8 | 0.19 | F | 8 | 0 | 1 | D | 9 | 0 | C | 8
1999-04-20 | 8:00 | 572 | 1354 | 245 | 2 | 8 | 112 | 2 | 15 | 198 | 2 | 8 | 269 | 2 | 8 | 110 | 2 | 15 | 223 | 2 | 8 | 545 | 2 | 19 | 10 | E | 9 | 9 | A | 7 | 13.9 | A | 7 | -1.1 | A | 7 | 35 | A | 7 | 833 | A | 7 | 190 | A | 7 | 3.1 | A | 7 | 16000 | B | 7 | 6096 | A | 7 | 0.9 | E | 8 | 0.083 | F | 8 | 0.19 | F | 8 | 0 | 1 | D | 9 | 0 | C | 8
1999-04-20 | 9:00 | 800 | 1354 | 498 | 2 | 8 | 373 | 2 | 15 | 277 | 2 | 8 | 531 | 2 | 8 | 395 | 2 | 15 | 297 | 2 | 8 | 700 | 2 | 19 | 10 | E | 9 | 9 | A | 7 | 16.7 | A | 7 | -1.7 | A | 7 | 28 | A | 7 | 833 | A | 7 | 190 | A | 7 | 4.6 | A | 7 | 16000 | B | 7 | 6096 | A | 7 | 0.9 | E | 8 | 0.083 | F | 8 | 0.19 | F | 8 | 0 | 1 | D | 9 | 0 | C | 8
1999-04-20 | 10:00 | 986 | 1354 | 785 | 2 | 8 | 842 | 2 | 15 | 170 | 2 | 8 | 834 | 2 | 8 | 858 | 2 | 15 | 207 | 2 | 8 | 507 | 2 | 19 | 10 | E | 9 | 9 | A | 7 | 18.3 | A | 7 | -2.2 | A | 7 | 24 | A | 7 | 834 | A | 7 | 280 | B | 8 | 2.6 | A | 7 | 16000 | B | 7 | 7620 | A | 7 | 0.9 | E | 8 | 0.083 | F | 8 | 0.19 | F | 8 | 0 | 1 | D | 9 | 0 | C | 8
1999-04-20 | 11:00 | 1116 | 1354 | 877 | 2 | 8 | 772 | 2 | 15 | 239 | 2 | 8 | 922 | 2 | 8 | 781 | 2 | 15 | 277 | 2 | 8 | 913 | 2 | 19 | 10 | B | 8 | 9 | B | 8 | 19.4 | A | 7 | -3.3 | A | 7 | 21 | A | 7 | 829 | A | 7 | 0 | A | 7 | 0 | A | 7 | 16000 | B | 7 | 7620 | A | 7 | 0.9 | E | 8 | 0.083 | F | 8 | 0.19 | F | 8 | 0 | 1 | D | 9 | 0 | C | 8
1999-04-20 | 12:00 | 1182 | 1354 | 485 | 2 | 8 | 90 | 2 | 15 | 406 | 2 | 8 | 535 | 2 | 8 | 93 | 2 | 15 | 454 | 2 | 8 | 1833 | 2 | 19 | 10 | E | 9 | 9 | A | 7 | 19.4 | A | 7 | -2.2 | A | 7 | 23 | A | 7 | 833 | A | 7 | 130 | A | 7 | 3.6 | A | 7 | 16000 | B | 7 | 5486 | A | 7 | 0.9 | E | 8 | 0.083 | F | 8 | 0.19 | F | 8 | 0 | 1 | D | 9 | 0 | C | 8
1999-04-20 | 13:00 | 1179 | 1354 | 477 | 2 | 8 | 78 | 2 | 15 | 409 | 2 | 8 | 527 | 2 | 8 | 80 | 2 | 15 | 456 | 2 | 8 | 1836 | 2 | 19 | 10 | E | 9 | 9 | A | 7 | 21.1 | A | 7 | -1.7 | A | 7 | 21 | A | 7 | 832 | A | 7 | 90 | A | 7 | 3.6 | A | 7 | 16000 | B | 7 | 5486 | A | 7 | 0.9 | E | 8 | 0.083 | F | 8 | 0.19 | F | 8 | 0 | 1 | D | 9 | 0 | C | 8
1999-04-20 | 14:00 | 1108 | 1354 | 544 | 2 | 8 | 203 | 2 | 15 | 377 | 2 | 8 | 598 | 2 | 8 | 216 | 2 | 15 | 420 | 2 | 8 | 1411 | 2 | 19 | 10 | E | 9 | 9 | A | 7 | 21.1 | A | 7 | -3.3 | A | 7 | 19 | A | 7 | 832 | A | 7 | 280 | A | 7 | 2.1 | A | 7 | 16000 | B | 7 | 3353 | A | 7 | 0.9 | E | 8 | 0.083 | F | 8 | 0.19 | F | 8 | 0 | 1 | D | 9 | 0 | C | 8
1999-04-20 | 15:00 | 974 | 1354 | 131 | 2 | 8 | 0 | 2 | 15 | 131 | 2 | 8 | 162 | 2 | 8 | 0 | 2 | 15 | 162 | 2 | 8 | 670 | 2 | 19 | 10 | E | 9 | 9 | A | 7 | 20.6 | A | 7 | -2.8 | A | 7 | 20 | A | 7 | 831 | A | 7 | 290 | A | 7 | 3.6 | A | 7 | 16000 | B | 7 | 5486 | A | 7 | 0.9 | E | 8 | 0.083 | F | 8 | 0.19 | F | 8 | 0 | 1 | D | 9 | 0 | C | 8
1999-04-20 | 16:00 | 784 | 1354 | 149 | 2 | 8 | 0 | 2 | 15 | 149 | 2 | 8 | 177 | 2 | 8 | 0 | 2 | 15 | 177 | 2 | 8 | 688 | 2 | 19 | 10 | E | 9 | 9 | A | 7 | 20 | A | 7 | -0.6 | A | 7 | 25 | A | 7 | 830 | A | 7 | 10 | A | 7 | 3.6 | A | 7 | 16000 | B | 7 | 3353 | A | 7 | 0.9 | E | 8 | 0.083 | F | 8 | 0.19 | F | 8 | 0 | 1 | D | 9 | 0 | C | 8
1999-04-20 | 17:00 | 554 | 1354 | 120 | 2 | 8 | 0 | 2 | 15 | 120 | 2 | 8 | 139 | 2 | 8 | 0 | 2 | 15 | 139 | 2 | 8 | 494 | 2 | 19 | 10 | E | 9 | 10 | A | 7 | 18.3 | A | 7 | 0 | A | 7 | 29 | A | 7 | 825 | A | 7 | 90 | A | 7 | 5.7 | A | 7 | 16000 | B | 7 | 5486 | A | 7 | 0.9 | E | 8 | 0.083 | F | 8 | 0.19 | F | 8 | 0 | 1 | D | 9 | 0 | C | 8
1999-04-20 | 18:00 | 298 | 1354 | 49 | 2 | 8 | 0 | 2 | 15 | 49 | 2 | 8 | 57 | 2 | 8 | 0 | 2 | 15 | 57 | 2 | 8 | 191 | 2 | 19 | 10 | E | 9 | 10 | A | 7 | 17.2 | A | 7 | -0.6 | A | 7 | 30 | A | 7 | 829 | A | 7 | 80 | A | 7 | 4.6 | A | 7 | 16000 | B | 7 | 5486 | A | 7 | 0.9 | E | 8 | 0.083 | F | 8 | 0.19 | F | 8 | 0 | 1 | D | 9 | 0 | C | 8
1999-04-20 | 19:00 | 54 | 914 | 10 | 2 | 8 | 168 | 2 | 15 | 5 | 2 | 8 | 17 | 2 | 8 | 100 | 2 | 15 | 11 | 2 | 8 | 18 | 2 | 19 | 10 | E | 9 | 10 | A | 7 | 15 | A | 7 | 0 | A | 7 | 36 | A | 7 | 828 | A | 7 | 360 | A | 7 | 3.1 | A | 7 | 16000 | B | 7 | 3048 | A | 7 | 0.9 | E | 8 | 0.083 | F | 8 | 0.19 | F | 8 | 0 | 1 | D | 9 | 0 | C | 8
1999-04-20 | 20:00 | 0 | 0 | 0 | 2 | 0 | 0 | 2 | 0 | 0 | 2 | 0 | 0 | 2 | 0 | 0 | 2 | 0 | 0 | 2 | 0 | 0 | 2 | 0 | 10 | E | 9 | 10 | A | 7 | 13.9 | A | 7 | -0.6 | A | 7 | 37 | A | 7 | 827 | A | 7 | 40 | A | 7 | 3.1 | A | 7 | 16000 | B | 7 | 2743 | A | 7 | 0.9 | E | 8 | 0.083 | F | 8 | 0.19 | F | 8 | 0 | 1 | D | 9 | 0 | C | 8
1999-04-20 | 21:00 | 0 | 0 | 0 | 2 | 0 | 0 | 2 | 0 | 0 | 2 | 0 | 0 | 2 | 0 | 0 | 2 | 0 | 0 | 2 | 0 | 0 | 2 | 0 | 10 | E | 9 | 10 | A | 7 | 12.2 | A | 7 | -0.6 | A | 7 | 41 | A | 7 | 825 | A | 7 | 110 | A | 7 | 2.1 | A | 7 | 16000 | B | 7 | 3658 | A | 7 | 0.9 | E | 8 | 0.083 | F | 8 | 0.19 | F | 8 | 0 | 1 | D | 9 | 0 | C | 8
1999-04-20 | 22:00 | 0 | 0 | 0 | 2 | 0 | 0 | 2 | 0 | 0 | 2 | 0 | 0 | 2 | 0 | 0 | 2 | 0 | 0 | 2 | 0 | 0 | 2 | 0 | 10 | E | 9 | 10 | A | 7 | 14.4 | A | 7 | -0.6 | A | 7 | 35 | A | 7 | 825 | A | 7 | 170 | A | 7 | 8.8 | A | 7 | 16000 | B | 7 | 2438 | A | 7 | 0.9 | E | 8 | 0.083 | F | 8 | 0.19 | F | 8 | 0 | 1 | D | 9 | 0 | C | 8
1999-04-20 | 23:00 | 0 | 0 | 0 | 2 | 0 | 0 | 2 | 0 | 0 | 2 | 0 | 0 | 2 | 0 | 0 | 2 | 0 | 0 | 2 | 0 | 0 | 2 | 0 | 10 | E | 9 | 10 | A | 7 | 12.2 | A | 7 | -0.6 | A | 7 | 41 | A | 7 | 823 | A | 7 | 170 | A | 7 | 7.7 | A | 7 | 16000 | B | 7 | 2438 | A | 7 | 0.9 | E | 8 | 0.083 | F | 8 | 0.19 | F | 8 | 0 | 1 | D | 9 | 0 | C | 8
1999-04-20 | 24:00 | 0 | 0 | 0 | 2 | 0 | 0 | 2 | 0 | 0 | 2 | 0 | 0 | 2 | 0 | 0 | 2 | 0 | 0 | 2 | 0 | 0 | 2 | 0 | 10 | E | 9 | 9 | A | 7 | 10.6 | A | 7 | -0.6 | A | 7 | 46 | A | 7 | 823 | A | 7 | 240 | A | 7 | 3.1 | A | 7 | 16000 | B | 7 | 4572 | A | 7 | 0.9 | E | 8 | 0.083 | F | 8 | 0.19 | F | 8 | 0 | 1 | D | 9 | 0 | C | 8
1999-04-21 | 1:00 | 0 | 0 | 0 | 2 | 0 | 0 | 2 | 0 | 0 | 2 | 0 | 0 | 2 | 0 | 0 | 2 | 0 | 0 | 2 | 0 | 0 | 2 | 0 | 10 | E | 9 | 9 | A | 7 | 9.4 | A | 7 | -0.6 | A | 7 | 49 | A | 7 | 822 | A | 7 | 210 | A | 7 | 4.1 | A | 7 | 16000 | B | 7 | 3353 | A | 7 | 0.9 | E | 8 | 0.084 | F | 8 | 0.19 | F | 8 | 0 | 1 | D | 9 | 0 | C | 8
1999-04-21 | 2:00 | 0 | 0 | 0 | 2 | 0 | 0 | 2 | 0 | 0 | 2 | 0 | 0 | 2 | 0 | 0 | 2 | 0 | 0 | 2 | 0 | 0 | 2 | 0 | 6 | E | 9 | 5 | A | 7 | 8.9 | A | 7 | 3.9 | A | 7 | 71 | A | 7 | 822 | A | 7 | 20 | A | 7 | 5.2 | A | 7 | 16000 | B | 7 | 77777 | A | 7 | 0.9 | E | 8 | 0.084 | F | 8 | 0.19 | F | 8 | 0 | 1 | D | 9 | 0 | C | 8
1999-04-21 | 3:00 | 0 | 0 | 0 | 2 | 0 | 0 | 2 | 0 | 0 | 2 | 0 | 0 | 2 | 0 | 0 | 2 | 0 | 0 | 2 | 0 | 0 | 2 | 0 | 10 | E | 9 | 9 | A | 7 | 7.8 | A | 7 | 3.3 | A | 7 | 73 | A | 7 | 822 | A | 7 | 20 | A | 7 | 4.6 | A | 7 | 16000 | B | 7 | 3658 | A | 7 | 0.9 | E | 8 | 0.084 | F | 8 | 0.19 | F | 8 | 0 | 1 | D | 9 | 0 | C | 8
1999-04-21 | 4:00 | 0 | 0 | 0 | 2 | 0 | 0 | 2 | 0 | 0 | 2 | 0 | 0 | 2 | 0 | 0 | 2 | 0 | 0 | 2 | 0 | 0 | 2 | 0 | 2 | E | 9 | 2 | A | 7 | 5.6 | A | 7 | 2.8 | A | 7 | 82 | A | 7 | 821 | A | 7 | 100 | A | 7 | 3.1 | A | 7 | 16000 | B | 7 | 77777 | A | 7 | 0.9 | E | 8 | 0.084 | F | 8 | 0.19 | F | 8 | 0 | 1 | D | 9 | 0 | C | 8
1999-04-21 | 5:00 | 0 | 0 | 0 | 2 | 0 | 0 | 2 | 0 | 0 | 2 | 0 | 0 | 2 | 0 | 0 | 2 | 0 | 0 | 2 | 0 | 0 | 2 | 0 | 6 | E | 9 | 5 | A | 7 | 6.1 | A | 7 | 3.3 | A | 7 | 82 | A | 7 | 823 | A | 7 | 50 | A | 7 | 2.1 | A | 7 | 16000 | B | 7 | 77777 | A | 7 | 0.9 | E | 8 | 0.084 | F | 8 | 0.19 | F | 8 | 0 | 1 | D | 9 | 0 | C | 8
1999-04-21 | 6:00 | 71 | 1026 | 0 | 2 | 8 | 0 | 2 | 15 | 0 | 2 | 8 | 0 | 2 | 8 | 0 | 2 | 15 | 0 | 2 | 8 | 0 | 2 | 19 | 6 | E | 9 | 5 | A | 7 | 5 | A | 7 | 2.8 | A | 7 | 86 | A | 7 | 821 | A | 7 | 150 | A | 7 | 3.1 | A | 7 | 16000 | B | 7 | 77777 | A | 7 | 0.9 | E | 8 | 0.084 | F | 8 | 0.19 | F | 8 | 0 | 1 | D | 9 | 0 | C | 8
1999-04-21 | 7:00 | 323 | 1353 | 229 | 2 | 8 | 675 | 2 | 15 | 68 | 2 | 8 | 234 | 2 | 8 | 547 | 2 | 15 | 103 | 2 | 8 | 121 | 2 | 19 | 10 | E | 9 | 9 | A | 7 | 8.3 | A | 7 | 3.3 | A | 7 | 71 | A | 7 | 823 | A | 7 | 130 | A | 7 | 4.1 | A | 7 | 16000 | B | 7 | 7620 | A | 7 | 1 | E | 8 | 0.084 | F | 8 | 0.19 | F | 8 | 0 | 1 | D | 9 | 0 | C | 8
1999-04-21 | 8:00 | 577 | 1353 | 427 | 2 | 8 | 806 | 2 | 15 | 82 | 2 | 8 | 440 | 2 | 8 | 769 | 2 | 15 | 111 | 2 | 8 | 162 | 2 | 19 | 10 | E | 9 | 9 | A | 7 | 10 | A | 7 | 0 | A | 7 | 50 | A | 7 | 824 | A | 7 | 90 | A | 7 | 3.6 | A | 7 | 16000 | B | 7 | 7620 | A | 7 | 1 | E | 8 | 0.084 | F | 8 | 0.19 | F | 8 | 0 | 1 | D | 9 | 0 | C | 8
1999-04-21 | 9:00 | 805 | 1353 | 642 | 2 | 8 | 923 | 2 | 15 | 91 | 2 | 8 | 666 | 2 | 8 | 911 | 2 | 15 | 123 | 2 | 8 | 190 | 2 | 19 | 6 | E | 9 | 5 | A | 7 | 12.2 | A | 7 | -0.6 | A | 7 | 41 | A | 7 | 825 | A | 7 | 60 | A | 7 | 4.6 | A | 7 | 16000 | B | 7 | 77777 | A | 7 | 1 | E | 8 | 0.084 | F | 8 | 0.19 | F | 8 | 0 | 1 | D | 9 | 0 | C | 8
1999-04-21 | 10:00 | 990 | 1353 | 778 | 2 | 8 | 945 | 2 | 15 | 85 | 2 | 8 | 810 | 2 | 8 | 944 | 2 | 15 | 118 | 2 | 8 | 242 | 2 | 19 | 10 | E | 9 | 9 | A | 7 | 13.3 | A | 7 | -2.8 | A | 7 | 32 | A | 7 | 825 | A | 7 | 90 | A | 7 | 4.6 | A | 7 | 16000 | B | 7 | 7620 | A | 7 | 1 | E | 8 | 0.084 | F | 8 | 0.19 | F | 8 | 0 | 1 | D | 9 | 0 | C | 8
1999-04-21 | 11:00 | 1120 | 1353 | 902 | 2 | 8 | 844 | 2 | 15 | 202 | 2 | 8 | 961 | 2 | 8 | 862 | 2 | 15 | 246 | 2 | 8 | 793 | 2 | 19 | 10 | B | 8 | 9 | B | 8 | 14.4 | A | 7 | -2.8 | A | 7 | 30 | A | 7 | 822 | A | 7 | 30 | A | 7 | 5.2 | A | 7 | 16000 | B | 7 | 7620 | A | 7 | 1 | E | 8 | 0.084 | F | 8 | 0.19 | F | 8 | 0 | 1 | D | 9 | 0 | C | 8
1999-04-21 | 12:00 | 1185 | 1353 | 770 | 2 | 8 | 475 | 2 | 15 | 353 | 2 | 8 | 819 | 2 | 8 | 496 | 2 | 15 | 384 | 2 | 8 | 1714 | 2 | 19 | 10 | E | 9 | 9 | A | 7 | 14.4 | A | 7 | -3.9 | A | 7 | 27 | A | 7 | 824 | A | 7 | 20 | A | 7 | 3.6 | A | 7 | 16000 | B | 7 | 7620 | A | 7 | 1 | E | 8 | 0.084 | F | 8 | 0.19 | F | 8 | 0 | 1 | D | 9 | 0 | C | 8
1999-04-21 | 13:00 | 1182 | 1353 | 756 | 2 | 8 | 503 | 2 | 15 | 315 | 2 | 8 | 813 | 2 | 8 | 526 | 2 | 15 | 352 | 2 | 8 | 1506 | 2 | 19 | 10 | E | 9 | 9 | A | 7 | 15 | A | 7 | -3.3 | A | 7 | 27 | A | 7 | 824 | A | 7 | 360 | A | 7 | 4.6 | A | 7 | 16000 | B | 7 | 6096 | A | 7 | 1 | E | 8 | 0.084 | F | 8 | 0.19 | F | 8 | 0 | 1 | D | 9 | 0 | C | 8
1999-04-21 | 14:00 | 1111 | 1353 | 696 | 2 | 8 | 430 | 2 | 15 | 342 | 2 | 8 | 735 | 2 | 8 | 448 | 2 | 15 | 366 | 2 | 8 | 1341 | 2 | 19 | 10 | E | 9 | 9 | A | 7 | 15.6 | A | 7 | -4.4 | A | 7 | 24 | A | 7 | 824 | A | 7 | 40 | A | 7 | 3.6 | A | 7 | 16000 | B | 7 | 6096 | A | 7 | 1 | E | 8 | 0.084 | F | 8 | 0.19 | F | 8 | 0 | 1 | D | 9 | 0 | C | 8
1999-04-21 | 15:00 | 976 | 1353 | 223 | 2 | 8 | 18 | 2 | 15 | 210 | 2 | 8 | 266 | 2 | 8 | 14 | 2 | 15 | 255 | 2 | 8 | 998 | 2 | 19 | 10 | E | 9 | 9 | A | 7 | 14.4 | A | 7 | -3.9 | A | 7 | 27 | A | 7 | 824 | A | 7 | 90 | A | 7 | 5.2 | A | 7 | 16000 | B | 7 | 3353 | A | 7 | 1 | E | 8 | 0.084 | F | 8 | 0.19 | F | 8 | 0 | 1 | D | 9 | 0 | C | 8
1999-04-21 | 16:00 | 787 | 1353 | 150 | 2 | 8 | 0 | 2 | 15 | 150 | 2 | 8 | 178 | 2 | 8 | 0 | 2 | 15 | 178 | 2 | 8 | 693 | 2 | 19 | 10 | E | 9 | 10 | A | 7 | 13 | A | 7 | -4 | A | 7 | 29 | A | 7 | 823 | A | 7 | 110 | A | 7 | 5.7 | A | 7 | 16100 | B | 7 | 2400 | A | 7 | 1 | E | 8 | 0.084 | F | 8 | 0.19 | F | 8 | 0 | 1 | D | 9 | 0 | C | 8
1999-04-21 | 17:00 | 557 | 1353 | 188 | 2 | 8 | 52 | 2 | 15 | 167 | 2 | 8 | 207 | 2 | 8 | 50 | 2 | 15 | 186 | 2 | 8 | 472 | 2 | 19 | 10 | E | 9 | 10 | A | 7 | 13.3 | A | 7 | -4.4 | A | 7 | 28 | A | 7 | 821 | A | 7 | 90 | A | 7 | 5.7 | A | 7 | 16000 | B | 7 | 2743 | A | 7 | 1 | E | 8 | 0.084 | F | 8 | 0.19 | F | 8 | 0 | 1 | D | 9 | 0 | C | 8
1999-04-21 | 18:00 | 302 | 1353 | 31 | 2 | 8 | 0 | 2 | 15 | 31 | 2 | 8 | 37 | 2 | 8 | 0 | 2 | 15 | 37 | 2 | 8 | 129 | 2 | 19 | 10 | E | 9 | 10 | A | 7 | 11.7 | A | 7 | -2.2 | A | 7 | 37 | A | 7 | 825 | A | 7 | 320 | A | 7 | 5.2 | A | 7 | 16000 | B | 7 | 2286 | A | 7 | 1 | E | 8 | 0.084 | F | 8 | 0.19 | F | 8 | 0 | 1 | D | 9 | 0 | C | 8
1999-04-21 | 19:00 | 57 | 936 | 1 | 2 | 8 | 0 | 2 | 15 | 1 | 2 | 8 | 1 | 2 | 8 | 0 | 2 | 15 | 1 | 2 | 8 | 4 | 2 | 19 | 10 | E | 9 | 10 | A | 7 | 7.2 | A | 7 | 3.9 | A | 7 | 80 | A | 7 | 824 | A | 7 | 270 | A | 7 | 6.2 | A | 7 | 12800 | B | 7 | 1128 | A | 7 | 1 | E | 8 | 0.084 | F | 8 | 0.19 | F | 8 | 0 | 1 | D | 9 | 61 | C | 8
1999-04-21 | 20:00 | 0 | 0 | 0 | 2 | 0 | 0 | 2 | 0 | 0 | 2 | 0 | 0 | 2 | 0 | 0 | 2 | 0 | 0 | 2 | 0 | 0 | 2 | 0 | 10 | E | 9 | 10 | A | 7 | 6.7 | A | 7 | 3.9 | A | 7 | 82 | A | 7 | 823 | A | 7 | 270 | A | 7 | 3.6 | A | 7 | 16000 | B | 7 | 1189 | A | 7 | 1 | E | 8 | 0.084 | F | 8 | 0.19 | F | 8 | 0 | 1 | D | 9 | 0 | C | 8
1999-04-21 | 21:00 | 0 | 0 | 0 | 2 | 0 | 0 | 2 | 0 | 0 | 2 | 0 | 0 | 2 | 0 | 0 | 2 | 0 | 0 | 2 | 0 | 0 | 2 | 0 | 10 | E | 9 | 10 | A | 7 | 6.1 | A | 7 | 3.9 | A | 7 | 86 | A | 7 | 822 | A | 7 | 280 | A | 7 | 3.1 | A | 7 | 16000 | B | 7 | 975 | A | 7 | 1 | E | 8 | 0.084 | F | 8 | 0.19 | F | 8 | 0 | 1 | D | 9 | 53 | C | 8
1999-04-21 | 22:00 | 0 | 0 | 0 | 2 | 0 | 0 | 2 | 0 | 0 | 2 | 0 | 0 | 2 | 0 | 0 | 2 | 0 | 0 | 2 | 0 | 0 | 2 | 0 | 10 | E | 9 | 10 | A | 7 | 5.6 | A | 7 | 4.4 | A | 7 | 92 | A | 7 | 822 | A | 7 | 340 | A | 7 | 4.1 | A | 7 | 11200 | B | 7 | 2896 | A | 7 | 1 | E | 8 | 0.084 | F | 8 | 0.19 | F | 8 | 0 | 1 | D | 9 | 0 | C | 8
1999-04-21 | 23:00 | 0 | 0 | 0 | 2 | 0 | 0 | 2 | 0 | 0 | 2 | 0 | 0 | 2 | 0 | 0 | 2 | 0 | 0 | 2 | 0 | 0 | 2 | 0 | 10 | E | 9 | 10 | A | 7 | 5 | A | 7 | 4.4 | A | 7 | 96 | A | 7 | 822 | A | 7 | 30 | A | 7 | 4.1 | A | 7 | 12800 | B | 7 | 213 | A | 7 | 1 | E | 8 | 0.084 | F | 8 | 0.19 | F | 8 | 0 | 1 | D | 9 | 0 | C | 8
1999-04-21 | 24:00 | 0 | 0 | 0 | 2 | 0 | 0 | 2 | 0 | 0 | 2 | 0 | 0 | 2 | 0 | 0 | 2 | 0 | 0 | 2 | 0 | 0 | 2 | 0 | 10 | E | 9 | 10 | A | 7 | 4.4 | A | 7 | 3.3 | A | 7 | 93 | A | 7 | 820 | A | 7 | 60 | A | 7 | 3.1 | A | 7 | 8000 | B | 7 | 610 | A | 7 | 1 | E | 8 | 0.084 | F | 8 | 0.19 | F | 8 | 0 | 1 | D | 9 | 63 | C | 8
1999-04-22 | 1:00 | 0 | 0 | 0 | 2 | 0 | 0 | 2 | 0 | 0 | 2 | 0 | 0 | 2 | 0 | 0 | 2 | 0 | 0 | 2 | 0 | 0 | 2 | 0 | 10 | E | 9 | 10 | A | 7 | 3.9 | A | 7 | 2.8 | A | 7 | 93 | A | 7 | 820 | A | 7 | 180 | A | 7 | 2.1 | A | 7 | 11200 | B | 7 | 488 | A | 7 | 1.1 | E | 8 | 0.084 | F | 8 | 0.19 | F | 8 | 0 | 1 | D | 9 | 10 | C | 8
1999-04-22 | 2:00 | 0 | 0 | 0 | 2 | 0 | 0 | 2 | 0 | 0 | 2 | 0 | 0 | 2 | 0 | 0 | 2 | 0 | 0 | 2 | 0 | 0 | 2 | 0 | 10 | E | 9 | 10 | A | 7 | 3 | A | 7 | 3 | A | 7 | 100 | A | 7 | 819 | A | 7 | 120 | A | 7 | 3.6 | A | 7 | 8000 | B | 7 | 120 | A | 7 | 1.1 | E | 8 | 0.084 | F | 8 | 0.19 | F | 8 | 0 | 1 | D | 9 | 63 | C | 8
1999-04-22 | 3:00 | 0 | 0 | 0 | 2 | 0 | 0 | 2 | 0 | 0 | 2 | 0 | 0 | 2 | 0 | 0 | 2 | 0 | 0 | 2 | 0 | 0 | 2 | 0 | 10 | E | 9 | 10 | A | 7 | 2.2 | A | 7 | 1.1 | A | 7 | 92 | A | 7 | 820 | A | 7 | 100 | A | 7 | 4.6 | A | 7 | 9600 | B | 7 | 427 | A | 7 | 1.1 | E | 8 | 0.084 | F | 8 | 0.19 | F | 8 | 0 | 1 | D | 9 | 71 | C | 8
1999-04-22 | 4:00 | 0 | 0 | 0 | 2 | 0 | 0 | 2 | 0 | 0 | 2 | 0 | 0 | 2 | 0 | 0 | 2 | 0 | 0 | 2 | 0 | 0 | 2 | 0 | 10 | E | 9 | 10 | A | 7 | 0 | A | 7 | 0 | A | 7 | 100 | A | 7 | 819 | A | 7 | 0 | A | 7 | 0 | A | 7 | 2800 | B | 7 | 213 | A | 7 | 1.1 | E | 8 | 0.084 | F | 8 | 0.19 | F | 8 | 0 | 1 | D | 9 | 10 | C | 8
1999-04-22 | 5:00 | 0 | 0 | 0 | 2 | 0 | 0 | 2 | 0 | 0 | 2 | 0 | 0 | 2 | 0 | 0 | 2 | 0 | 0 | 2 | 0 | 0 | 2 | 0 | 10 | E | 9 | 10 | A | 7 | 0 | A | 7 | 0 | A | 7 | 100 | A | 7 | 823 | A | 7 | 0 | A | 7 | 0 | A | 7 | 2400 | B | 7 | 213 | A | 7 | 1.1 | E | 8 | 0.084 | F | 8 | 0.19 | F | 8 | 0 | 1 | D | 9 | 10 | C | 8
1999-04-22 | 6:00 | 76 | 1071 | 0 | 2 | 8 | 0 | 2 | 15 | 0 | 2 | 8 | 0 | 2 | 8 | 0 | 2 | 15 | 0 | 2 | 8 | 0 | 2 | 19 | 10 | E | 9 | 10 | A | 7 | 0 | A | 7 | 0 | A | 7 | 100 | A | 7 | 820 | A | 7 | 310 | A | 7 | 2.1 | A | 7 | 800 | B | 7 | 152 | A | 7 | 1.1 | E | 8 | 0.084 | F | 8 | 0.19 | F | 8 | 0 | 1 | D | 9 | 73 | C | 8
1999-04-22 | 7:00 | 329 | 1352 | 34 | 2 | 8 | 0 | 2 | 15 | 34 | 2 | 8 | 41 | 2 | 8 | 0 | 2 | 15 | 41 | 2 | 8 | 144 | 2 | 19 | 10 | E | 9 | 10 | A | 7 | 0 | A | 7 | -0.6 | A | 7 | 95 | A | 7 | 821 | A | 7 | 290 | A | 7 | 2.1 | A | 7 | 800 | B | 7 | 91 | A | 7 | 1.1 | E | 8 | 0.084 | F | 8 | 0.19 | F | 8 | 0 | 1 | D | 9 | 45 | C | 8
1999-04-22 | 8:00 | 582 | 1352 | 70 | 2 | 8 | 0 | 2 | 15 | 70 | 2 | 8 | 85 | 2 | 8 | 0 | 2 | 15 | 85 | 2 | 8 | 322 | 2 | 19 | 10 | E | 9 | 10 | A | 7 | 0 | A | 7 | 0 | A | 7 | 100 | A | 7 | 822 | A | 7 | 330 | A | 7 | 1.5 | A | 7 | 400 | B | 7 | 91 | A | 7 | 1.1 | E | 8 | 0.084 | F | 8 | 0.19 | F | 8 | 0 | 1 | D | 9 | 45 | C | 8
1999-04-22 | 9:00 | 809 | 1352 | 105 | 2 | 8 | 0 | 2 | 15 | 105 | 2 | 8 | 128 | 2 | 8 | 0 | 2 | 15 | 128 | 2 | 8 | 517 | 2 | 19 | 10 | E | 9 | 10 | A | 7 | 0 | A | 7 | 0 | A | 7 | 100 | A | 7 | 821 | A | 7 | 330 | A | 7 | 1.5 | A | 7 | 400 | B | 7 | 90 | A | 7 | 1.1 | E | 8 | 0.084 | F | 8 | 0.19 | F | 8 | 0 | 1 | D | 9 | 45 | C | 8
1999-04-22 | 10:00 | 994 | 1352 | 126 | 2 | 8 | 0 | 2 | 15 | 126 | 2 | 8 | 156 | 2 | 8 | 0 | 2 | 15 | 156 | 2 | 8 | 651 | 2 | 19 | 10 | B | 8 | 10 | B | 8 | 0.6 | A | 7 | 0 | A | 7 | 96 | A | 7 | 823 | A | 7 | 310 | A | 7 | 2.6 | A | 7 | 600 | C | 8 | 61 | A | 7 | 1.1 | E | 8 | 0.084 | F | 8 | 0.19 | F | 8 | 0 | 1 | D | 9 | 45 | C | 8
1999-04-22 | 11:00 | 1123 | 1352 | 161 | 2 | 8 | 0 | 2 | 15 | 161 | 2 | 8 | 200 | 2 | 8 | 0 | 2 | 15 | 200 | 2 | 8 | 831 | 2 | 19 | 10 | E | 9 | 10 | A | 7 | 2.2 | A | 7 | 0.6 | A | 7 | 89 | A | 7 | 825 | A | 7 | 350 | A | 7 | 4.1 | A | 7 | 800 | B | 7 | 122 | A | 7 | 1.1 | E | 8 | 0.084 | F | 8 | 0.19 | F | 8 | 0 | 1 | D | 9 | 10 | C | 8
1999-04-22 | 12:00 | 1189 | 1352 | 152 | 2 | 8 | 0 | 2 | 15 | 152 | 2 | 8 | 191 | 2 | 8 | 0 | 2 | 15 | 191 | 2 | 8 | 795 | 2 | 19 | 10 | B | 8 | 10 | B | 8 | 1.7 | A | 7 | 0.6 | A | 7 | 92 | A | 7 | 825 | A | 7 | 290 | A | 7 | 4.6 | A | 7 | 2400 | C | 8 | 122 | A | 7 | 1.1 | E | 8 | 0.084 | F | 8 | 0.19 | F | 8 | 0 | 1 | D | 9 | 45 | C | 8
1999-04-22 | 13:00 | 1185 | 1352 | 220 | 2 | 8 | 0 | 2 | 15 | 220 | 2 | 8 | 269 | 2 | 8 | 0 | 2 | 15 | 269 | 2 | 8 | 1093 | 2 | 19 | 10 | E | 9 | 10 | A | 7 | 1.7 | A | 7 | 1.1 | A | 7 | 96 | A | 7 | 825 | A | 7 | 290 | A | 7 | 4.1 | A | 7 | 4000 | B | 7 | 61 | A | 7 | 1.1 | E | 8 | 0.084 | F | 8 | 0.19 | F | 8 | 0 | 1 | D | 9 | 45 | C | 8
1999-04-22 | 14:00 | 1114 | 1352 | 222 | 2 | 8 | 0 | 2 | 15 | 222 | 2 | 8 | 269 | 2 | 8 | 0 | 2 | 15 | 269 | 2 | 8 | 1090 | 2 | 19 | 10 | E | 9 | 10 | A | 7 | 2 | A | 7 | 1 | A | 7 | 93 | A | 7 | 825 | A | 7 | 290 | A | 7 | 4.1 | A | 7 | 800 | B | 7 | 60 | A | 7 | 1.1 | E | 8 | 0.084 | F | 8 | 0.19 | F | 8 | 0 | 1 | D | 9 | 10 | C | 8
1999-04-22 | 15:00 | 979 | 1352 | 223 | 2 | 8 | 6 | 2 | 15 | 219 | 2 | 8 | 265 | 2 | 8 | 5 | 2 | 15 | 262 | 2 | 8 | 1033 | 2 | 19 | 10 | E | 9 | 10 | A | 7 | 2.2 | A | 7 | 1.1 | A | 7 | 92 | A | 7 | 827 | A | 7 | 290 | A | 7 | 3.6 | A | 7 | 4800 | B | 7 | 305 | A | 7 | 1.1 | E | 8 | 0.084 | F | 8 | 0.19 | F | 8 | 0 | 1 | D | 9 | 10 | C | 8
1999-04-22 | 16:00 | 791 | 1352 | 94 | 2 | 8 | 0 | 2 | 15 | 94 | 2 | 8 | 116 | 2 | 8 | 0 | 2 | 15 | 116 | 2 | 8 | 465 | 2 | 19 | 10 | E | 9 | 10 | A | 7 | 2.8 | A | 7 | 1.7 | A | 7 | 92 | A | 7 | 828 | A | 7 | 280 | A | 7 | 3.1 | A | 7 | 4800 | B | 7 | 183 | A | 7 | 1.1 | E | 8 | 0.084 | F | 8 | 0.19 | F | 8 | 0 | 1 | D | 9 | 53 | C | 8
1999-04-22 | 17:00 | 561 | 1352 | 63 | 2 | 8 | 0 | 2 | 15 | 63 | 2 | 8 | 77 | 2 | 8 | 0 | 2 | 15 | 77 | 2 | 8 | 290 | 2 | 19 | 10 | E | 9 | 10 | A | 7 | 2.8 | A | 7 | 2.8 | A | 7 | 100 | A | 7 | 829 | A | 7 | 280 | A | 7 | 3.6 | A | 7 | 800 | B | 7 | 152 | A | 7 | 1.1 | E | 8 | 0.084 | F | 8 | 0.19 | F | 8 | 10 | 1 | D | 9 | 10 | C | 8
1999-04-22 | 18:00 | 306 | 1352 | 36 | 2 | 8 | 0 | 2 | 15 | 36 | 2 | 8 | 43 | 2 | 8 | 0 | 2 | 15 | 43 | 2 | 8 | 148 | 2 | 19 | 10 | E | 9 | 10 | A | 7 | 3.3 | A | 7 | 2.8 | A | 7 | 97 | A | 7 | 830 | A | 7 | 320 | A | 7 | 1.5 | A | 7 | 4000 | B | 7 | 274 | A | 7 | 1.1 | E | 8 | 0.084 | F | 8 | 0.19 | F | 8 | 0 | 1 | D | 9 | 53 | C | 8
1999-04-22 | 19:00 | 60 | 958 | 4 | 2 | 8 | 0 | 2 | 15 | 4 | 2 | 8 | 5 | 2 | 8 | 0 | 2 | 15 | 5 | 2 | 8 | 16 | 2 | 19 | 10 | E | 9 | 10 | A | 7 | 3 | A | 7 | 2 | A | 7 | 93 | A | 7 | 830 | A | 7 | 70 | A | 7 | 10.3 | A | 7 | 6400 | B | 7 | 90 | A | 7 | 1.1 | E | 8 | 0.084 | F | 8 | 0.19 | F | 8 | 0 | 1 | D | 9 | 63 | C | 8
1999-04-22 | 20:00 | 0 | 0 | 0 | 2 | 0 | 0 | 2 | 0 | 0 | 2 | 0 | 0 | 2 | 0 | 0 | 2 | 0 | 0 | 2 | 0 | 0 | 2 | 0 | 10 | E | 9 | 10 | A | 7 | 2.2 | A | 7 | 1.7 | A | 7 | 96 | A | 7 | 831 | A | 7 | 70 | A | 7 | 9.3 | A | 7 | 6400 | B | 7 | 91 | A | 7 | 1.1 | E | 8 | 0.084 | F | 8 | 0.19 | F | 8 | 0 | 1 | D | 9 | 61 | C | 8
1999-04-22 | 21:00 | 0 | 0 | 0 | 2 | 0 | 0 | 2 | 0 | 0 | 2 | 0 | 0 | 2 | 0 | 0 | 2 | 0 | 0 | 2 | 0 | 0 | 2 | 0 | 10 | E | 9 | 10 | A | 7 | 1.7 | A | 7 | 1.1 | A | 7 | 96 | A | 7 | 832 | A | 7 | 70 | A | 7 | 8.2 | A | 7 | 6400 | B | 7 | 122 | A | 7 | 1.1 | E | 8 | 0.084 | F | 8 | 0.19 | F | 8 | 0 | 1 | D | 9 | 61 | C | 8
1999-04-22 | 22:00 | 0 | 0 | 0 | 2 | 0 | 0 | 2 | 0 | 0 | 2 | 0 | 0 | 2 | 0 | 0 | 2 | 0 | 0 | 2 | 0 | 0 | 2 | 0 | 10 | E | 9 | 10 | A | 7 | 1.1 | A | 7 | 0.6 | A | 7 | 96 | A | 7 | 833 | A | 7 | 80 | A | 7 | 6.7 | A | 7 | 8000 | B | 7 | 122 | A | 7 | 1.1 | E | 8 | 0.084 | F | 8 | 0.19 | F | 8 | 0 | 1 | D | 9 | 61 | C | 8
1999-04-22 | 23:00 | 0 | 0 | 0 | 2 | 0 | 0 | 2 | 0 | 0 | 2 | 0 | 0 | 2 | 0 | 0 | 2 | 0 | 0 | 2 | 0 | 0 | 2 | 0 | 10 | E | 9 | 10 | A | 7 | 0 | A | 7 | 0 | A | 7 | 100 | A | 7 | 835 | A | 7 | 70 | A | 7 | 1.5 | A | 7 | 3200 | B | 7 | 122 | A | 7 | 1.1 | E | 8 | 0.084 | F | 8 | 0.19 | F | 8 | 0 | 1 | D | 9 | 61 | C | 8
1999-04-22 | 24:00 | 0 | 0 | 0 | 2 | 0 | 0 | 2 | 0 | 0 | 2 | 0 | 0 | 2 | 0 | 0 | 2 | 0 | 0 | 2 | 0 | 0 | 2 | 0 | 10 | E | 9 | 10 | A | 7 | 0 | A | 7 | 0 | A | 7 | 100 | A | 7 | 834 | A | 7 | 320 | A | 7 | 1.5 | A | 7 | 1600 | B | 7 | 152 | A | 7 | 1.1 | E | 8 | 0.084 | F | 8 | 0.19 | F | 8 | 0 | 1 | D | 9 | 71 | C | 8
1999-04-23 | 1:00 | 0 | 0 | 0 | 2 | 0 | 0 | 2 | 0 | 0 | 2 | 0 | 0 | 2 | 0 | 0 | 2 | 0 | 0 | 2 | 0 | 0 | 2 | 0 | 10 | B | 8 | 10 | B | 8 | 0 | A | 7 | -0.6 | A | 7 | 95 | A | 7 | 835 | A | 7 | 0 | A | 7 | 0 | A | 7 | 1600 | B | 7 | 152 | A | 7 | 1.1 | E | 8 | 0.085 | F | 8 | 0.19 | F | 8 | 0 | 1 | D | 9 | 45 | C | 8
1999-04-23 | 2:00 | 0 | 0 | 0 | 2 | 0 | 0 | 2 | 0 | 0 | 2 | 0 | 0 | 2 | 0 | 0 | 2 | 0 | 0 | 2 | 0 | 0 | 2 | 0 | 10 | E | 9 | 10 | A | 7 | 0 | A | 7 | -0.6 | A | 7 | 95 | A | 7 | 834 | A | 7 | 20 | A | 7 | 2.6 | A | 7 | 1600 | B | 7 | 274 | A | 7 | 1.1 | E | 8 | 0.085 | F | 8 | 0.19 | F | 8 | 0 | 1 | D | 9 | 45 | C | 8
1999-04-23 | 3:00 | 0 | 0 | 0 | 2 | 0 | 0 | 2 | 0 | 0 | 2 | 0 | 0 | 2 | 0 | 0 | 2 | 0 | 0 | 2 | 0 | 0 | 2 | 0 | 10 | E | 9 | 10 | A | 7 | 0 | A | 7 | -1 | A | 7 | 92 | A | 7 | 834 | A | 7 | 20 | A | 7 | 2.6 | A | 7 | 1600 | B | 7 | 270 | A | 7 | 1.1 | E | 8 | 0.085 | F | 8 | 0.19 | F | 8 | 0 | 1 | D | 9 | 71 | C | 8
1999-04-23 | 4:00 | 0 | 0 | 0 | 2 | 0 | 0 | 2 | 0 | 0 | 2 | 0 | 0 | 2 | 0 | 0 | 2 | 0 | 0 | 2 | 0 | 0 | 2 | 0 | 10 | E | 9 | 10 | A | 7 | -0.6 | A | 7 | -0.6 | A | 7 | 100 | A | 7 | 836 | A | 7 | 20 | A | 7 | 2.6 | A | 7 | 2400 | B | 7 | 274 | A | 7 | 1.1 | E | 8 | 0.085 | F | 8 | 0.19 | F | 8 | 0 | 1 | D | 9 | 45 | C | 8
1999-04-23 | 5:00 | 0 | 0 | 0 | 2 | 0 | 0 | 2 | 0 | 0 | 2 | 0 | 0 | 2 | 0 | 0 | 2 | 0 | 0 | 2 | 0 | 0 | 2 | 0 | 10 | E | 9 | 10 | A | 7 | -0.6 | A | 7 | -0.6 | A | 7 | 100 | A | 7 | 838 | A | 7 | 40 | A | 7 | 2.6 | A | 7 | 2000 | B | 7 | 91 | A | 7 | 1.1 | E | 8 | 0.085 | F | 8 | 0.19 | F | 8 | 0 | 1 | D | 9 | 45 | C | 8
1999-04-23 | 6:00 | 80 | 1093 | 0 | 2 | 8 | 0 | 2 | 15 | 0 | 2 | 8 | 0 | 2 | 8 | 0 | 2 | 15 | 0 | 2 | 8 | 0 | 2 | 19 | 10 | E | 9 | 10 | A | 7 | -1 | A | 7 | -1 | A | 7 | 100 | A | 7 | 835 | A | 7 | 80 | A | 7 | 4.1 | A | 7 | 4800 | B | 7 | 150 | A | 7 | 1.1 | E | 8 | 0.085 | F | 8 | 0.19 | F | 8 | 0 | 1 | D | 9 | 71 | C | 8
1999-04-23 | 7:00 | 334 | 1352 | 75 | 2 | 8 | 0 | 2 | 15 | 75 | 2 | 8 | 85 | 2 | 8 | 0 | 2 | 15 | 85 | 2 | 8 | 277 | 2 | 19 | 10 | E | 9 | 10 | A | 7 | -1.1 | A | 7 | -1.7 | A | 7 | 95 | A | 7 | 837 | A | 7 | 70 | A | 7 | 7.2 | A | 7 | 1600 | B | 7 | 152 | A | 7 | 1.1 | E | 8 | 0.085 | F | 8 | 0.19 | F | 8 | 0 | 1 | D | 9 | 71 | C | 8
1999-04-23 | 8:00 | 587 | 1352 | 77 | 2 | 8 | 0 | 2 | 15 | 77 | 2 | 8 | 93 | 2 | 8 | 0 | 2 | 15 | 93 | 2 | 8 | 351 | 2 | 19 | 10 | E | 9 | 10 | A | 7 | -1.1 | A | 7 | -2.8 | A | 7 | 87 | A | 7 | 838 | A | 7 | 70 | A | 7 | 6.7 | A | 7 | 1600 | B | 7 | 335 | A | 7 | 1.1 | E | 8 | 0.085 | F | 8 | 0.19 | F | 8 | 0 | 1 | D | 9 | 10 | C | 8
1999-04-23 | 9:00 | 814 | 1352 | 105 | 2 | 8 | 0 | 2 | 15 | 105 | 2 | 8 | 129 | 2 | 8 | 0 | 2 | 15 | 129 | 2 | 8 | 518 | 2 | 19 | 10 | E | 9 | 10 | A | 7 | -1.1 | A | 7 | -2.8 | A | 7 | 87 | A | 7 | 838 | A | 7 | 70 | A | 7 | 5.2 | A | 7 | 1600 | B | 7 | 305 | A | 7 | 1.1 | E | 8 | 0.085 | F | 8 | 0.19 | F | 8 | 0 | 1 | D | 9 | 10 | C | 8
1999-04-23 | 10:00 | 998 | 1352 | 133 | 2 | 8 | 0 | 2 | 15 | 133 | 2 | 8 | 165 | 2 | 8 | 0 | 2 | 15 | 165 | 2 | 8 | 684 | 2 | 19 | 10 | E | 9 | 10 | A | 7 | -1.1 | A | 7 | -2.2 | A | 7 | 91 | A | 7 | 839 | A | 7 | 80 | A | 7 | 2.1 | A | 7 | 8000 | B | 7 | 305 | A | 7 | 1 | E | 8 | 0.085 | F | 8 | 0.19 | F | 8 | 0 | 1 | D | 9 | 71 | C | 8
1999-04-23 | 11:00 | 1127 | 1352 | 148 | 2 | 8 | 0 | 2 | 15 | 148 | 2 | 8 | 185 | 2 | 8 | 0 | 2 | 15 | 185 | 2 | 8 | 772 | 2 | 19 | 10 | E | 9 | 10 | A | 7 | -0.6 | A | 7 | -1.7 | A | 7 | 91 | A | 7 | 840 | A | 7 | 0 | A | 7 | 0 | A | 7 | 4000 | B | 7 | 274 | A | 7 | 1 | E | 8 | 0.085 | F | 8 | 0.19 | F | 8 | 0 | 1 | D | 9 | 10 | C | 8
1999-04-23 | 12:00 | 1192 | 1352 | 182 | 2 | 8 | 0 | 2 | 15 | 182 | 2 | 8 | 226 | 2 | 8 | 0 | 2 | 15 | 226 | 2 | 8 | 932 | 2 | 19 | 10 | E | 9 | 10 | A | 7 | 0 | A | 7 | -1.1 | A | 7 | 91 | A | 7 | 839 | A | 7 | 0 | A | 7 | 0 | A | 7 | 4800 | B | 7 | 335 | A | 7 | 1 | E | 8 | 0.085 | F | 8 | 0.19 | F | 8 | 0 | 1 | D | 9 | 71 | C | 8
1999-04-23 | 13:00 | 1188 | 1352 | 208 | 2 | 8 | 0 | 2 | 15 | 208 | 2 | 8 | 256 | 2 | 8 | 0 | 2 | 15 | 256 | 2 | 8 | 1044 | 2 | 19 | 10 | E | 9 | 10 | A | 7 | 0 | A | 7 | -1.1 | A | 7 | 91 | A | 7 | 839 | A | 7 | 0 | A | 7 | 0 | A | 7 | 8000 | B | 7 | 244 | A | 7 | 1 | E | 8 | 0.085 | F | 8 | 0.19 | F | 8 | 0 | 1 | D | 9 | 10 | C | 8
1999-04-23 | 14:00 | 1117 | 1352 | 292 | 2 | 8 | 12 | 2 | 15 | 283 | 2 | 8 | 348 | 2 | 8 | 10 | 2 | 15 | 340 | 2 | 8 | 1320 | 2 | 19 | 10 | E | 9 | 10 | A | 7 | 0 | A | 7 | -1.1 | A | 7 | 91 | A | 7 | 838 | A | 7 | 0 | A | 7 | 0 | A | 7 | 9600 | B | 7 | 640 | A | 7 | 1 | E | 8 | 0.085 | F | 8 | 0.19 | F | 8 | 0 | 1 | D | 9 | 0 | C | 8
1999-04-23 | 15:00 | 982 | 1352 | 252 | 2 | 8 | 6 | 2 | 15 | 247 | 2 | 8 | 296 | 2 | 8 | 5 | 2 | 15 | 292 | 2 | 8 | 1135 | 2 | 19 | 10 | E | 9 | 10 | A | 7 | 1 | A | 7 | -1 | A | 7 | 86 | A | 7 | 838 | A | 7 | 0 | A | 7 | 0 | A | 7 | 16100 | B | 7 | 1110 | A | 7 | 1 | E | 8 | 0.085 | F | 8 | 0.19 | F | 8 | 0 | 1 | D | 9 | 0 | C | 8
1999-04-23 | 16:00 | 794 | 1352 | 150 | 2 | 8 | 0 | 2 | 15 | 150 | 2 | 8 | 178 | 2 | 8 | 0 | 2 | 15 | 178 | 2 | 8 | 695 | 2 | 19 | 10 | E | 9 | 10 | A | 7 | 1.7 | A | 7 | -2.2 | A | 7 | 74 | A | 7 | 839 | A | 7 | 0 | A | 7 | 0 | A | 7 | 16000 | B | 7 | 1067 | A | 7 | 1 | E | 8 | 0.085 | F | 8 | 0.19 | F | 8 | 0 | 1 | D | 9 | 0 | C | 8
1999-04-23 | 17:00 | 564 | 1352 | 68 | 2 | 8 | 0 | 2 | 15 | 68 | 2 | 8 | 82 | 2 | 8 | 0 | 2 | 15 | 82 | 2 | 8 | 311 | 2 | 19 | 10 | E | 9 | 10 | A | 7 | 1.1 | A | 7 | -0.6 | A | 7 | 88 | A | 7 | 839 | A | 7 | 0 | A | 7 | 0 | A | 7 | 6400 | B | 7 | 396 | A | 7 | 1 | E | 8 | 0.085 | F | 8 | 0.19 | F | 8 | 0 | 1 | D | 9 | 10 | C | 8
1999-04-23 | 18:00 | 309 | 1352 | 32 | 2 | 8 | 0 | 2 | 15 | 32 | 2 | 8 | 39 | 2 | 8 | 0 | 2 | 15 | 39 | 2 | 8 | 134 | 2 | 19 | 10 | E | 9 | 10 | A | 7 | 0.6 | A | 7 | -0.6 | A | 7 | 91 | A | 7 | 838 | A | 7 | 0 | A | 7 | 0 | A | 7 | 4800 | B | 7 | 335 | A | 7 | 1 | E | 8 | 0.085 | F | 8 | 0.19 | F | 8 | 0 | 1 | D | 9 | 0 | C | 8
1999-04-23 | 19:00 | 62 | 980 | 14 | 2 | 8 | 191 | 2 | 15 | 7 | 2 | 8 | 22 | 2 | 8 | 115 | 2 | 15 | 14 | 2 | 8 | 23 | 2 | 19 | 10 | E | 9 | 10 | A | 7 | 0.6 | A | 7 | -0.6 | A | 7 | 91 | A | 7 | 839 | A | 7 | 0 | A | 7 | 0 | A | 7 | 4800 | B | 7 | 274 | A | 7 | 1 | E | 8 | 0.085 | F | 8 | 0.19 | F | 8 | 0 | 1 | D | 9 | 71 | C | 8
1999-04-23 | 20:00 | 0 | 0 | 0 | 2 | 0 | 0 | 2 | 0 | 0 | 2 | 0 | 0 | 2 | 0 | 0 | 2 | 0 | 0 | 2 | 0 | 0 | 2 | 0 | 10 | E | 9 | 10 | A | 7 | 0.6 | A | 7 | -1.1 | A | 7 | 87 | A | 7 | 839 | A | 7 | 0 | A | 7 | 0 | A | 7 | 16000 | B | 7 | 335 | A | 7 | 1 | E | 8 | 0.085 | F | 8 | 0.19 | F | 8 | 0 | 1 | D | 9 | 53 | C | 8
1999-04-23 | 21:00 | 0 | 0 | 0 | 2 | 0 | 0 | 2 | 0 | 0 | 2 | 0 | 0 | 2 | 0 | 0 | 2 | 0 | 0 | 2 | 0 | 0 | 2 | 0 | 10 | E | 9 | 10 | A | 7 | 1.1 | A | 7 | -1.1 | A | 7 | 84 | A | 7 | 840 | A | 7 | 0 | A | 7 | 0 | A | 7 | 11200 | B | 7 | 305 | A | 7 | 1 | E | 8 | 0.085 | F | 8 | 0.19 | F | 8 | 0 | 1 | D | 9 | 53 | C | 8
1999-04-23 | 22:00 | 0 | 0 | 0 | 2 | 0 | 0 | 2 | 0 | 0 | 2 | 0 | 0 | 2 | 0 | 0 | 2 | 0 | 0 | 2 | 0 | 0 | 2 | 0 | 10 | E | 9 | 10 | A | 7 | 1.1 | A | 7 | -1.1 | A | 7 | 84 | A | 7 | 840 | A | 7 | 0 | A | 7 | 0 | A | 7 | 16000 | B | 7 | 366 | A | 7 | 1 | E | 8 | 0.085 | F | 8 | 0.19 | F | 8 | 0 | 1 | D | 9 | 0 | C | 8
1999-04-23 | 23:00 | 0 | 0 | 0 | 2 | 0 | 0 | 2 | 0 | 0 | 2 | 0 | 0 | 2 | 0 | 0 | 2 | 0 | 0 | 2 | 0 | 0 | 2 | 0 | 10 | E | 9 | 10 | A | 7 | 0.6 | A | 7 | -0.6 | A | 7 | 91 | A | 7 | 840 | A | 7 | 150 | A | 7 | 1.5 | A | 7 | 16000 | B | 7 | 610 | A | 7 | 1 | E | 8 | 0.085 | F | 8 | 0.19 | F | 8 | 0 | 1 | D | 9 | 71 | C | 8
1999-04-23 | 24:00 | 0 | 0 | 0 | 2 | 0 | 0 | 2 | 0 | 0 | 2 | 0 | 0 | 2 | 0 | 0 | 2 | 0 | 0 | 2 | 0 | 0 | 2 | 0 | 10 | E | 9 | 10 | A | 7 | 0.6 | A | 7 | -0.6 | A | 7 | 91 | A | 7 | 839 | A | 7 | 180 | A | 7 | 2.1 | A | 7 | 16000 | B | 7 | 488 | A | 7 | 1 | E | 8 | 0.085 | F | 8 | 0.19 | F | 8 | 0 | 1 | D | 9 | 0 | C | 8
1999-04-24 | 1:00 | 0 | 0 | 0 | 2 | 0 | 0 | 2 | 0 | 0 | 2 | 0 | 0 | 2 | 0 | 0 | 2 | 0 | 0 | 2 | 0 | 0 | 2 | 0 | 10 | E | 9 | 9 | A | 7 | -0.6 | A | 7 | -1.1 | A | 7 | 96 | A | 7 | 837 | A | 7 | 130 | A | 7 | 2.6 | A | 7 | 16000 | B | 7 | 1524 | A | 7 | 1 | E | 8 | 0.085 | F | 8 | 0.19 | F | 8 | 0 | 1 | D | 9 | 0 | C | 8
1999-04-24 | 2:00 | 0 | 0 | 0 | 2 | 0 | 0 | 2 | 0 | 0 | 2 | 0 | 0 | 2 | 0 | 0 | 2 | 0 | 0 | 2 | 0 | 0 | 2 | 0 | 6 | E | 9 | 5 | A | 7 | -1.1 | A | 7 | -2.2 | A | 7 | 91 | A | 7 | 837 | A | 7 | 130 | A | 7 | 3.1 | A | 7 | 16000 | B | 7 | 77777 | A | 7 | 1 | E | 8 | 0.085 | F | 8 | 0.19 | F | 8 | 0 | 1 | D | 9 | 0 | C | 8
1999-04-24 | 3:00 | 0 | 0 | 0 | 2 | 0 | 0 | 2 | 0 | 0 | 2 | 0 | 0 | 2 | 0 | 0 | 2 | 0 | 0 | 2 | 0 | 0 | 2 | 0 | 2 | E | 9 | 2 | A | 7 | -1.1 | A | 7 | -2.8 | A | 7 | 87 | A | 7 | 836 | A | 7 | 130 | A | 7 | 3.1 | A | 7 | 16000 | B | 7 | 77777 | A | 7 | 1 | E | 8 | 0.085 | F | 8 | 0.19 | F | 8 | 0 | 1 | D | 9 | 0 | C | 8
1999-04-24 | 4:00 | 0 | 0 | 0 | 2 | 0 | 0 | 2 | 0 | 0 | 2 | 0 | 0 | 2 | 0 | 0 | 2 | 0 | 0 | 2 | 0 | 0 | 2 | 0 | 3 | E | 9 | 3 | A | 7 | -1.1 | A | 7 | -2.8 | A | 7 | 87 | A | 7 | 836 | A | 7 | 140 | A | 7 | 3.1 | A | 7 | 16000 | B | 7 | 77777 | A | 7 | 1 | E | 8 | 0.085 | F | 8 | 0.19 | F | 8 | 0 | 1 | D | 9 | 0 | C | 8
1999-04-24 | 5:00 | 0 | 0 | 0 | 2 | 0 | 0 | 2 | 0 | 0 | 2 | 0 | 0 | 2 | 0 | 0 | 2 | 0 | 0 | 2 | 0 | 0 | 2 | 0 | 6 | E | 9 | 5 | A | 7 | -1.1 | A | 7 | -3.3 | A | 7 | 83 | A | 7 | 836 | A | 7 | 70 | A | 7 | 1.5 | A | 7 | 16000 | B | 7 | 77777 | A | 7 | 1 | E | 8 | 0.085 | F | 8 | 0.19 | F | 8 | 0 | 1 | D | 9 | 0 | C | 8
1999-04-24 | 6:00 | 85 | 1114 | 0 | 2 | 8 | 0 | 2 | 15 | 0 | 2 | 8 | 0 | 2 | 8 | 0 | 2 | 15 | 0 | 2 | 8 | 0 | 2 | 19 | 6 | E | 9 | 5 | A | 7 | -1.1 | A | 7 | -2.8 | A | 7 | 87 | A | 7 | 836 | A | 7 | 170 | A | 7 | 2.6 | A | 7 | 16000 | B | 7 | 77777 | A | 7 | 1 | E | 8 | 0.085 | F | 8 | 0.19 | F | 8 | 0 | 1 | D | 9 | 0 | C | 8
1999-04-24 | 7:00 | 339 | 1351 | 240 | 2 | 8 | 688 | 2 | 15 | 67 | 2 | 8 | 246 | 2 | 8 | 570 | 2 | 15 | 102 | 2 | 8 | 121 | 2 | 19 | 6 | E | 9 | 5 | A | 7 | 0 | A | 7 | -2.2 | A | 7 | 83 | A | 7 | 837 | A | 7 | 0 | A | 7 | 0 | A | 7 | 16000 | B | 7 | 77777 | A | 7 | 1 | E | 8 | 0.085 | F | 8 | 0.19 | F | 8 | 0 | 1 | D | 9 | 0 | C | 8
1999-04-24 | 8:00 | 592 | 1351 | 452 | 2 | 8 | 698 | 2 | 15 | 146 | 2 | 8 | 461 | 2 | 8 | 661 | 2 | 15 | 171 | 2 | 8 | 275 | 2 | 19 | 6 | E | 9 | 5 | A | 7 | 1.7 | A | 7 | -1.1 | A | 7 | 81 | A | 7 | 837 | A | 7 | 230 | A | 7 | 2.1 | A | 7 | 16000 | B | 7 | 77777 | A | 7 | 1.1 | E | 8 | 0.085 | F | 8 | 0.19 | F | 8 | 0 | 1 | D | 9 | 0 | C | 8
1999-04-24 | 9:00 | 818 | 1351 | 536 | 2 | 8 | 421 | 2 | 15 | 280 | 2 | 8 | 572 | 2 | 8 | 447 | 2 | 15 | 301 | 2 | 8 | 717 | 2 | 19 | 10 | E | 9 | 9 | A | 7 | 3.3 | A | 7 | 0 | A | 7 | 79 | A | 7 | 838 | A | 7 | 210 | B | 8 | 1.5 | A | 7 | 16000 | B | 7 | 914 | A | 7 | 1.1 | E | 8 | 0.085 | F | 8 | 0.19 | F | 8 | 0 | 1 | D | 9 | 0 | C | 8
1999-04-24 | 10:00 | 1002 | 1351 | 461 | 2 | 8 | 133 | 2 | 15 | 362 | 2 | 8 | 503 | 2 | 8 | 141 | 2 | 15 | 398 | 2 | 8 | 1167 | 2 | 19 | 10 | B | 8 | 9 | B | 8 | 3.9 | A | 7 | -0.6 | A | 7 | 72 | A | 7 | 838 | A | 7 | 180 | A | 7 | 3.1 | A | 7 | 16000 | B | 7 | 610 | A | 7 | 1.1 | E | 8 | 0.085 | F | 8 | 0.19 | F | 8 | 0 | 1 | D | 9 | 0 | C | 8
1999-04-24 | 11:00 | 1130 | 1351 | 463 | 2 | 8 | 90 | 2 | 15 | 387 | 2 | 8 | 510 | 2 | 8 | 93 | 2 | 15 | 433 | 2 | 8 | 1631 | 2 | 19 | 10 | B | 8 | 9 | B | 8 | 5.6 | A | 7 | 0.6 | A | 7 | 70 | A | 7 | 837 | A | 7 | 190 | A | 7 | 2.6 | A | 7 | 16000 | B | 7 | 671 | A | 7 | 1.1 | E | 8 | 0.085 | F | 8 | 0.19 | F | 8 | 0 | 1 | D | 9 | 0 | C | 8
1999-04-24 | 12:00 | 1195 | 1351 | 751 | 2 | 8 | 409 | 2 | 15 | 389 | 2 | 8 | 824 | 2 | 8 | 444 | 2 | 15 | 430 | 2 | 8 | 1809 | 2 | 19 | 10 | E | 9 | 9 | A | 7 | 6.7 | A | 7 | 1.1 | A | 7 | 67 | A | 7 | 838 | A | 7 | 230 | A | 7 | 4.1 | A | 7 | 16000 | B | 7 | 792 | A | 7 | 1.1 | E | 8 | 0.085 | F | 8 | 0.19 | F | 8 | 0 | 1 | D | 9 | 0 | C | 8
1999-04-24 | 13:00 | 1191 | 1351 | 482 | 2 | 8 | 78 | 2 | 15 | 414 | 2 | 8 | 533 | 2 | 8 | 80 | 2 | 15 | 462 | 2 | 8 | 1900 | 2 | 19 | 10 | E | 9 | 9 | A | 7 | 7.8 | A | 7 | 1.7 | A | 7 | 65 | A | 7 | 838 | A | 7 | 150 | A | 7 | 4.6 | A | 7 | 16000 | B | 7 | 853 | A | 7 | 1.1 | E | 8 | 0.085 | F | 8 | 0.19 | F | 8 | 0 | 1 | D | 9 | 0 | C | 8
1999-04-24 | 14:00 | 1120 | 1351 | 433 | 2 | 8 | 42 | 2 | 15 | 398 | 2 | 8 | 477 | 2 | 8 | 43 | 2 | 15 | 441 | 2 | 8 | 1645 | 2 | 19 | 10 | E | 9 | 10 | A | 7 | 8.3 | A | 7 | 2.8 | A | 7 | 68 | A | 7 | 838 | A | 7 | 160 | A | 7 | 5.2 | A | 7 | 16000 | B | 7 | 792 | A | 7 | 1.2 | E | 8 | 0.085 | F | 8 | 0.19 | F | 8 | 0 | 1 | D | 9 | 0 | C | 8
1999-04-24 | 15:00 | 985 | 1351 | 395 | 2 | 8 | 77 | 2 | 15 | 338 | 2 | 8 | 434 | 2 | 8 | 79 | 2 | 15 | 377 | 2 | 8 | 1227 | 2 | 19 | 10 | E | 9 | 10 | A | 7 | 7.8 | A | 7 | 3.3 | A | 7 | 73 | A | 7 | 836 | A | 7 | 140 | A | 7 | 9.3 | A | 7 | 16000 | B | 7 | 732 | A | 7 | 1.2 | E | 8 | 0.085 | F | 8 | 0.19 | F | 8 | 0 | 1 | D | 9 | 0 | C | 8
1999-04-24 | 16:00 | 797 | 1351 | 200 | 2 | 8 | 6 | 2 | 15 | 196 | 2 | 8 | 232 | 2 | 8 | 5 | 2 | 15 | 229 | 2 | 8 | 859 | 2 | 19 | 10 | E | 9 | 10 | A | 7 | 7.8 | A | 7 | 2.8 | A | 7 | 71 | A | 7 | 836 | A | 7 | 160 | A | 7 | 7.2 | A | 7 | 16000 | B | 7 | 884 | A | 7 | 1.2 | E | 8 | 0.085 | F | 8 | 0.19 | F | 8 | 0 | 1 | D | 9 | 0 | C | 8
1999-04-24 | 17:00 | 567 | 1351 | 89 | 2 | 8 | 0 | 2 | 15 | 89 | 2 | 8 | 106 | 2 | 8 | 0 | 2 | 15 | 106 | 2 | 8 | 393 | 2 | 19 | 10 | E | 9 | 10 | A | 7 | 6.7 | A | 7 | 3.3 | A | 7 | 79 | A | 7 | 833 | A | 7 | 150 | A | 7 | 7.7 | A | 7 | 16000 | B | 7 | 853 | A | 7 | 1.2 | E | 8 | 0.085 | F | 8 | 0.19 | F | 8 | 0 | 1 | D | 9 | 0 | C | 8
1999-04-24 | 18:00 | 313 | 1351 | 32 | 2 | 8 | 0 | 2 | 15 | 32 | 2 | 8 | 39 | 2 | 8 | 0 | 2 | 15 | 39 | 2 | 8 | 134 | 2 | 19 | 10 | E | 9 | 10 | A | 7 | 6.1 | A | 7 | 2.2 | A | 7 | 76 | A | 7 | 834 | A | 7 | 140 | A | 7 | 5.2 | A | 7 | 16000 | B | 7 | 853 | A | 7 | 1.2 | E | 8 | 0.085 | F | 8 | 0.19 | F | 8 | 0 | 1 | D | 9 | 0 | C | 8
1999-04-24 | 19:00 | 65 | 1002 | 10 | 2 | 8 | 83 | 2 | 15 | 7 | 2 | 8 | 14 | 2 | 8 | 42 | 2 | 15 | 11 | 2 | 8 | 14 | 2 | 19 | 10 | E | 9 | 10 | A | 7 | 5 | A | 7 | 2.2 | A | 7 | 82 | A | 7 | 834 | A | 7 | 150 | A | 7 | 7.2 | A | 7 | 16000 | B | 7 | 1280 | A | 7 | 1.2 | E | 8 | 0.085 | F | 8 | 0.19 | F | 8 | 0 | 1 | D | 9 | 0 | C | 8
1999-04-24 | 20:00 | 0 | 0 | 0 | 2 | 0 | 0 | 2 | 0 | 0 | 2 | 0 | 0 | 2 | 0 | 0 | 2 | 0 | 0 | 2 | 0 | 0 | 2 | 0 | 10 | E | 9 | 10 | A | 7 | 4.4 | A | 7 | 2.8 | A | 7 | 89 | A | 7 | 833 | A | 7 | 130 | A | 7 | 6.7 | A | 7 | 16000 | B | 7 | 914 | A | 7 | 1.2 | E | 8 | 0.085 | F | 8 | 0.19 | F | 8 | 0 | 1 | D | 9 | 0 | C | 8
1999-04-24 | 21:00 | 0 | 0 | 0 | 2 | 0 | 0 | 2 | 0 | 0 | 2 | 0 | 0 | 2 | 0 | 0 | 2 | 0 | 0 | 2 | 0 | 0 | 2 | 0 | 10 | E | 9 | 10 | A | 7 | 4 | A | 7 | 2 | A | 7 | 87 | A | 7 | 833 | A | 7 | 140 | A | 7 | 8.7 | A | 7 | 16100 | B | 7 | 840 | A | 7 | 1.3 | E | 8 | 0.085 | F | 8 | 0.19 | F | 8 | 0 | 1 | D | 9 | 53 | C | 8
1999-04-24 | 22:00 | 0 | 0 | 0 | 2 | 0 | 0 | 2 | 0 | 0 | 2 | 0 | 0 | 2 | 0 | 0 | 2 | 0 | 0 | 2 | 0 | 0 | 2 | 0 | 10 | E | 9 | 10 | A | 7 | 3.9 | A | 7 | 2.8 | A | 7 | 93 | A | 7 | 832 | A | 7 | 150 | A | 7 | 7.7 | A | 7 | 16000 | B | 7 | 853 | A | 7 | 1.3 | E | 8 | 0.085 | F | 8 | 0.19 | F | 8 | 0 | 1 | D | 9 | 0 | C | 8
1999-04-24 | 23:00 | 0 | 0 | 0 | 2 | 0 | 0 | 2 | 0 | 0 | 2 | 0 | 0 | 2 | 0 | 0 | 2 | 0 | 0 | 2 | 0 | 0 | 2 | 0 | 10 | E | 9 | 10 | A | 7 | 3.9 | A | 7 | 2.2 | A | 7 | 89 | A | 7 | 832 | A | 7 | 150 | A | 7 | 6.7 | A | 7 | 16000 | B | 7 | 853 | A | 7 | 1.3 | E | 8 | 0.085 | F | 8 | 0.19 | F | 8 | 0 | 1 | D | 9 | 61 | C | 8
1999-04-24 | 24:00 | 0 | 0 | 0 | 2 | 0 | 0 | 2 | 0 | 0 | 2 | 0 | 0 | 2 | 0 | 0 | 2 | 0 | 0 | 2 | 0 | 0 | 2 | 0 | 10 | E | 9 | 10 | A | 7 | 3.3 | A | 7 | 2.2 | A | 7 | 92 | A | 7 | 830 | A | 7 | 160 | A | 7 | 4.6 | A | 7 | 16000 | B | 7 | 884 | A | 7 | 1.3 | E | 8 | 0.085 | F | 8 | 0.19 | F | 8 | 0 | 1 | D | 9 | 61 | C | 8
1999-04-25 | 1:00 | 0 | 0 | 0 | 2 | 0 | 0 | 2 | 0 | 0 | 2 | 0 | 0 | 2 | 0 | 0 | 2 | 0 | 0 | 2 | 0 | 0 | 2 | 0 | 10 | E | 9 | 10 | A | 7 | 3.3 | A | 7 | 2.2 | A | 7 | 92 | A | 7 | 830 | A | 7 | 160 | A | 7 | 3.6 | A | 7 | 16000 | B | 7 | 884 | A | 7 | 1.3 | E | 8 | 0.086 | F | 8 | 0.19 | F | 8 | 0 | 1 | D | 9 | 61 | C | 8
1999-04-25 | 2:00 | 0 | 0 | 0 | 2 | 0 | 0 | 2 | 0 | 0 | 2 | 0 | 0 | 2 | 0 | 0 | 2 | 0 | 0 | 2 | 0 | 0 | 2 | 0 | 10 | E | 9 | 10 | A | 7 | 2.2 | A | 7 | 1.1 | A | 7 | 92 | A | 7 | 828 | A | 7 | 120 | A | 7 | 3.6 | A | 7 | 12800 | B | 7 | 914 | A | 7 | 1.3 | E | 8 | 0.086 | F | 8 | 0.19 | F | 8 | 0 | 1 | D | 9 | 61 | C | 8
1999-04-25 | 3:00 | 0 | 0 | 0 | 2 | 0 | 0 | 2 | 0 | 0 | 2 | 0 | 0 | 2 | 0 | 0 | 2 | 0 | 0 | 2 | 0 | 0 | 2 | 0 | 10 | E | 9 | 10 | A | 7 | 1.7 | A | 7 | 0.6 | A | 7 | 92 | A | 7 | 827 | A | 7 | 140 | A | 7 | 3.6 | A | 7 | 16000 | B | 7 | 366 | A | 7 | 1.4 | E | 8 | 0.086 | F | 8 | 0.19 | F | 8 | 0 | 1 | D | 9 | 61 | C | 8
1999-04-25 | 4:00 | 0 | 0 | 0 | 2 | 0 | 0 | 2 | 0 | 0 | 2 | 0 | 0 | 2 | 0 | 0 | 2 | 0 | 0 | 2 | 0 | 0 | 2 | 0 | 10 | E | 9 | 10 | A | 7 | 1.1 | A | 7 | 0.6 | A | 7 | 96 | A | 7 | 827 | A | 7 | 150 | A | 7 | 4.1 | A | 7 | 16000 | B | 7 | 1067 | A | 7 | 1.4 | E | 8 | 0.086 | F | 8 | 0.19 | F | 8 | 0 | 1 | D | 9 | 10 | C | 8
1999-04-25 | 5:00 | 0 | 0 | 0 | 2 | 0 | 0 | 2 | 0 | 0 | 2 | 0 | 0 | 2 | 0 | 0 | 2 | 0 | 0 | 2 | 0 | 0 | 2 | 0 | 10 | E | 9 | 10 | A | 7 | 2.2 | A | 7 | 1.1 | A | 7 | 92 | A | 7 | 828 | A | 7 | 240 | A | 7 | 3.1 | A | 7 | 8000 | B | 7 | 914 | A | 7 | 1.4 | E | 8 | 0.086 | F | 8 | 0.19 | F | 8 | 3 | 1 | D | 9 | 10 | C | 8
1999-04-25 | 6:00 | 89 | 1159 | 0 | 2 | 8 | 0 | 2 | 15 | 0 | 2 | 8 | 0 | 2 | 8 | 0 | 2 | 15 | 0 | 2 | 8 | 0 | 2 | 19 | 10 | E | 9 | 10 | A | 7 | 1 | A | 7 | 1 | A | 7 | 100 | A | 7 | 826 | A | 7 | 290 | A | 7 | 4.1 | A | 7 | 4000 | B | 7 | 600 | A | 7 | 1.4 | E | 8 | 0.086 | F | 8 | 0.19 | F | 8 | 0 | 1 | D | 9 | 61 | C | 8
1999-04-25 | 7:00 | 344 | 1350 | 156 | 2 | 8 | 187 | 2 | 15 | 109 | 2 | 8 | 164 | 2 | 8 | 157 | 2 | 15 | 124 | 2 | 8 | 219 | 2 | 19 | 10 | B | 8 | 10 | B | 8 | 0.6 | A | 7 | 0 | A | 7 | 96 | A | 7 | 826 | A | 7 | 270 | A | 7 | 4.1 | A | 7 | 3200 | C | 8 | 61 | A | 7 | 1.4 | E | 8 | 0.086 | F | 8 | 0.19 | F | 8 | 8 | 1 | D | 9 | 45 | C | 8
1999-04-25 | 8:00 | 597 | 1350 | 90 | 2 | 8 | 0 | 2 | 15 | 90 | 2 | 8 | 107 | 2 | 8 | 0 | 2 | 15 | 107 | 2 | 8 | 404 | 2 | 19 | 10 | E | 9 | 10 | A | 7 | 1 | A | 7 | 0 | A | 7 | 93 | A | 7 | 826 | A | 7 | 270 | A | 7 | 4.1 | A | 7 | 2400 | B | 7 | 60 | A | 7 | 1.3 | E | 8 | 0.086 | F | 8 | 0.19 | F | 8 | 0 | 1 | D | 9 | 10 | C | 8
1999-04-25 | 9:00 | 822 | 1350 | 118 | 2 | 8 | 0 | 2 | 15 | 118 | 2 | 8 | 143 | 2 | 8 | 0 | 2 | 15 | 143 | 2 | 8 | 576 | 2 | 19 | 10 | E | 9 | 10 | A | 7 | 0.6 | A | 7 | 0 | A | 7 | 96 | A | 7 | 826 | A | 7 | 290 | A | 7 | 2.1 | A | 7 | 5600 | B | 7 | 122 | A | 7 | 1.3 | E | 8 | 0.086 | F | 8 | 0.19 | F | 8 | 0 | 1 | D | 9 | 10 | C | 8
1999-04-25 | 10:00 | 1005 | 1350 | 341 | 2 | 8 | 48 | 2 | 15 | 305 | 2 | 8 | 376 | 2 | 8 | 49 | 2 | 15 | 339 | 2 | 8 | 1153 | 2 | 19 | 10 | E | 9 | 9 | A | 7 | 3.3 | A | 7 | 2.2 | A | 7 | 92 | A | 7 | 827 | A | 7 | 280 | A | 7 | 3.1 | A | 7 | 16000 | B | 7 | 2134 | A | 7 | 1.3 | E | 8 | 0.086 | F | 8 | 0.19 | F | 8 | 0 | 1 | D | 9 | 0 | C | 8
1999-04-25 | 11:00 | 1133 | 1350 | 648 | 2 | 8 | 289 | 2 | 15 | 405 | 2 | 8 | 703 | 2 | 8 | 313 | 2 | 15 | 439 | 2 | 8 | 1623 | 2 | 19 | 10 | E | 9 | 10 | A | 7 | 5 | A | 7 | 2.8 | A | 7 | 86 | A | 7 | 827 | A | 7 | 310 | B | 8 | 2.1 | A | 7 | 16000 | B | 7 | 396 | A | 7 | 1.3 | E | 8 | 0.086 | F | 8 | 0.19 | F | 8 | 0 | 1 | D | 9 | 0 | C | 8
1999-04-25 | 12:00 | 1198 | 1350 | 679 | 2 | 8 | 294 | 2 | 15 | 417 | 2 | 8 | 740 | 2 | 8 | 319 | 2 | 15 | 456 | 2 | 8 | 1975 | 2 | 19 | 10 | E | 9 | 9 | A | 7 | 6.7 | A | 7 | 2.8 | A | 7 | 76 | A | 7 | 827 | A | 7 | 340 | A | 7 | 2.1 | A | 7 | 16000 | B | 7 | 427 | A | 7 | 1.3 | E | 8 | 0.086 | F | 8 | 0.19 | F | 8 | 0 | 1 | D | 9 | 0 | C | 8
1999-04-25 | 13:00 | 1194 | 1350 | 536 | 2 | 8 | 120 | 2 | 15 | 430 | 2 | 8 | 589 | 2 | 8 | 128 | 2 | 15 | 476 | 2 | 8 | 1938 | 2 | 19 | 10 | E | 9 | 10 | A | 7 | 7.8 | A | 7 | 2.2 | A | 7 | 68 | A | 7 | 828 | A | 7 | 40 | B | 8 | 3.1 | A | 7 | 16000 | B | 7 | 610 | A | 7 | 1.3 | E | 8 | 0.086 | F | 8 | 0.19 | F | 8 | 0 | 1 | D | 9 | 0 | C | 8
1999-04-25 | 14:00 | 1122 | 1350 | 433 | 2 | 8 | 48 | 2 | 15 | 393 | 2 | 8 | 478 | 2 | 8 | 49 | 2 | 15 | 436 | 2 | 8 | 1635 | 2 | 19 | 10 | E | 9 | 10 | A | 7 | 7.8 | A | 7 | 3.3 | A | 7 | 73 | A | 7 | 827 | A | 7 | 90 | A | 7 | 3.1 | A | 7 | 16000 | B | 7 | 914 | A | 7 | 1.3 | E | 8 | 0.086 | F | 8 | 0.19 | F | 8 | 0 | 1 | D | 9 | 0 | C | 8
1999-04-25 | 15:00 | 988 | 1350 | 538 | 2 | 8 | 286 | 2 | 15 | 329 | 2 | 8 | 582 | 2 | 8 | 309 | 2 | 15 | 356 | 2 | 8 | 1007 | 2 | 19 | 10 | E | 9 | 9 | A | 7 | 8.3 | A | 7 | 3.3 | A | 7 | 71 | A | 7 | 827 | A | 7 | 90 | A | 7 | 2.6 | A | 7 | 16000 | B | 7 | 1097 | A | 7 | 1.2 | E | 8 | 0.086 | F | 8 | 0.19 | F | 8 | 0 | 1 | D | 9 | 0 | C | 8
1999-04-25 | 16:00 | 800 | 1350 | 100 | 2 | 8 | 0 | 2 | 15 | 100 | 2 | 8 | 123 | 2 | 8 | 0 | 2 | 15 | 123 | 2 | 8 | 493 | 2 | 19 | 10 | E | 9 | 10 | A | 7 | 9.4 | A | 7 | 2.8 | A | 7 | 63 | A | 7 | 828 | A | 7 | 50 | A | 7 | 2.6 | A | 7 | 16000 | B | 7 | 3048 | A | 7 | 1.2 | E | 8 | 0.086 | F | 8 | 0.19 | F | 8 | 0 | 1 | D | 9 | 17 | C | 8
1999-04-25 | 17:00 | 571 | 1350 | 200 | 2 | 8 | 58 | 2 | 15 | 175 | 2 | 8 | 219 | 2 | 8 | 56 | 2 | 15 | 195 | 2 | 8 | 497 | 2 | 19 | 10 | B | 8 | 10 | B | 8 | 7.2 | A | 7 | 2.8 | A | 7 | 74 | A | 7 | 826 | A | 7 | 110 | A | 7 | 4.6 | A | 7 | 16000 | B | 7 | 1036 | A | 7 | 1.2 | E | 8 | 0.086 | F | 8 | 0.19 | F | 8 | 0 | 1 | D | 9 | 0 | C | 8
1999-04-25 | 18:00 | 317 | 1350 | 123 | 2 | 8 | 143 | 2 | 15 | 90 | 2 | 8 | 134 | 2 | 8 | 119 | 2 | 15 | 106 | 2 | 8 | 196 | 2 | 19 | 10 | E | 9 | 9 | A | 7 | 7.2 | A | 7 | 3.3 | A | 7 | 76 | A | 7 | 827 | A | 7 | 170 | A | 7 | 4.1 | A | 7 | 16000 | B | 7 | 2743 | A | 7 | 1.2 | E | 8 | 0.086 | F | 8 | 0.19 | F | 8 | 0 | 1 | D | 9 | 0 | C | 8
1999-04-25 | 19:00 | 68 | 1024 | 18 | 2 | 8 | 214 | 2 | 15 | 9 | 2 | 8 | 26 | 2 | 8 | 130 | 2 | 15 | 17 | 2 | 8 | 27 | 2 | 19 | 10 | E | 9 | 9 | A | 7 | 5 | A | 7 | 2.2 | A | 7 | 82 | A | 7 | 826 | A | 7 | 160 | A | 7 | 4.6 | A | 7 | 16000 | B | 7 | 6096 | A | 7 | 1.2 | E | 8 | 0.086 | F | 8 | 0.19 | F | 8 | 0 | 1 | D | 9 | 0 | C | 8
1999-04-25 | 20:00 | 0 | 0 | 0 | 2 | 0 | 0 | 2 | 0 | 0 | 2 | 0 | 0 | 2 | 0 | 0 | 2 | 0 | 0 | 2 | 0 | 0 | 2 | 0 | 10 | E | 9 | 9 | A | 7 | 3.9 | A | 7 | 2.2 | A | 7 | 89 | A | 7 | 826 | A | 7 | 120 | A | 7 | 1.5 | A | 7 | 16000 | B | 7 | 6096 | A | 7 | 1.2 | E | 8 | 0.086 | F | 8 | 0.19 | F | 8 | 0 | 1 | D | 9 | 0 | C | 8
1999-04-25 | 21:00 | 0 | 0 | 0 | 2 | 0 | 0 | 2 | 0 | 0 | 2 | 0 | 0 | 2 | 0 | 0 | 2 | 0 | 0 | 2 | 0 | 0 | 2 | 0 | 10 | E | 9 | 5 | A | 7 | 3.9 | A | 7 | 2.2 | A | 7 | 89 | A | 7 | 827 | A | 7 | 200 | A | 7 | 3.1 | A | 7 | 16000 | B | 7 | 77777 | A | 7 | 1.2 | E | 8 | 0.086 | F | 8 | 0.19 | F | 8 | 0 | 1 | D | 9 | 0 | C | 8
1999-04-25 | 22:00 | 0 | 0 | 0 | 2 | 0 | 0 | 2 | 0 | 0 | 2 | 0 | 0 | 2 | 0 | 0 | 2 | 0 | 0 | 2 | 0 | 0 | 2 | 0 | 10 | E | 9 | 5 | A | 7 | 1.7 | A | 7 | 0.6 | A | 7 | 92 | A | 7 | 825 | A | 7 | 170 | A | 7 | 3.1 | A | 7 | 16000 | B | 7 | 77777 | A | 7 | 1.1 | E | 8 | 0.086 | F | 8 | 0.19 | F | 8 | 0 | 1 | D | 9 | 0 | C | 8
1999-04-25 | 23:00 | 0 | 0 | 0 | 2 | 0 | 0 | 2 | 0 | 0 | 2 | 0 | 0 | 2 | 0 | 0 | 2 | 0 | 0 | 2 | 0 | 0 | 2 | 0 | 10 | E | 9 | 5 | A | 7 | 1.1 | A | 7 | 0 | A | 7 | 92 | A | 7 | 826 | A | 7 | 180 | A | 7 | 4.1 | A | 7 | 16000 | B | 7 | 77777 | A | 7 | 1.1 | E | 8 | 0.086 | F | 8 | 0.19 | F | 8 | 0 | 1 | D | 9 | 0 | C | 8
1999-04-25 | 24:00 | 0 | 0 | 0 | 2 | 0 | 0 | 2 | 0 | 0 | 2 | 0 | 0 | 2 | 0 | 0 | 2 | 0 | 0 | 2 | 0 | 0 | 2 | 0 | 10 | E | 9 | 5 | A | 7 | 0.6 | A | 7 | -0.6 | A | 7 | 91 | A | 7 | 823 | A | 7 | 150 | A | 7 | 2.6 | A | 7 | 16000 | B | 7 | 77777 | A | 7 | 1.1 | E | 8 | 0.086 | F | 8 | 0.19 | F | 8 | 0 | 1 | D | 9 | 0 | C | 8
1999-04-26 | 1:00 | 0 | 0 | 0 | 2 | 0 | 0 | 2 | 0 | 0 | 2 | 0 | 0 | 2 | 0 | 0 | 2 | 0 | 0 | 2 | 0 | 0 | 2 | 0 | 5 | E | 9 | 5 | A | 7 | 0.6 | A | 7 | -1.1 | A | 7 | 87 | A | 7 | 823 | A | 7 | 190 | A | 7 | 4.1 | A | 7 | 16000 | B | 7 | 77777 | A | 7 | 1.1 | E | 8 | 0.086 | F | 8 | 0.19 | F | 8 | 0 | 1 | D | 9 | 0 | C | 8
1999-04-26 | 2:00 | 0 | 0 | 0 | 2 | 0 | 0 | 2 | 0 | 0 | 2 | 0 | 0 | 2 | 0 | 0 | 2 | 0 | 0 | 2 | 0 | 0 | 2 | 0 | 5 | E | 9 | 5 | A | 7 | 0 | A | 7 | -1.7 | A | 7 | 87 | A | 7 | 822 | A | 7 | 160 | A | 7 | 3.1 | A | 7 | 16000 | B | 7 | 77777 | A | 7 | 1.1 | E | 8 | 0.086 | F | 8 | 0.19 | F | 8 | 0 | 1 | D | 9 | 0 | C | 8
1999-04-26 | 3:00 | 0 | 0 | 0 | 2 | 0 | 0 | 2 | 0 | 0 | 2 | 0 | 0 | 2 | 0 | 0 | 2 | 0 | 0 | 2 | 0 | 0 | 2 | 0 | 5 | E | 9 | 5 | A | 7 | 0.6 | A | 7 | -1.7 | A | 7 | 83 | A | 7 | 822 | A | 7 | 170 | A | 7 | 2.6 | A | 7 | 16000 | B | 7 | 77777 | A | 7 | 1.1 | E | 8 | 0.086 | F | 8 | 0.19 | F | 8 | 0 | 1 | D | 9 | 0 | C | 8
1999-04-26 | 4:00 | 0 | 0 | 0 | 2 | 0 | 0 | 2 | 0 | 0 | 2 | 0 | 0 | 2 | 0 | 0 | 2 | 0 | 0 | 2 | 0 | 0 | 2 | 0 | 5 | E | 9 | 5 | A | 7 | 0 | A | 7 | -2.2 | A | 7 | 83 | A | 7 | 821 | A | 7 | 170 | A | 7 | 2.1 | A | 7 | 16000 | B | 7 | 77777 | A | 7 | 1.1 | E | 8 | 0.086 | F | 8 | 0.19 | F | 8 | 0 | 1 | D | 9 | 0 | C | 8
1999-04-26 | 5:00 | 0 | 0 | 0 | 2 | 0 | 0 | 2 | 0 | 0 | 2 | 0 | 0 | 2 | 0 | 0 | 2 | 0 | 0 | 2 | 0 | 0 | 2 | 0 | 7 | B | 8 | 7 | B | 8 | -1.1 | A | 7 | -2.8 | A | 7 | 87 | A | 7 | 824 | A | 7 | 0 | A | 7 | 0 | A | 7 | 16000 | B | 7 | 3353 | A | 7 | 1 | E | 8 | 0.086 | F | 8 | 0.19 | F | 8 | 0 | 1 | D | 9 | 0 | C | 8
1999-04-26 | 6:00 | 94 | 1181 | 0 | 2 | 8 | 0 | 2 | 15 | 0 | 2 | 8 | 0 | 2 | 8 | 0 | 2 | 15 | 0 | 2 | 8 | 0 | 2 | 19 | 9 | E | 9 | 9 | A | 7 | 0.6 | A | 7 | -1.7 | A | 7 | 83 | A | 7 | 823 | A | 7 | 200 | A | 7 | 2.1 | A | 7 | 16000 | B | 7 | 2438 | A | 7 | 1.1 | E | 8 | 0.086 | F | 8 | 0.19 | F | 8 | 0 | 1 | D | 9 | 0 | C | 8
1999-04-26 | 7:00 | 349 | 1349 | 245 | 2 | 8 | 651 | 2 | 15 | 76 | 2 | 8 | 249 | 2 | 8 | 542 | 2 | 15 | 109 | 2 | 8 | 135 | 2 | 19 | 9 | E | 9 | 9 | A | 7 | 3.3 | A | 7 | 0.6 | A | 7 | 82 | A | 7 | 824 | A | 7 | 190 | A | 7 | 1.5 | A | 7 | 16000 | B | 7 | 2743 | A | 7 | 1.1 | E | 8 | 0.086 | F | 8 | 0.19 | F | 8 | 0 | 1 | D | 9 | 0 | C | 8
1999-04-26 | 8:00 | 601 | 1349 | 416 | 2 | 8 | 660 | 2 | 15 | 121 | 2 | 8 | 430 | 2 | 8 | 634 | 2 | 15 | 147 | 2 | 8 | 240 | 2 | 19 | 9 | E | 9 | 9 | A | 7 | 7 | A | 7 | 3 | A | 7 | 76 | A | 7 | 826 | A | 7 | 290 | A | 7 | 5.7 | A | 7 | 16100 | B | 7 | 5400 | A | 7 | 1.1 | E | 8 | 0.086 | F | 8 | 0.19 | F | 8 | 0 | 1 | D | 9 | 0 | C | 8
1999-04-26 | 9:00 | 826 | 1349 | 646 | 2 | 8 | 727 | 2 | 15 | 200 | 2 | 8 | 665 | 2 | 8 | 719 | 2 | 15 | 224 | 2 | 8 | 458 | 2 | 19 | 9 | E | 9 | 9 | A | 7 | 6.1 | A | 7 | 3.3 | A | 7 | 82 | A | 7 | 826 | A | 7 | 300 | A | 7 | 4.1 | A | 7 | 9600 | B | 7 | 2743 | A | 7 | 1.1 | E | 8 | 0.086 | F | 8 | 0.19 | F | 8 | 0 | 1 | D | 9 | 5 | C | 8
1999-04-26 | 10:00 | 1009 | 1349 | 246 | 2 | 8 | 30 | 2 | 15 | 223 | 2 | 8 | 272 | 2 | 8 | 30 | 2 | 15 | 249 | 2 | 8 | 885 | 2 | 19 | 9 | E | 9 | 9 | A | 7 | 7.8 | A | 7 | 3.9 | A | 7 | 76 | A | 7 | 828 | A | 7 | 10 | A | 7 | 4.1 | A | 7 | 8000 | B | 7 | 6096 | A | 7 | 1.1 | E | 8 | 0.086 | F | 8 | 0.19 | F | 8 | 0 | 1 | D | 9 | 0 | C | 8
1999-04-26 | 11:00 | 1136 | 1349 | 605 | 2 | 8 | 271 | 2 | 15 | 376 | 2 | 8 | 660 | 2 | 8 | 294 | 2 | 15 | 412 | 2 | 8 | 1505 | 2 | 19 | 9 | B | 8 | 9 | B | 8 | 8.9 | A | 7 | 4.4 | A | 7 | 73 | A | 7 | 827 | A | 7 | 20 | A | 7 | 5.2 | A | 7 | 12800 | B | 7 | 2438 | A | 7 | 1.1 | E | 8 | 0.086 | F | 8 | 0.19 | F | 8 | 0 | 1 | D | 9 | 0 | C | 8
1999-04-26 | 12:00 | 1200 | 1349 | 945 | 2 | 8 | 769 | 2 | 15 | 259 | 2 | 8 | 997 | 2 | 8 | 779 | 2 | 15 | 302 | 2 | 8 | 1296 | 2 | 19 | 9 | E | 9 | 9 | A | 7 | 11.1 | A | 7 | 2.8 | A | 7 | 57 | A | 7 | 830 | A | 7 | 360 | A | 7 | 3.6 | A | 7 | 16000 | B | 7 | 2286 | A | 7 | 1.1 | E | 8 | 0.086 | F | 8 | 0.19 | F | 8 | 0 | 1 | D | 9 | 0 | C | 8
1999-04-26 | 13:00 | 1196 | 1349 | 804 | 2 | 8 | 521 | 2 | 15 | 341 | 2 | 8 | 860 | 2 | 8 | 544 | 2 | 15 | 376 | 2 | 8 | 1735 | 2 | 19 | 9 | B | 8 | 9 | B | 8 | 11.1 | A | 7 | 3.3 | A | 7 | 59 | A | 7 | 830 | A | 7 | 30 | B | 8 | 2.6 | A | 7 | 16000 | B | 7 | 945 | A | 7 | 1.1 | E | 8 | 0.086 | F | 8 | 0.19 | F | 8 | 0 | 1 | D | 9 | 0 | C | 8
1999-04-26 | 14:00 | 1125 | 1349 | 796 | 2 | 8 | 651 | 2 | 15 | 251 | 2 | 8 | 834 | 2 | 8 | 658 | 2 | 15 | 285 | 2 | 8 | 987 | 2 | 19 | 9 | E | 9 | 9 | A | 7 | 11.7 | A | 7 | 3.9 | A | 7 | 59 | A | 7 | 831 | A | 7 | 50 | A | 7 | 4.6 | A | 7 | 16000 | B | 7 | 6096 | A | 7 | 1.1 | E | 8 | 0.086 | F | 8 | 0.19 | F | 8 | 0 | 1 | D | 9 | 0 | C | 8
1999-04-26 | 15:00 | 990 | 1349 | 687 | 2 | 8 | 631 | 2 | 15 | 223 | 2 | 8 | 717 | 2 | 8 | 634 | 2 | 15 | 250 | 2 | 8 | 652 | 2 | 19 | 9 | E | 9 | 9 | A | 7 | 12.2 | A | 7 | 3.9 | A | 7 | 57 | A | 7 | 830 | A | 7 | 0 | A | 7 | 0 | A | 7 | 16000 | B | 7 | 6096 | A | 7 | 1.1 | E | 8 | 0.086 | F | 8 | 0.19 | F | 8 | 0 | 1 | D | 9 | 0 | C | 8
1999-04-26 | 16:00 | 802 | 1349 | 416 | 2 | 8 | 254 | 2 | 15 | 265 | 2 | 8 | 446 | 2 | 8 | 269 | 2 | 15 | 285 | 2 | 8 | 665 | 2 | 19 | 9 | E | 9 | 9 | A | 7 | 12.2 | A | 7 | 3.9 | A | 7 | 57 | A | 7 | 831 | A | 7 | 10 | A | 7 | 3.1 | A | 7 | 16000 | B | 7 | 6096 | A | 7 | 1.1 | E | 8 | 0.086 | F | 8 | 0.19 | F | 8 | 0 | 1 | D | 9 | 0 | C | 8
1999-04-26 | 17:00 | 574 | 1349 | 179 | 2 | 8 | 29 | 2 | 15 | 166 | 2 | 8 | 196 | 2 | 8 | 28 | 2 | 15 | 184 | 2 | 8 | 478 | 2 | 19 | 9 | B | 8 | 9 | B | 8 | 11.7 | A | 7 | 3.9 | A | 7 | 59 | A | 7 | 828 | A | 7 | 50 | A | 7 | 4.1 | A | 7 | 16000 | B | 7 | 2896 | A | 7 | 1.1 | E | 8 | 0.086 | F | 8 | 0.19 | F | 8 | 0 | 1 | D | 9 | 0 | C | 8
1999-04-26 | 18:00 | 321 | 1349 | 32 | 2 | 8 | 0 | 2 | 15 | 32 | 2 | 8 | 39 | 2 | 8 | 0 | 2 | 15 | 39 | 2 | 8 | 135 | 2 | 19 | 9 | E | 9 | 9 | A | 7 | 11.1 | A | 7 | 3.9 | A | 7 | 61 | A | 7 | 831 | A | 7 | 60 | A | 7 | 2.1 | A | 7 | 16000 | B | 7 | 2896 | A | 7 | 1.1 | E | 8 | 0.086 | F | 8 | 0.19 | F | 8 | 0 | 1 | D | 9 | 0 | C | 8
1999-04-26 | 19:00 | 71 | 1046 | 11 | 2 | 8 | 64 | 2 | 15 | 8 | 2 | 8 | 15 | 2 | 8 | 28 | 2 | 15 | 13 | 2 | 8 | 13 | 2 | 19 | 9 | E | 9 | 9 | A | 7 | 10 | A | 7 | 3.9 | A | 7 | 66 | A | 7 | 831 | A | 7 | 90 | A | 7 | 1.5 | A | 7 | 16000 | B | 7 | 6096 | A | 7 | 1.1 | E | 8 | 0.086 | F | 8 | 0.19 | F | 8 | 0 | 1 | D | 9 | 0 | C | 8
1999-04-26 | 20:00 | 0 | 0 | 0 | 2 | 0 | 0 | 2 | 0 | 0 | 2 | 0 | 0 | 2 | 0 | 0 | 2 | 0 | 0 | 2 | 0 | 0 | 2 | 0 | 5 | E | 9 | 5 | A | 7 | 7.2 | A | 7 | 3.9 | A | 7 | 80 | A | 7 | 829 | A | 7 | 80 | A | 7 | 3.6 | A | 7 | 16000 | B | 7 | 77777 | A | 7 | 1.1 | E | 8 | 0.086 | F | 8 | 0.19 | F | 8 | 0 | 1 | D | 9 | 0 | C | 8
1999-04-26 | 21:00 | 0 | 0 | 0 | 2 | 0 | 0 | 2 | 0 | 0 | 2 | 0 | 0 | 2 | 0 | 0 | 2 | 0 | 0 | 2 | 0 | 0 | 2 | 0 | 5 | E | 9 | 5 | A | 7 | 6.1 | A | 7 | 3.3 | A | 7 | 82 | A | 7 | 829 | A | 7 | 160 | A | 7 | 4.1 | A | 7 | 16000 | B | 7 | 77777 | A | 7 | 1.1 | E | 8 | 0.086 | F | 8 | 0.19 | F | 8 | 0 | 1 | D | 9 | 0 | C | 8
1999-04-26 | 22:00 | 0 | 0 | 0 | 2 | 0 | 0 | 2 | 0 | 0 | 2 | 0 | 0 | 2 | 0 | 0 | 2 | 0 | 0 | 2 | 0 | 0 | 2 | 0 | 5 | E | 9 | 5 | A | 7 | 5 | A | 7 | 2.8 | A | 7 | 86 | A | 7 | 828 | A | 7 | 170 | A | 7 | 4.6 | A | 7 | 16000 | B | 7 | 77777 | A | 7 | 1.1 | E | 8 | 0.086 | F | 8 | 0.19 | F | 8 | 0 | 1 | D | 9 | 0 | C | 8
1999-04-26 | 23:00 | 0 | 0 | 0 | 2 | 0 | 0 | 2 | 0 | 0 | 2 | 0 | 0 | 2 | 0 | 0 | 2 | 0 | 0 | 2 | 0 | 0 | 2 | 0 | 5 | E | 9 | 5 | A | 7 | 6.1 | A | 7 | 2.8 | A | 7 | 79 | A | 7 | 829 | A | 7 | 180 | A | 7 | 5.2 | A | 7 | 16000 | B | 7 | 77777 | A | 7 | 1.1 | E | 8 | 0.086 | F | 8 | 0.19 | F | 8 | 0 | 1 | D | 9 | 0 | C | 8
1999-04-26 | 24:00 | 0 | 0 | 0 | 2 | 0 | 0 | 2 | 0 | 0 | 2 | 0 | 0 | 2 | 0 | 0 | 2 | 0 | 0 | 2 | 0 | 0 | 2 | 0 | 5 | E | 9 | 5 | A | 7 | 6.1 | A | 7 | 2.8 | A | 7 | 79 | A | 7 | 829 | A | 7 | 190 | A | 7 | 5.2 | A | 7 | 16000 | B | 7 | 77777 | A | 7 | 1.1 | E | 8 | 0.086 | F | 8 | 0.19 | F | 8 | 0 | 1 | D | 9 | 0 | C | 8
1999-04-27 | 1:00 | 0 | 0 | 0 | 2 | 0 | 0 | 2 | 0 | 0 | 2 | 0 | 0 | 2 | 0 | 0 | 2 | 0 | 0 | 2 | 0 | 0 | 2 | 0 | 5 | E | 9 | 5 | A | 7 | 3.9 | A | 7 | 1.7 | A | 7 | 86 | A | 7 | 828 | A | 7 | 180 | A | 7 | 4.6 | A | 7 | 16000 | B | 7 | 77777 | A | 7 | 1.1 | E | 8 | 0.086 | F | 8 | 0.19 | F | 8 | 0 | 1 | D | 9 | 0 | C | 8
1999-04-27 | 2:00 | 0 | 0 | 0 | 2 | 0 | 0 | 2 | 0 | 0 | 2 | 0 | 0 | 2 | 0 | 0 | 2 | 0 | 0 | 2 | 0 | 0 | 2 | 0 | 5 | B | 8 | 5 | B | 8 | 4.4 | A | 7 | 1.1 | A | 7 | 79 | A | 7 | 828 | A | 7 | 170 | A | 7 | 3.6 | A | 7 | 16000 | B | 7 | 77777 | A | 7 | 1.1 | E | 8 | 0.086 | F | 8 | 0.19 | F | 8 | 0 | 1 | D | 9 | 0 | C | 8
1999-04-27 | 3:00 | 0 | 0 | 0 | 2 | 0 | 0 | 2 | 0 | 0 | 2 | 0 | 0 | 2 | 0 | 0 | 2 | 0 | 0 | 2 | 0 | 0 | 2 | 0 | 5 | E | 9 | 5 | A | 7 | 6.7 | A | 7 | 2.2 | A | 7 | 73 | A | 7 | 829 | A | 7 | 200 | A | 7 | 6.2 | A | 7 | 16000 | B | 7 | 77777 | A | 7 | 1.1 | E | 8 | 0.086 | F | 8 | 0.19 | F | 8 | 0 | 1 | D | 9 | 0 | C | 8
1999-04-27 | 4:00 | 0 | 0 | 0 | 2 | 0 | 0 | 2 | 0 | 0 | 2 | 0 | 0 | 2 | 0 | 0 | 2 | 0 | 0 | 2 | 0 | 0 | 2 | 0 | 5 | E | 9 | 5 | A | 7 | 6.1 | A | 7 | 1.1 | A | 7 | 70 | A | 7 | 829 | A | 7 | 190 | A | 7 | 4.1 | A | 7 | 16000 | B | 7 | 77777 | A | 7 | 1.1 | E | 8 | 0.086 | F | 8 | 0.19 | F | 8 | 0 | 1 | D | 9 | 0 | C | 8
1999-04-27 | 5:00 | 0 | 0 | 0 | 2 | 0 | 0 | 2 | 0 | 0 | 2 | 0 | 0 | 2 | 0 | 0 | 2 | 0 | 0 | 2 | 0 | 0 | 2 | 0 | 7 | B | 8 | 7 | B | 8 | 7.2 | A | 7 | 1.1 | A | 7 | 65 | A | 7 | 830 | A | 7 | 220 | A | 7 | 5.2 | A | 7 | 16000 | B | 7 | 6096 | A | 7 | 1.1 | E | 8 | 0.086 | F | 8 | 0.19 | F | 8 | 0 | 1 | D | 9 | 0 | C | 8
1999-04-27 | 6:00 | 98 | 1225 | 0 | 2 | 8 | 0 | 2 | 15 | 0 | 2 | 8 | 0 | 2 | 8 | 0 | 2 | 15 | 0 | 2 | 8 | 0 | 2 | 19 | 9 | E | 9 | 9 | A | 7 | 8.9 | A | 7 | 1.7 | A | 7 | 61 | A | 7 | 831 | A | 7 | 210 | A | 7 | 4.6 | A | 7 | 16000 | B | 7 | 6096 | A | 7 | 1.1 | E | 8 | 0.086 | F | 8 | 0.19 | F | 8 | 0 | 1 | D | 9 | 0 | C | 8
1999-04-27 | 7:00 | 354 | 1349 | 146 | 2 | 8 | 133 | 2 | 15 | 111 | 2 | 8 | 158 | 2 | 8 | 116 | 2 | 15 | 127 | 2 | 8 | 244 | 2 | 19 | 9 | E | 9 | 9 | A | 7 | 11.1 | A | 7 | 1.7 | A | 7 | 52 | A | 7 | 832 | A | 7 | 250 | A | 7 | 2.6 | A | 7 | 16000 | B | 7 | 6096 | A | 7 | 1.1 | E | 8 | 0.086 | F | 8 | 0.19 | F | 8 | 0 | 1 | D | 9 | 0 | C | 8
1999-04-27 | 8:00 | 606 | 1349 | 166 | 2 | 8 | 6 | 2 | 15 | 163 | 2 | 8 | 189 | 2 | 8 | 5 | 2 | 15 | 187 | 2 | 8 | 648 | 2 | 19 | 9 | E | 9 | 9 | A | 7 | 11.7 | A | 7 | 2.8 | A | 7 | 54 | A | 7 | 833 | A | 7 | 0 | A | 7 | 0 | A | 7 | 16000 | B | 7 | 3658 | A | 7 | 1.2 | E | 8 | 0.086 | F | 8 | 0.19 | F | 8 | 0 | 1 | D | 9 | 0 | C | 8
1999-04-27 | 9:00 | 830 | 1349 | 339 | 2 | 8 | 104 | 2 | 15 | 275 | 2 | 8 | 373 | 2 | 8 | 106 | 2 | 15 | 308 | 2 | 8 | 897 | 2 | 19 | 9 | E | 9 | 9 | A | 7 | 13.3 | A | 7 | 3.3 | A | 7 | 51 | A | 7 | 834 | A | 7 | 220 | A | 7 | 3.6 | A | 7 | 16000 | B | 7 | 6096 | A | 7 | 1.2 | E | 8 | 0.086 | F | 8 | 0.19 | F | 8 | 0 | 1 | D | 9 | 0 | C | 8
1999-04-27 | 10:00 | 1012 | 1349 | 726 | 2 | 8 | 593 | 2 | 15 | 279 | 2 | 8 | 771 | 2 | 8 | 617 | 2 | 15 | 307 | 2 | 8 | 882 | 2 | 19 | 9 | E | 9 | 9 | A | 7 | 15.6 | A | 7 | 2.2 | A | 7 | 40 | A | 7 | 836 | A | 7 | 290 | B | 8 | 2.1 | A | 7 | 16000 | B | 7 | 6706 | A | 7 | 1.2 | E | 8 | 0.086 | F | 8 | 0.19 | F | 8 | 0 | 1 | D | 9 | 0 | C | 8
1999-04-27 | 11:00 | 1139 | 1349 | 938 | 2 | 8 | 850 | 2 | 15 | 218 | 2 | 8 | 996 | 2 | 8 | 866 | 2 | 15 | 262 | 2 | 8 | 907 | 2 | 19 | 9 | B | 8 | 9 | B | 8 | 17.2 | A | 7 | 1.7 | A | 7 | 35 | A | 7 | 831 | A | 7 | 0 | A | 7 | 0 | A | 7 | 16000 | B | 7 | 6706 | A | 7 | 1.2 | E | 8 | 0.086 | F | 8 | 0.19 | F | 8 | 0 | 1 | D | 9 | 0 | C | 8
1999-04-27 | 12:00 | 1203 | 1349 | 842 | 2 | 8 | 565 | 2 | 15 | 337 | 2 | 8 | 903 | 2 | 8 | 590 | 2 | 15 | 375 | 2 | 8 | 1760 | 2 | 19 | 9 | B | 8 | 9 | B | 8 | 17.2 | A | 7 | 1.7 | A | 7 | 35 | A | 7 | 835 | A | 7 | 360 | B | 8 | 2.1 | A | 7 | 16000 | B | 7 | 6706 | A | 7 | 1.2 | E | 8 | 0.086 | F | 8 | 0.19 | F | 8 | 0 | 1 | D | 9 | 0 | C | 8
1999-04-27 | 13:00 | 1199 | 1349 | 983 | 2 | 8 | 869 | 2 | 15 | 208 | 2 | 8 | 1013 | 2 | 8 | 867 | 2 | 15 | 241 | 2 | 8 | 933 | 2 | 19 | 9 | E | 9 | 9 | A | 7 | 18.3 | A | 7 | 1.1 | A | 7 | 31 | A | 7 | 835 | A | 7 | 0 | A | 7 | 0 | A | 7 | 16000 | B | 7 | 6706 | A | 7 | 1.2 | E | 8 | 0.086 | F | 8 | 0.19 | F | 8 | 0 | 1 | D | 9 | 0 | C | 8
1999-04-27 | 14:00 | 1127 | 1349 | 901 | 2 | 8 | 789 | 2 | 15 | 240 | 2 | 8 | 949 | 2 | 8 | 799 | 2 | 15 | 279 | 2 | 8 | 956 | 2 | 19 | 9 | E | 9 | 9 | A | 7 | 19.4 | A | 7 | 1.7 | A | 7 | 31 | A | 7 | 835 | A | 7 | 110 | A | 7 | 4.6 | A | 7 | 16000 | B | 7 | 6096 | A | 7 | 1.2 | E | 8 | 0.086 | F | 8 | 0.19 | F | 8 | 0 | 1 | D | 9 | 0 | C | 8
1999-04-27 | 15:00 | 993 | 1349 | 481 | 2 | 8 | 202 | 2 | 15 | 332 | 2 | 8 | 528 | 2 | 8 | 214 | 2 | 15 | 370 | 2 | 8 | 1061 | 2 | 19 | 9 | E | 9 | 9 | A | 7 | 21.7 | A | 7 | 2.2 | A | 7 | 28 | A | 7 | 835 | A | 7 | 80 | A | 7 | 3.6 | A | 7 | 16000 | B | 7 | 6706 | A | 7 | 1.2 | E | 8 | 0.086 | F | 8 | 0.19 | F | 8 | 0 | 1 | D | 9 | 0 | C | 8
1999-04-27 | 16:00 | 805 | 1349 | 255 | 2 | 8 | 24 | 2 | 15 | 241 | 2 | 8 | 293 | 2 | 8 | 21 | 2 | 15 | 280 | 2 | 8 | 1003 | 2 | 19 | 9 | E | 9 | 9 | A | 7 | 18.9 | A | 7 | 2.8 | A | 7 | 34 | A | 7 | 834 | A | 7 | 60 | A | 7 | 4.6 | A | 7 | 16000 | B | 7 | 2896 | A | 7 | 1.2 | E | 8 | 0.086 | F | 8 | 0.19 | F | 8 | 0 | 1 | D | 9 | 0 | C | 8
1999-04-27 | 17:00 | 577 | 1349 | 116 | 2 | 8 | 0 | 2 | 15 | 116 | 2 | 8 | 135 | 2 | 8 | 0 | 2 | 15 | 135 | 2 | 8 | 491 | 2 | 19 | 9 | B | 8 | 9 | B | 8 | 17.8 | A | 7 | 4.4 | A | 7 | 41 | A | 7 | 829 | A | 7 | 40 | A | 7 | 3.6 | A | 7 | 16000 | B | 7 | 2743 | A | 7 | 1.2 | E | 8 | 0.086 | F | 8 | 0.19 | F | 8 | 0 | 1 | D | 9 | 0 | C | 8
1999-04-27 | 18:00 | 324 | 1349 | 92 | 2 | 8 | 28 | 2 | 15 | 85 | 2 | 8 | 101 | 2 | 8 | 24 | 2 | 15 | 95 | 2 | 8 | 219 | 2 | 19 | 9 | E | 9 | 9 | A | 7 | 16.1 | A | 7 | 5 | A | 7 | 48 | A | 7 | 833 | A | 7 | 50 | A | 7 | 3.6 | A | 7 | 16000 | B | 7 | 6096 | A | 7 | 1.2 | E | 8 | 0.086 | F | 8 | 0.19 | F | 8 | 0 | 1 | D | 9 | 0 | C | 8
1999-04-27 | 19:00 | 74 | 1068 | 10 | 2 | 8 | 0 | 2 | 15 | 10 | 2 | 8 | 12 | 2 | 8 | 0 | 2 | 15 | 12 | 2 | 8 | 39 | 2 | 19 | 9 | E | 9 | 9 | A | 7 | 12.2 | A | 7 | 5.6 | A | 7 | 64 | A | 7 | 831 | A | 7 | 60 | A | 7 | 4.6 | A | 7 | 16000 | B | 7 | 6096 | A | 7 | 1.2 | E | 8 | 0.086 | F | 8 | 0.19 | F | 8 | 0 | 1 | D | 9 | 0 | C | 8
1999-04-27 | 20:00 | 0 | 0 | 0 | 2 | 0 | 0 | 2 | 0 | 0 | 2 | 0 | 0 | 2 | 0 | 0 | 2 | 0 | 0 | 2 | 0 | 0 | 2 | 0 | 9 | E | 9 | 9 | A | 7 | 11.7 | A | 7 | 6.7 | A | 7 | 71 | A | 7 | 832 | A | 7 | 90 | A | 7 | 5.2 | A | 7 | 16000 | B | 7 | 6096 | A | 7 | 1.2 | E | 8 | 0.086 | F | 8 | 0.19 | F | 8 | 0 | 1 | D | 9 | 0 | C | 8
1999-04-27 | 21:00 | 0 | 0 | 0 | 2 | 0 | 0 | 2 | 0 | 0 | 2 | 0 | 0 | 2 | 0 | 0 | 2 | 0 | 0 | 2 | 0 | 0 | 2 | 0 | 9 | E | 9 | 9 | A | 7 | 10.6 | A | 7 | 6.1 | A | 7 | 74 | A | 7 | 831 | A | 7 | 110 | A | 7 | 7.2 | A | 7 | 16000 | B | 7 | 6096 | A | 7 | 1.2 | E | 8 | 0.086 | F | 8 | 0.19 | F | 8 | 0 | 1 | D | 9 | 0 | C | 8
1999-04-27 | 22:00 | 0 | 0 | 0 | 2 | 0 | 0 | 2 | 0 | 0 | 2 | 0 | 0 | 2 | 0 | 0 | 2 | 0 | 0 | 2 | 0 | 0 | 2 | 0 | 9 | E | 9 | 9 | A | 7 | 9.4 | A | 7 | 5.6 | A | 7 | 77 | A | 7 | 831 | A | 7 | 150 | A | 7 | 6.2 | A | 7 | 16000 | B | 7 | 6096 | A | 7 | 1.2 | E | 8 | 0.086 | F | 8 | 0.19 | F | 8 | 0 | 1 | D | 9 | 0 | C | 8
1999-04-27 | 23:00 | 0 | 0 | 0 | 2 | 0 | 0 | 2 | 0 | 0 | 2 | 0 | 0 | 2 | 0 | 0 | 2 | 0 | 0 | 2 | 0 | 0 | 2 | 0 | 9 | B | 8 | 9 | B | 8 | 8.3 | A | 7 | 7.2 | A | 7 | 93 | A | 7 | 831 | A | 7 | 250 | A | 7 | 5.7 | A | 7 | 16000 | B | 7 | 6096 | A | 7 | 1.2 | E | 8 | 0.086 | F | 8 | 0.19 | F | 8 | 0 | 1 | D | 9 | 0 | C | 8
1999-04-27 | 24:00 | 0 | 0 | 0 | 2 | 0 | 0 | 2 | 0 | 0 | 2 | 0 | 0 | 2 | 0 | 0 | 2 | 0 | 0 | 2 | 0 | 0 | 2 | 0 | 9 | E | 9 | 9 | A | 7 | 7.8 | A | 7 | 6.7 | A | 7 | 93 | A | 7 | 831 | A | 7 | 230 | A | 7 | 2.1 | A | 7 | 16000 | B | 7 | 6096 | A | 7 | 1.3 | E | 8 | 0.086 | F | 8 | 0.19 | F | 8 | 0 | 1 | D | 9 | 0 | C | 8
1999-04-28 | 1:00 | 0 | 0 | 0 | 2 | 0 | 0 | 2 | 0 | 0 | 2 | 0 | 0 | 2 | 0 | 0 | 2 | 0 | 0 | 2 | 0 | 0 | 2 | 0 | 9 | E | 9 | 9 | A | 7 | 7.2 | A | 7 | 5.6 | A | 7 | 90 | A | 7 | 830 | A | 7 | 220 | A | 7 | 3.6 | A | 7 | 16000 | B | 7 | 6096 | A | 7 | 1.3 | E | 8 | 0.087 | F | 8 | 0.19 | F | 8 | 0 | 1 | D | 9 | 0 | C | 8
1999-04-28 | 2:00 | 0 | 0 | 0 | 2 | 0 | 0 | 2 | 0 | 0 | 2 | 0 | 0 | 2 | 0 | 0 | 2 | 0 | 0 | 2 | 0 | 0 | 2 | 0 | 9 | E | 9 | 9 | A | 7 | 7.2 | A | 7 | 5.6 | A | 7 | 90 | A | 7 | 830 | A | 7 | 190 | A | 7 | 4.1 | A | 7 | 16000 | B | 7 | 7620 | A | 7 | 1.3 | E | 8 | 0.087 | F | 8 | 0.19 | F | 8 | 0 | 1 | D | 9 | 0 | C | 8
1999-04-28 | 3:00 | 0 | 0 | 0 | 2 | 0 | 0 | 2 | 0 | 0 | 2 | 0 | 0 | 2 | 0 | 0 | 2 | 0 | 0 | 2 | 0 | 0 | 2 | 0 | 6 | E | 9 | 5 | A | 7 | 6.1 | A | 7 | 5 | A | 7 | 93 | A | 7 | 829 | A | 7 | 210 | A | 7 | 3.6 | A | 7 | 14400 | B | 7 | 77777 | A | 7 | 1.3 | E | 8 | 0.087 | F | 8 | 0.19 | F | 8 | 0 | 1 | D | 9 | 0 | C | 8
1999-04-28 | 4:00 | 0 | 0 | 0 | 2 | 0 | 0 | 2 | 0 | 0 | 2 | 0 | 0 | 2 | 0 | 0 | 2 | 0 | 0 | 2 | 0 | 0 | 2 | 0 | 9 | E | 9 | 9 | A | 7 | 6.7 | A | 7 | 5 | A | 7 | 89 | A | 7 | 830 | A | 7 | 180 | B | 8 | 3.4 | B | 8 | 14400 | B | 7 | 6096 | A | 7 | 1.3 | E | 8 | 0.087 | F | 8 | 0.19 | F | 8 | 0 | 1 | D | 9 | 0 | C | 8
1999-04-28 | 5:00 | 0 | 0 | 0 | 2 | 0 | 0 | 2 | 0 | 0 | 2 | 0 | 0 | 2 | 0 | 0 | 2 | 0 | 0 | 2 | 0 | 0 | 2 | 0 | 9 | B | 8 | 9 | B | 8 | 3.9 | A | 7 | 2.8 | A | 7 | 93 | A | 7 | 831 | A | 7 | 150 | A | 7 | 3.1 | A | 7 | 11200 | B | 7 | 6096 | A | 7 | 1.3 | E | 8 | 0.087 | F | 8 | 0.19 | F | 8 | 0 | 1 | D | 9 | 0 | C | 8
1999-04-28 | 6:00 | 103 | 1247 | 0 | 2 | 8 | 0 | 2 | 15 | 0 | 2 | 8 | 0 | 2 | 8 | 0 | 2 | 15 | 0 | 2 | 8 | 0 | 2 | 19 | 9 | E | 9 | 9 | A | 7 | 5 | A | 7 | 3.9 | A | 7 | 93 | A | 7 | 830 | A | 7 | 140 | A | 7 | 2.1 | A | 7 | 12800 | B | 7 | 6096 | A | 7 | 1.3 | E | 8 | 0.087 | F | 8 | 0.19 | F | 8 | 0 | 1 | D | 9 | 0 | C | 8
1999-04-28 | 7:00 | 359 | 1348 | 113 | 2 | 8 | 20 | 2 | 15 | 108 | 2 | 8 | 126 | 2 | 8 | 11 | 2 | 15 | 123 | 2 | 8 | 368 | 2 | 19 | 9 | E | 9 | 9 | A | 7 | 7.8 | A | 7 | 6.1 | A | 7 | 89 | A | 7 | 832 | A | 7 | 150 | A | 7 | 4.6 | A | 7 | 16000 | B | 7 | 6096 | A | 7 | 1.3 | E | 8 | 0.087 | F | 8 | 0.19 | F | 8 | 0 | 1 | D | 9 | 0 | C | 8
1999-04-28 | 8:00 | 610 | 1348 | 297 | 2 | 8 | 180 | 2 | 15 | 215 | 2 | 8 | 321 | 2 | 8 | 181 | 2 | 15 | 239 | 2 | 8 | 519 | 2 | 19 | 9 | E | 9 | 9 | A | 7 | 9.4 | A | 7 | 6.7 | A | 7 | 83 | A | 7 | 833 | A | 7 | 170 | A | 7 | 3.1 | A | 7 | 16000 | B | 7 | 6096 | A | 7 | 1.3 | E | 8 | 0.087 | F | 8 | 0.19 | F | 8 | 0 | 1 | D | 9 | 0 | C | 8
1999-04-28 | 9:00 | 834 | 1348 | 267 | 2 | 8 | 31 | 2 | 15 | 248 | 2 | 8 | 294 | 2 | 8 | 31 | 2 | 15 | 275 | 2 | 8 | 829 | 2 | 19 | 10 | E | 9 | 10 | A | 7 | 10.6 | A | 7 | 6.7 | A | 7 | 77 | A | 7 | 833 | A | 7 | 140 | A | 7 | 4.6 | A | 7 | 16000 | B | 7 | 6096 | A | 7 | 1.4 | E | 8 | 0.087 | F | 8 | 0.19 | F | 8 | 0 | 1 | D | 9 | 0 | C | 8
1999-04-28 | 10:00 | 1016 | 1348 | 580 | 2 | 8 | 272 | 2 | 15 | 375 | 2 | 8 | 624 | 2 | 8 | 293 | 2 | 15 | 402 | 2 | 8 | 1218 | 2 | 19 | 10 | E | 9 | 10 | A | 7 | 11.7 | A | 7 | 6.7 | A | 7 | 71 | A | 7 | 834 | A | 7 | 150 | A | 7 | 3.6 | A | 7 | 16000 | B | 7 | 6096 | A | 7 | 1.4 | E | 8 | 0.087 | F | 8 | 0.19 | F | 8 | 0 | 1 | D | 9 | 0 | C | 8
1999-04-28 | 11:00 | 1142 | 1348 | 333 | 2 | 8 | 30 | 2 | 15 | 307 | 2 | 8 | 368 | 2 | 8 | 31 | 2 | 15 | 342 | 2 | 8 | 1367 | 2 | 19 | 7 | E | 9 | 7 | A | 7 | 13.3 | A | 7 | 7.8 | A | 7 | 69 | A | 7 | 831 | A | 7 | 130 | A | 7 | 5.7 | A | 7 | 16000 | B | 7 | 6096 | A | 7 | 1.4 | E | 8 | 0.087 | F | 8 | 0.19 | F | 8 | 0 | 1 | D | 9 | 0 | C | 8
1999-04-28 | 12:00 | 1206 | 1348 | 424 | 2 | 8 | 24 | 2 | 15 | 402 | 2 | 8 | 496 | 2 | 8 | 23 | 2 | 15 | 476 | 2 | 8 | 1732 | 2 | 19 | 9 | E | 9 | 9 | A | 7 | 14.4 | A | 7 | 7.2 | A | 7 | 62 | A | 7 | 834 | A | 7 | 130 | B | 8 | 1.5 | A | 7 | 16000 | B | 7 | 975 | A | 7 | 1.4 | E | 8 | 0.087 | F | 8 | 0.19 | F | 8 | 0 | 1 | D | 9 | 0 | C | 8
1999-04-28 | 13:00 | 1202 | 1348 | 417 | 2 | 8 | 30 | 2 | 15 | 390 | 2 | 8 | 461 | 2 | 8 | 31 | 2 | 15 | 433 | 2 | 8 | 1850 | 2 | 19 | 10 | E | 9 | 10 | A | 7 | 16.1 | A | 7 | 8.9 | A | 7 | 62 | A | 7 | 834 | A | 7 | 130 | A | 7 | 6.7 | A | 7 | 16000 | B | 7 | 6096 | A | 7 | 1.4 | E | 8 | 0.087 | F | 8 | 0.19 | F | 8 | 0 | 1 | D | 9 | 0 | C | 8
1999-04-28 | 14:00 | 1130 | 1348 | 252 | 2 | 8 | 12 | 2 | 15 | 242 | 2 | 8 | 304 | 2 | 8 | 10 | 2 | 15 | 296 | 2 | 8 | 1172 | 2 | 19 | 10 | E | 9 | 10 | A | 7 | 15.6 | A | 7 | 8.9 | A | 7 | 64 | A | 7 | 832 | A | 7 | 100 | A | 7 | 10.8 | A | 7 | 16000 | B | 7 | 6096 | A | 7 | 1.4 | E | 8 | 0.087 | F | 8 | 0.19 | F | 8 | 0 | 1 | D | 9 | 0 | C | 8
1999-04-28 | 15:00 | 996 | 1348 | 550 | 2 | 8 | 339 | 2 | 15 | 299 | 2 | 8 | 600 | 2 | 8 | 366 | 2 | 15 | 328 | 2 | 8 | 912 | 2 | 19 | 9 | E | 9 | 9 | A | 7 | 16.1 | A | 7 | 8.3 | A | 7 | 60 | A | 7 | 833 | A | 7 | 140 | A | 7 | 11.8 | A | 7 | 16000 | B | 7 | 6096 | A | 7 | 1.5 | E | 8 | 0.087 | F | 8 | 0.19 | F | 8 | 0 | 1 | D | 9 | 0 | C | 8
1999-04-28 | 16:00 | 808 | 1348 | 389 | 2 | 8 | 189 | 2 | 15 | 275 | 2 | 8 | 423 | 2 | 8 | 198 | 2 | 15 | 305 | 2 | 8 | 743 | 2 | 19 | 10 | E | 9 | 10 | A | 7 | 15.6 | A | 7 | 7.2 | A | 7 | 57 | A | 7 | 832 | A | 7 | 140 | A | 7 | 11.3 | A | 7 | 16000 | B | 7 | 6096 | A | 7 | 1.5 | E | 8 | 0.087 | F | 8 | 0.19 | F | 8 | 0 | 1 | D | 9 | 61 | C | 8
1999-04-28 | 17:00 | 580 | 1348 | 68 | 2 | 8 | 0 | 2 | 15 | 68 | 2 | 8 | 83 | 2 | 8 | 0 | 2 | 15 | 83 | 2 | 8 | 314 | 2 | 19 | 10 | E | 9 | 10 | A | 7 | 12.8 | A | 7 | 8.9 | A | 7 | 77 | A | 7 | 829 | A | 7 | 170 | A | 7 | 7.2 | A | 7 | 16000 | B | 7 | 1981 | A | 7 | 1.5 | E | 8 | 0.087 | F | 8 | 0.19 | F | 8 | 0 | 1 | D | 9 | 61 | C | 8
1999-04-28 | 18:00 | 328 | 1348 | 32 | 2 | 8 | 0 | 2 | 15 | 32 | 2 | 8 | 39 | 2 | 8 | 0 | 2 | 15 | 39 | 2 | 8 | 136 | 2 | 19 | 10 | E | 9 | 10 | A | 7 | 10 | A | 7 | 7.2 | A | 7 | 83 | A | 7 | 832 | A | 7 | 160 | A | 7 | 8.8 | A | 7 | 16000 | B | 7 | 1524 | A | 7 | 1.5 | E | 8 | 0.087 | F | 8 | 0.19 | F | 8 | 0 | 1 | D | 9 | 61 | C | 8
1999-04-28 | 19:00 | 77 | 1090 | 14 | 2 | 8 | 109 | 2 | 15 | 9 | 2 | 8 | 19 | 2 | 8 | 57 | 2 | 15 | 14 | 2 | 8 | 18 | 2 | 19 | 10 | E | 9 | 10 | A | 7 | 8.9 | A | 7 | 6.7 | A | 7 | 86 | A | 7 | 830 | A | 7 | 100 | A | 7 | 9.8 | A | 7 | 16000 | B | 7 | 1341 | A | 7 | 1.5 | E | 8 | 0.087 | F | 8 | 0.19 | F | 8 | 0 | 1 | D | 9 | 63 | C | 8
1999-04-28 | 20:00 | 0 | 0 | 0 | 2 | 0 | 0 | 2 | 0 | 0 | 2 | 0 | 0 | 2 | 0 | 0 | 2 | 0 | 0 | 2 | 0 | 0 | 2 | 0 | 10 | E | 9 | 10 | A | 7 | 8.9 | A | 7 | 7.8 | A | 7 | 93 | A | 7 | 831 | A | 7 | 110 | A | 7 | 14.4 | A | 7 | 12800 | B | 7 | 1524 | A | 7 | 1.5 | E | 8 | 0.087 | F | 8 | 0.19 | F | 8 | 0 | 1 | D | 9 | 63 | C | 8
1999-04-28 | 21:00 | 0 | 0 | 0 | 2 | 0 | 0 | 2 | 0 | 0 | 2 | 0 | 0 | 2 | 0 | 0 | 2 | 0 | 0 | 2 | 0 | 0 | 2 | 0 | 10 | E | 9 | 10 | A | 7 | 7.2 | A | 7 | 6.1 | A | 7 | 93 | A | 7 | 830 | A | 7 | 90 | A | 7 | 6.7 | A | 7 | 9600 | B | 7 | 1158 | A | 7 | 1.6 | E | 8 | 0.087 | F | 8 | 0.19 | F | 8 | 0 | 1 | D | 9 | 63 | C | 8
1999-04-28 | 22:00 | 0 | 0 | 0 | 2 | 0 | 0 | 2 | 0 | 0 | 2 | 0 | 0 | 2 | 0 | 0 | 2 | 0 | 0 | 2 | 0 | 0 | 2 | 0 | 10 | E | 9 | 10 | A | 7 | 8.3 | A | 7 | 6.1 | A | 7 | 86 | A | 7 | 830 | A | 7 | 120 | A | 7 | 9.8 | A | 7 | 16000 | B | 7 | 2438 | A | 7 | 1.6 | E | 8 | 0.087 | F | 8 | 0.19 | F | 8 | 81 | 1 | D | 9 | 0 | C | 8
1999-04-28 | 23:00 | 0 | 0 | 0 | 2 | 0 | 0 | 2 | 0 | 0 | 2 | 0 | 0 | 2 | 0 | 0 | 2 | 0 | 0 | 2 | 0 | 0 | 2 | 0 | 10 | E | 9 | 10 | A | 7 | 8.3 | A | 7 | 6.1 | A | 7 | 86 | A | 7 | 830 | A | 7 | 130 | A | 7 | 6.7 | A | 7 | 16000 | B | 7 | 1981 | A | 7 | 1.6 | E | 8 | 0.087 | F | 8 | 0.19 | F | 8 | 0 | 1 | D | 9 | 0 | C | 8
1999-04-28 | 24:00 | 0 | 0 | 0 | 2 | 0 | 0 | 2 | 0 | 0 | 2 | 0 | 0 | 2 | 0 | 0 | 2 | 0 | 0 | 2 | 0 | 0 | 2 | 0 | 10 | E | 9 | 10 | A | 7 | 8.3 | A | 7 | 6.7 | A | 7 | 90 | A | 7 | 831 | A | 7 | 140 | A | 7 | 7.7 | A | 7 | 16000 | B | 7 | 1676 | A | 7 | 1.6 | E | 8 | 0.087 | F | 8 | 0.19 | F | 8 | 0 | 1 | D | 9 | 0 | C | 8
1999-04-29 | 1:00 | 0 | 0 | 0 | 2 | 0 | 0 | 2 | 0 | 0 | 2 | 0 | 0 | 2 | 0 | 0 | 2 | 0 | 0 | 2 | 0 | 0 | 2 | 0 | 10 | E | 9 | 10 | A | 7 | 8.3 | A | 7 | 6.7 | A | 7 | 90 | A | 7 | 831 | A | 7 | 140 | A | 7 | 5.7 | A | 7 | 16000 | B | 7 | 457 | A | 7 | 1.6 | E | 8 | 0.087 | F | 8 | 0.19 | F | 8 | 0 | 1 | D | 9 | 0 | C | 8
1999-04-29 | 2:00 | 0 | 0 | 0 | 2 | 0 | 0 | 2 | 0 | 0 | 2 | 0 | 0 | 2 | 0 | 0 | 2 | 0 | 0 | 2 | 0 | 0 | 2 | 0 | 10 | E | 9 | 10 | A | 7 | 8.3 | A | 7 | 6.7 | A | 7 | 90 | A | 7 | 831 | A | 7 | 150 | A | 7 | 9.8 | A | 7 | 16000 | B | 7 | 457 | A | 7 | 1.6 | E | 8 | 0.087 | F | 8 | 0.19 | F | 8 | 0 | 1 | D | 9 | 0 | C | 8
1999-04-29 | 3:00 | 0 | 0 | 0 | 2 | 0 | 0 | 2 | 0 | 0 | 2 | 0 | 0 | 2 | 0 | 0 | 2 | 0 | 0 | 2 | 0 | 0 | 2 | 0 | 10 | E | 9 | 10 | A | 7 | 6.1 | A | 7 | 4.4 | A | 7 | 89 | A | 7 | 830 | A | 7 | 180 | A | 7 | 5.2 | A | 7 | 16000 | B | 7 | 1829 | A | 7 | 1.7 | E | 8 | 0.087 | F | 8 | 0.19 | F | 8 | 0 | 1 | D | 9 | 61 | C | 8
1999-04-29 | 4:00 | 0 | 0 | 0 | 2 | 0 | 0 | 2 | 0 | 0 | 2 | 0 | 0 | 2 | 0 | 0 | 2 | 0 | 0 | 2 | 0 | 0 | 2 | 0 | 10 | E | 9 | 10 | A | 7 | 6.1 | A | 7 | 5 | A | 7 | 93 | A | 7 | 829 | A | 7 | 120 | A | 7 | 6.2 | A | 7 | 16000 | B | 7 | 1433 | A | 7 | 1.7 | E | 8 | 0.087 | F | 8 | 0.19 | F | 8 | 0 | 1 | D | 9 | 0 | C | 8
1999-04-29 | 5:00 | 0 | 0 | 0 | 2 | 0 | 0 | 2 | 0 | 0 | 2 | 0 | 0 | 2 | 0 | 0 | 2 | 0 | 0 | 2 | 0 | 0 | 2 | 0 | 10 | B | 8 | 10 | B | 8 | 6.1 | A | 7 | 4.4 | A | 7 | 89 | A | 7 | 832 | A | 7 | 160 | A | 7 | 2.6 | A | 7 | 16000 | B | 7 | 1981 | A | 7 | 1.7 | E | 8 | 0.087 | F | 8 | 0.19 | F | 8 | 0 | 1 | D | 9 | 0 | C | 8
1999-04-29 | 6:00 | 108 | 1269 | 0 | 2 | 8 | 0 | 2 | 15 | 0 | 2 | 8 | 0 | 2 | 8 | 0 | 2 | 15 | 0 | 2 | 8 | 0 | 2 | 19 | 9 | E | 9 | 9 | A | 7 | 5.6 | A | 7 | 4.4 | A | 7 | 92 | A | 7 | 832 | A | 7 | 130 | A | 7 | 3.1 | A | 7 | 16000 | B | 7 | 4572 | A | 7 | 1.7 | E | 8 | 0.087 | F | 8 | 0.19 | F | 8 | 0 | 1 | D | 9 | 0 | C | 8
1999-04-29 | 7:00 | 364 | 1347 | 152 | 2 | 8 | 106 | 2 | 15 | 124 | 2 | 8 | 164 | 2 | 8 | 93 | 2 | 15 | 139 | 2 | 8 | 274 | 2 | 19 | 10 | E | 9 | 10 | A | 7 | 6.7 | A | 7 | 5 | A | 7 | 89 | A | 7 | 833 | A | 7 | 100 | A | 7 | 5.7 | A | 7 | 16000 | B | 7 | 640 | A | 7 | 1.7 | E | 8 | 0.087 | F | 8 | 0.19 | F | 8 | 0 | 1 | D | 9 | 0 | C | 8
1999-04-29 | 8:00 | 614 | 1347 | 303 | 2 | 8 | 174 | 2 | 15 | 224 | 2 | 8 | 327 | 2 | 8 | 175 | 2 | 15 | 248 | 2 | 8 | 542 | 2 | 19 | 10 | E | 9 | 10 | A | 7 | 8.3 | A | 7 | 6.7 | A | 7 | 90 | A | 7 | 834 | A | 7 | 120 | A | 7 | 10.3 | A | 7 | 16000 | B | 7 | 335 | A | 7 | 1.7 | E | 8 | 0.087 | F | 8 | 0.19 | F | 8 | 0 | 1 | D | 9 | 0 | C | 8
1999-04-29 | 9:00 | 838 | 1347 | 267 | 2 | 8 | 18 | 2 | 15 | 256 | 2 | 8 | 307 | 2 | 8 | 16 | 2 | 15 | 297 | 2 | 8 | 1071 | 2 | 19 | 10 | E | 9 | 10 | A | 7 | 8.3 | A | 7 | 6.1 | A | 7 | 86 | A | 7 | 835 | A | 7 | 140 | A | 7 | 9.3 | A | 7 | 16000 | B | 7 | 396 | A | 7 | 1.7 | E | 8 | 0.087 | F | 8 | 0.19 | F | 8 | 0 | 1 | D | 9 | 0 | C | 8
1999-04-29 | 10:00 | 1019 | 1347 | 315 | 2 | 8 | 18 | 2 | 15 | 302 | 2 | 8 | 368 | 2 | 8 | 16 | 2 | 15 | 356 | 2 | 8 | 1339 | 2 | 19 | 10 | E | 9 | 10 | A | 7 | 8.9 | A | 7 | 6.1 | A | 7 | 83 | A | 7 | 835 | A | 7 | 140 | A | 7 | 9.3 | A | 7 | 16000 | B | 7 | 518 | A | 7 | 1.7 | E | 8 | 0.087 | F | 8 | 0.19 | F | 8 | 0 | 1 | D | 9 | 0 | C | 8
1999-04-29 | 11:00 | 1145 | 1347 | 265 | 2 | 8 | 0 | 2 | 15 | 265 | 2 | 8 | 318 | 2 | 8 | 0 | 2 | 15 | 318 | 2 | 8 | 1263 | 2 | 19 | 10 | E | 9 | 10 | A | 7 | 8.3 | A | 7 | 6.7 | A | 7 | 90 | A | 7 | 834 | A | 7 | 140 | A | 7 | 8.2 | A | 7 | 9600 | B | 7 | 488 | A | 7 | 1.7 | E | 8 | 0.087 | F | 8 | 0.19 | F | 8 | 0 | 1 | D | 9 | 10 | C | 8
1999-04-29 | 12:00 | 1208 | 1347 | 206 | 2 | 8 | 6 | 2 | 15 | 201 | 2 | 8 | 255 | 2 | 8 | 5 | 2 | 15 | 251 | 2 | 8 | 1017 | 2 | 19 | 10 | E | 9 | 10 | A | 7 | 9.4 | A | 7 | 7.2 | A | 7 | 86 | A | 7 | 835 | A | 7 | 130 | A | 7 | 11.3 | A | 7 | 16000 | B | 7 | 549 | A | 7 | 1.7 | E | 8 | 0.087 | F | 8 | 0.19 | F | 8 | 0 | 1 | D | 9 | 0 | C | 8
1999-04-29 | 13:00 | 1204 | 1347 | 369 | 2 | 8 | 18 | 2 | 15 | 353 | 2 | 8 | 437 | 2 | 8 | 16 | 2 | 15 | 422 | 2 | 8 | 1585 | 2 | 19 | 10 | E | 9 | 10 | A | 7 | 10 | A | 7 | 6.7 | A | 7 | 80 | A | 7 | 835 | A | 7 | 130 | A | 7 | 10.3 | A | 7 | 16000 | B | 7 | 579 | A | 7 | 1.7 | E | 8 | 0.087 | F | 8 | 0.19 | F | 8 | 0 | 1 | D | 9 | 0 | C | 8
1999-04-29 | 14:00 | 1132 | 1347 | 298 | 2 | 8 | 12 | 2 | 15 | 288 | 2 | 8 | 355 | 2 | 8 | 10 | 2 | 15 | 346 | 2 | 8 | 1343 | 2 | 19 | 10 | E | 9 | 10 | A | 7 | 10.6 | A | 7 | 7.2 | A | 7 | 79 | A | 7 | 835 | A | 7 | 140 | A | 7 | 10.8 | A | 7 | 16000 | B | 7 | 640 | A | 7 | 1.7 | E | 8 | 0.087 | F | 8 | 0.19 | F | 8 | 0 | 1 | D | 9 | 61 | C | 8
1999-04-29 | 15:00 | 998 | 1347 | 126 | 2 | 8 | 0 | 2 | 15 | 126 | 2 | 8 | 157 | 2 | 8 | 0 | 2 | 15 | 157 | 2 | 8 | 653 | 2 | 19 | 9 | E | 9 | 9 | A | 7 | 8.3 | A | 7 | 7.2 | A | 7 | 93 | A | 7 | 834 | A | 7 | 110 | A | 7 | 8.2 | A | 7 | 14400 | B | 7 | 1250 | A | 7 | 1.7 | E | 8 | 0.087 | F | 8 | 0.19 | F | 8 | 0 | 1 | D | 9 | 0 | C | 8
1999-04-29 | 16:00 | 811 | 1347 | 256 | 2 | 8 | 24 | 2 | 15 | 241 | 2 | 8 | 293 | 2 | 8 | 21 | 2 | 15 | 281 | 2 | 8 | 1008 | 2 | 19 | 10 | E | 9 | 10 | A | 7 | 8.9 | A | 7 | 7.8 | A | 7 | 93 | A | 7 | 835 | A | 7 | 110 | A | 7 | 9.8 | A | 7 | 16000 | B | 7 | 427 | A | 7 | 1.7 | E | 8 | 0.087 | F | 8 | 0.19 | F | 8 | 0 | 1 | D | 9 | 0 | C | 8
1999-04-29 | 17:00 | 583 | 1347 | 121 | 2 | 8 | 0 | 2 | 15 | 121 | 2 | 8 | 141 | 2 | 8 | 0 | 2 | 15 | 141 | 2 | 8 | 510 | 2 | 19 | 10 | E | 9 | 10 | A | 7 | 8.9 | A | 7 | 6.7 | A | 7 | 86 | A | 7 | 833 | A | 7 | 120 | A | 7 | 10.8 | A | 7 | 16000 | B | 7 | 366 | A | 7 | 1.7 | E | 8 | 0.087 | F | 8 | 0.19 | F | 8 | 0 | 1 | D | 9 | 0 | C | 8
1999-04-29 | 18:00 | 331 | 1347 | 111 | 2 | 8 | 72 | 2 | 15 | 93 | 2 | 8 | 121 | 2 | 8 | 62 | 2 | 15 | 106 | 2 | 8 | 237 | 2 | 19 | 9 | E | 9 | 9 | A | 7 | 7.8 | A | 7 | 5.6 | A | 7 | 86 | A | 7 | 835 | A | 7 | 120 | A | 7 | 13.4 | A | 7 | 16000 | B | 7 | 366 | A | 7 | 1.7 | E | 8 | 0.087 | F | 8 | 0.19 | F | 8 | 0 | 1 | D | 9 | 0 | C | 8
1999-04-29 | 19:00 | 80 | 1111 | 4 | 2 | 8 | 0 | 2 | 15 | 4 | 2 | 8 | 5 | 2 | 8 | 0 | 2 | 15 | 5 | 2 | 8 | 16 | 2 | 19 | 10 | E | 9 | 10 | A | 7 | 7.2 | A | 7 | 5.6 | A | 7 | 90 | A | 7 | 835 | A | 7 | 130 | A | 7 | 10.3 | A | 7 | 16000 | B | 7 | 244 | A | 7 | 1.7 | E | 8 | 0.087 | F | 8 | 0.19 | F | 8 | 0 | 1 | D | 9 | 0 | C | 8
1999-04-29 | 20:00 | 0 | 0 | 0 | 2 | 0 | 0 | 2 | 0 | 0 | 2 | 0 | 0 | 2 | 0 | 0 | 2 | 0 | 0 | 2 | 0 | 0 | 2 | 0 | 10 | E | 9 | 10 | A | 7 | 6.7 | A | 7 | 5.6 | A | 7 | 93 | A | 7 | 836 | A | 7 | 140 | A | 7 | 9.3 | A | 7 | 12800 | B | 7 | 244 | A | 7 | 1.7 | E | 8 | 0.087 | F | 8 | 0.19 | F | 8 | 0 | 1 | D | 9 | 61 | C | 8
1999-04-29 | 21:00 | 0 | 0 | 0 | 2 | 0 | 0 | 2 | 0 | 0 | 2 | 0 | 0 | 2 | 0 | 0 | 2 | 0 | 0 | 2 | 0 | 0 | 2 | 0 | 10 | E | 9 | 10 | A | 7 | 6.7 | A | 7 | 5.6 | A | 7 | 93 | A | 7 | 836 | A | 7 | 130 | A | 7 | 5.2 | A | 7 | 11200 | B | 7 | 274 | A | 7 | 1.7 | E | 8 | 0.087 | F | 8 | 0.19 | F | 8 | 0 | 1 | D | 9 | 0 | C | 8
1999-04-29 | 22:00 | 0 | 0 | 0 | 2 | 0 | 0 | 2 | 0 | 0 | 2 | 0 | 0 | 2 | 0 | 0 | 2 | 0 | 0 | 2 | 0 | 0 | 2 | 0 | 10 | E | 9 | 10 | A | 7 | 6.7 | A | 7 | 5.6 | A | 7 | 93 | A | 7 | 836 | A | 7 | 140 | A | 7 | 5.7 | A | 7 | 11200 | B | 7 | 274 | A | 7 | 1.7 | E | 8 | 0.087 | F | 8 | 0.19 | F | 8 | 0 | 1 | D | 9 | 61 | C | 8
1999-04-29 | 23:00 | 0 | 0 | 0 | 2 | 0 | 0 | 2 | 0 | 0 | 2 | 0 | 0 | 2 | 0 | 0 | 2 | 0 | 0 | 2 | 0 | 0 | 2 | 0 | 10 | E | 9 | 10 | A | 7 | 6.7 | A | 7 | 6.1 | A | 7 | 96 | A | 7 | 836 | A | 7 | 150 | A | 7 | 6.7 | A | 7 | 11200 | B | 7 | 274 | A | 7 | 1.7 | E | 8 | 0.087 | F | 8 | 0.19 | F | 8 | 0 | 1 | D | 9 | 61 | C | 8
1999-04-29 | 24:00 | 0 | 0 | 0 | 2 | 0 | 0 | 2 | 0 | 0 | 2 | 0 | 0 | 2 | 0 | 0 | 2 | 0 | 0 | 2 | 0 | 0 | 2 | 0 | 10 | E | 9 | 10 | A | 7 | 7.2 | A | 7 | 5.6 | A | 7 | 90 | A | 7 | 836 | A | 7 | 140 | A | 7 | 6.7 | A | 7 | 16000 | B | 7 | 792 | A | 7 | 1.7 | E | 8 | 0.087 | F | 8 | 0.19 | F | 8 | 0 | 1 | D | 9 | 0 | C | 8
1999-04-30 | 1:00 | 0 | 0 | 0 | 2 | 0 | 0 | 2 | 0 | 0 | 2 | 0 | 0 | 2 | 0 | 0 | 2 | 0 | 0 | 2 | 0 | 0 | 2 | 0 | 10 | E | 9 | 10 | A | 7 | 6.7 | A | 7 | 5.6 | A | 7 | 93 | A | 7 | 836 | A | 7 | 130 | A | 7 | 9.3 | A | 7 | 16000 | B | 7 | 671 | A | 7 | 1.7 | E | 8 | 0.088 | F | 8 | 0.19 | F | 8 | 0 | 1 | D | 9 | 0 | C | 8
1999-04-30 | 2:00 | 0 | 0 | 0 | 2 | 0 | 0 | 2 | 0 | 0 | 2 | 0 | 0 | 2 | 0 | 0 | 2 | 0 | 0 | 2 | 0 | 0 | 2 | 0 | 10 | E | 9 | 10 | A | 7 | 6.7 | A | 7 | 5.6 | A | 7 | 93 | A | 7 | 835 | A | 7 | 130 | A | 7 | 6.2 | A | 7 | 16000 | B | 7 | 732 | A | 7 | 1.7 | E | 8 | 0.088 | F | 8 | 0.19 | F | 8 | 0 | 1 | D | 9 | 0 | C | 8
1999-04-30 | 3:00 | 0 | 0 | 0 | 2 | 0 | 0 | 2 | 0 | 0 | 2 | 0 | 0 | 2 | 0 | 0 | 2 | 0 | 0 | 2 | 0 | 0 | 2 | 0 | 10 | E | 9 | 10 | A | 7 | 6.7 | A | 7 | 6.1 | A | 7 | 96 | A | 7 | 836 | A | 7 | 140 | A | 7 | 5.2 | A | 7 | 11200 | B | 7 | 274 | A | 7 | 1.7 | E | 8 | 0.088 | F | 8 | 0.19 | F | 8 | 0 | 1 | D | 9 | 61 | C | 8
1999-04-30 | 4:00 | 0 | 0 | 0 | 2 | 0 | 0 | 2 | 0 | 0 | 2 | 0 | 0 | 2 | 0 | 0 | 2 | 0 | 0 | 2 | 0 | 0 | 2 | 0 | 10 | E | 9 | 10 | A | 7 | 6.7 | A | 7 | 5.6 | A | 7 | 93 | A | 7 | 835 | A | 7 | 130 | A | 7 | 8.2 | A | 7 | 8000 | B | 7 | 274 | A | 7 | 1.7 | E | 8 | 0.088 | F | 8 | 0.19 | F | 8 | 0 | 1 | D | 9 | 61 | C | 8
1999-04-30 | 5:00 | 0 | 0 | 0 | 2 | 0 | 0 | 2 | 0 | 0 | 2 | 0 | 0 | 2 | 0 | 0 | 2 | 0 | 0 | 2 | 0 | 0 | 2 | 0 | 10 | E | 9 | 10 | A | 7 | 6.7 | A | 7 | 5.6 | A | 7 | 93 | A | 7 | 835 | A | 7 | 130 | A | 7 | 7.2 | A | 7 | 11200 | B | 7 | 610 | A | 7 | 1.7 | E | 8 | 0.088 | F | 8 | 0.19 | F | 8 | 0 | 1 | D | 9 | 0 | C | 8
1999-04-30 | 6:00 | 112 | 1290 | 0 | 2 | 8 | 0 | 2 | 15 | 0 | 2 | 8 | 0 | 2 | 8 | 0 | 2 | 15 | 0 | 2 | 8 | 0 | 2 | 19 | 10 | E | 9 | 10 | A | 7 | 6.1 | A | 7 | 5.6 | A | 7 | 97 | A | 7 | 836 | A | 7 | 150 | A | 7 | 8.8 | A | 7 | 4000 | B | 7 | 213 | A | 7 | 1.7 | E | 8 | 0.088 | F | 8 | 0.19 | F | 8 | 0 | 1 | D | 9 | 61 | C | 8
1999-04-30 | 7:00 | 369 | 1347 | 56 | 2 | 8 | 0 | 2 | 15 | 56 | 2 | 8 | 66 | 2 | 8 | 0 | 2 | 15 | 66 | 2 | 8 | 229 | 2 | 19 | 10 | E | 9 | 10 | A | 7 | 6.7 | A | 7 | 5.6 | A | 7 | 93 | A | 7 | 836 | A | 7 | 140 | A | 7 | 7.7 | A | 7 | 8000 | B | 7 | 610 | A | 7 | 1.7 | E | 8 | 0.088 | F | 8 | 0.19 | F | 8 | 0 | 1 | D | 9 | 10 | C | 8
1999-04-30 | 8:00 | 619 | 1347 | 76 | 2 | 8 | 0 | 2 | 15 | 76 | 2 | 8 | 92 | 2 | 8 | 0 | 2 | 15 | 92 | 2 | 8 | 354 | 2 | 19 | 10 | E | 9 | 10 | A | 7 | 6.1 | A | 7 | 4.4 | A | 7 | 89 | A | 7 | 836 | A | 7 | 150 | A | 7 | 7.2 | A | 7 | 6400 | B | 7 | 610 | A | 7 | 1.7 | E | 8 | 0.088 | F | 8 | 0.19 | F | 8 | 0 | 1 | D | 9 | 10 | C | 8
1999-04-30 | 9:00 | 841 | 1347 | 111 | 2 | 8 | 0 | 2 | 15 | 111 | 2 | 8 | 136 | 2 | 8 | 0 | 2 | 15 | 136 | 2 | 8 | 552 | 2 | 19 | 10 | E | 9 | 10 | A | 7 | 6.7 | A | 7 | 5 | A | 7 | 89 | A | 7 | 836 | A | 7 | 140 | A | 7 | 9.3 | A | 7 | 9600 | B | 7 | 762 | A | 7 | 1.7 | E | 8 | 0.088 | F | 8 | 0.19 | F | 8 | 0 | 1 | D | 9 | 61 | C | 8
1999-04-30 | 10:00 | 1022 | 1347 | 132 | 2 | 8 | 0 | 2 | 15 | 132 | 2 | 8 | 164 | 2 | 8 | 0 | 2 | 15 | 164 | 2 | 8 | 685 | 2 | 19 | 10 | E | 9 | 10 | A | 7 | 7 | A | 7 | 6 | A | 7 | 93 | A | 7 | 836 | A | 7 | 130 | A | 7 | 6.7 | A | 7 | 16100 | B | 7 | 1140 | A | 7 | 1.7 | E | 8 | 0.088 | F | 8 | 0.19 | F | 8 | 0 | 1 | D | 9 | 61 | C | 8
1999-04-30 | 11:00 | 1148 | 1347 | 154 | 2 | 8 | 0 | 2 | 15 | 154 | 2 | 8 | 193 | 2 | 8 | 0 | 2 | 15 | 193 | 2 | 8 | 802 | 2 | 19 | 10 | E | 9 | 10 | A | 7 | 7.8 | A | 7 | 6.7 | A | 7 | 93 | A | 7 | 835 | A | 7 | 120 | A | 7 | 7.7 | A | 7 | 8000 | B | 7 | 457 | A | 7 | 1.7 | E | 8 | 0.088 | F | 8 | 0.19 | F | 8 | 0 | 1 | D | 9 | 10 | C | 8
1999-04-30 | 12:00 | 1211 | 1347 | 170 | 2 | 8 | 0 | 2 | 15 | 170 | 2 | 8 | 213 | 2 | 8 | 0 | 2 | 15 | 213 | 2 | 8 | 880 | 2 | 19 | 10 | E | 9 | 10 | A | 7 | 7.8 | A | 7 | 6.7 | A | 7 | 93 | A | 7 | 835 | A | 7 | 150 | A | 7 | 4.6 | A | 7 | 2400 | B | 7 | 518 | A | 7 | 1.6 | E | 8 | 0.088 | F | 8 | 0.19 | F | 8 | 43 | 1 | D | 9 | 63 | C | 8
1999-04-30 | 13:00 | 1206 | 1347 | 155 | 2 | 8 | 0 | 2 | 15 | 155 | 2 | 8 | 195 | 2 | 8 | 0 | 2 | 15 | 195 | 2 | 8 | 811 | 2 | 19 | 10 | E | 9 | 10 | A | 7 | 7.2 | A | 7 | 6.1 | A | 7 | 93 | A | 7 | 835 | A | 7 | 220 | A | 7 | 5.7 | A | 7 | 2400 | B | 7 | 610 | A | 7 | 1.6 | E | 8 | 0.088 | F | 8 | 0.19 | F | 8 | 0 | 1 | D | 9 | 45 | C | 8
1999-04-30 | 14:00 | 1135 | 1347 | 146 | 2 | 8 | 0 | 2 | 15 | 146 | 2 | 8 | 183 | 2 | 8 | 0 | 2 | 15 | 183 | 2 | 8 | 763 | 2 | 19 | 10 | E | 9 | 10 | A | 7 | 7 | A | 7 | 6 | A | 7 | 93 | A | 7 | 834 | A | 7 | 220 | A | 7 | 5.7 | A | 7 | 2400 | B | 7 | 600 | A | 7 | 1.6 | E | 8 | 0.088 | F | 8 | 0.19 | F | 8 | 46 | 1 | D | 9 | 63 | C | 8
1999-04-30 | 15:00 | 1001 | 1347 | 126 | 2 | 8 | 0 | 2 | 15 | 126 | 2 | 8 | 157 | 2 | 8 | 0 | 2 | 15 | 157 | 2 | 8 | 653 | 2 | 19 | 10 | E | 9 | 10 | A | 7 | 4 | A | 7 | 4 | A | 7 | 100 | A | 7 | 834 | A | 7 | 280 | A | 7 | 4.6 | A | 7 | 3200 | B | 7 | 540 | A | 7 | 1.6 | E | 8 | 0.088 | F | 8 | 0.19 | F | 8 | 41 | 1 | D | 9 | 63 | C | 8
1999-04-30 | 16:00 | 814 | 1347 | 100 | 2 | 8 | 0 | 2 | 15 | 100 | 2 | 8 | 123 | 2 | 8 | 0 | 2 | 15 | 123 | 2 | 8 | 497 | 2 | 19 | 10 | E | 9 | 10 | A | 7 | 5 | A | 7 | 4.4 | A | 7 | 96 | A | 7 | 834 | A | 7 | 300 | A | 7 | 3.6 | A | 7 | 3200 | B | 7 | 518 | A | 7 | 1.6 | E | 8 | 0.088 | F | 8 | 0.19 | F | 8 | 0 | 1 | D | 9 | 63 | C | 8
1999-04-30 | 17:00 | 586 | 1347 | 69 | 2 | 8 | 0 | 2 | 15 | 69 | 2 | 8 | 84 | 2 | 8 | 0 | 2 | 15 | 84 | 2 | 8 | 319 | 2 | 19 | 10 | E | 9 | 10 | A | 7 | 5 | A | 7 | 4.4 | A | 7 | 96 | A | 7 | 834 | A | 7 | 340 | A | 7 | 3.1 | A | 7 | 1600 | B | 7 | 427 | A | 7 | 1.6 | E | 8 | 0.088 | F | 8 | 0.19 | F | 8 | 0 | 1 | D | 9 | 10 | C | 8
1999-04-30 | 18:00 | 335 | 1347 | 37 | 2 | 8 | 0 | 2 | 15 | 37 | 2 | 8 | 44 | 2 | 8 | 0 | 2 | 15 | 44 | 2 | 8 | 156 | 2 | 19 | 10 | E | 9 | 10 | A | 7 | 5.6 | A | 7 | 5 | A | 7 | 96 | A | 7 | 833 | A | 7 | 310 | A | 7 | 5.2 | A | 7 | 400 | B | 7 | 213 | A | 7 | 1.6 | E | 8 | 0.088 | F | 8 | 0.19 | F | 8 | 0 | 1 | D | 9 | 63 | C | 8
1999-04-30 | 19:00 | 84 | 1133 | 18 | 2 | 8 | 81 | 2 | 15 | 13 | 2 | 8 | 22 | 2 | 8 | 37 | 2 | 15 | 19 | 2 | 8 | 22 | 2 | 19 | 10 | E | 9 | 10 | A | 7 | 6 | A | 7 | 5 | A | 7 | 93 | A | 7 | 832 | A | 7 | 310 | A | 7 | 5.1 | A | 7 | 5200 | B | 7 | 210 | A | 7 | 1.6 | E | 8 | 0.088 | F | 8 | 0.19 | F | 8 | 0 | 1 | D | 9 | 10 | C | 8
1999-04-30 | 20:00 | 0 | 0 | 0 | 2 | 0 | 0 | 2 | 0 | 0 | 2 | 0 | 0 | 2 | 0 | 0 | 2 | 0 | 0 | 2 | 0 | 0 | 2 | 0 | 10 | E | 9 | 10 | A | 7 | 5 | A | 7 | 4.4 | A | 7 | 96 | A | 7 | 834 | A | 7 | 270 | A | 7 | 4.1 | A | 7 | 11200 | B | 7 | 122 | A | 7 | 1.5 | E | 8 | 0.088 | F | 8 | 0.19 | F | 8 | 0 | 1 | D | 9 | 0 | C | 8
1999-04-30 | 21:00 | 0 | 0 | 0 | 2 | 0 | 0 | 2 | 0 | 0 | 2 | 0 | 0 | 2 | 0 | 0 | 2 | 0 | 0 | 2 | 0 | 0 | 2 | 0 | 9 | E | 9 | 9 | A | 7 | 4.4 | A | 7 | 3.9 | A | 7 | 97 | A | 7 | 834 | A | 7 | 280 | A | 7 | 2.1 | A | 7 | 11200 | B | 7 | 366 | A | 7 | 1.5 | E | 8 | 0.088 | F | 8 | 0.19 | F | 8 | 0 | 1 | D | 9 | 0 | C | 8
1999-04-30 | 22:00 | 0 | 0 | 0 | 2 | 0 | 0 | 2 | 0 | 0 | 2 | 0 | 0 | 2 | 0 | 0 | 2 | 0 | 0 | 2 | 0 | 0 | 2 | 0 | 9 | E | 9 | 9 | A | 7 | 3.8 | A | 7 | 3 | A | 7 | 97 | A | 7 | 834 | A | 7 | 0 | A | 7 | 2 | A | 7 | 11200 | B | 7 | 427 | A | 7 | 1.5 | E | 8 | 0.088 | F | 8 | 0.19 | F | 8 | 0 | 1 | D | 9 | 0 | C | 8
1999-04-30 | 23:00 | 0 | 0 | 0 | 2 | 0 | 0 | 2 | 0 | 0 | 2 | 0 | 0 | 2 | 0 | 0 | 2 | 0 | 0 | 2 | 0 | 0 | 2 | 0 | 10 | E | 9 | 10 | A | 7 | 3.1 | A | 7 | 2.2 | A | 7 | 96 | A | 7 | 834 | A | 7 | 0 | A | 7 | 1.9 | A | 7 | 11200 | B | 7 | 853 | A | 7 | 1.5 | E | 8 | 0.088 | F | 8 | 0.19 | F | 8 | 0 | 1 | D | 9 | 0 | C | 8
1999-04-30 | 24:00 | 0 | 0 | 0 | 2 | 0 | 0 | 2 | 0 | 0 | 2 | 0 | 0 | 2 | 0 | 0 | 2 | 0 | 0 | 2 | 0 | 0 | 2 | 0 | 10 | B | 8 | 10 | B | 8 | 2.5 | A | 7 | 1.3 | A | 7 | 100 | A | 7 | 833 | A | 7 | 100 | A | 7 | 1.8 | A | 7 | 9600 | B | 7 | 884 | A | 7 | 1.5 | E | 8 | 0.088 | F | 8 | 0.19 | F | 8 | 0 | 1 | D | 9 | 41 | C | 8
1991-05-01 | 1:00 | 0 | 0 | 0 | 1 | 0 | 0 | 1 | 0 | 0 | 1 | 0 | 0 | 1 | 0 | 0 | 1 | 0 | 0 | 1 | 0 | 0 | 1 | 0 | 0 | A | 7 | 0 | A | 7 | 1.9 | A | 7 | 0.4 | A | 7 | 81 | A | 7 | 838 | A | 7 | 210 | A | 7 | 1.8 | A | 7 | 32000 | B | 7 | 77777 | A | 7 | 0.5 | E | 8 | 0.089 | F | 8 | 0.2 | F | 8 | 0 | 1 | D | 9 | 0 | C | 8
1991-05-01 | 2:00 | 0 | 0 | 0 | 1 | 0 | 0 | 1 | 0 | 0 | 1 | 0 | 0 | 1 | 0 | 0 | 1 | 0 | 0 | 1 | 0 | 0 | 1 | 0 | 0 | A | 7 | 0 | A | 7 | 1.3 | A | 7 | -0.4 | A | 7 | 84 | A | 7 | 838 | A | 7 | 180 | A | 7 | 1.7 | A | 7 | 32000 | B | 7 | 77777 | A | 7 | 0.5 | E | 8 | 0.089 | F | 8 | 0.2 | F | 8 | 0 | 1 | D | 9 | 0 | C | 8
1991-05-01 | 3:00 | 0 | 0 | 0 | 1 | 0 | 0 | 1 | 0 | 0 | 1 | 0 | 0 | 1 | 0 | 0 | 1 | 0 | 0 | 1 | 0 | 0 | 1 | 0 | 0 | A | 7 | 0 | A | 7 | 0.6 | A | 7 | -1.2 | A | 7 | 80 | A | 7 | 837 | A | 7 | 190 | A | 7 | 1.6 | A | 7 | 32000 | B | 7 | 77777 | A | 7 | 0.5 | E | 8 | 0.089 | F | 8 | 0.2 | F | 8 | 0 | 1 | D | 9 | 0 | C | 8
1991-05-01 | 4:00 | 0 | 0 | 0 | 1 | 0 | 0 | 1 | 0 | 0 | 1 | 0 | 0 | 1 | 0 | 0 | 1 | 0 | 0 | 1 | 0 | 0 | 1 | 0 | 0 | A | 7 | 0 | A | 7 | 0 | A | 7 | -2.2 | A | 7 | 83 | A | 7 | 837 | A | 7 | 260 | A | 7 | 1.5 | A | 7 | 32000 | B | 7 | 77777 | A | 7 | 0.4 | E | 8 | 0.089 | F | 8 | 0.2 | F | 8 | 0 | 1 | D | 9 | 0 | C | 8
1991-05-01 | 5:00 | 0 | 0 | 0 | 1 | 0 | 0 | 1 | 0 | 0 | 1 | 0 | 0 | 1 | 0 | 0 | 1 | 0 | 0 | 1 | 0 | 0 | 1 | 0 | 0 | A | 7 | 0 | A | 7 | 1.1 | A | 7 | -2.8 | A | 7 | 73 | A | 7 | 837 | A | 7 | 230 | A | 7 | 2.1 | A | 7 | 64000 | B | 7 | 77777 | A | 7 | 0.4 | E | 8 | 0.089 | F | 8 | 0.2 | F | 8 | 0 | 1 | D | 9 | 0 | C | 8
1991-05-01 | 6:00 | 117 | 1335 | 50 | 1 | 10 | 327 | 1 | 16 | 21 | 1 | 10 | 51 | 1 | 10 | 195 | 1 | 16 | 33 | 1 | 10 | 39 | 1 | 21 | 0 | A | 7 | 0 | A | 7 | 1.1 | A | 7 | -3.3 | A | 7 | 70 | A | 7 | 838 | A | 7 | 200 | A | 7 | 2.1 | A | 7 | 96000 | B | 7 | 77777 | A | 7 | 0.4 | E | 8 | 0.089 | F | 8 | 0.2 | F | 8 | 0 | 1 | D | 9 | 0 | C | 8
1991-05-01 | 7:00 | 373 | 1346 | 238 | 1 | 10 | 702 | 1 | 16 | 43 | 1 | 10 | 249 | 1 | 10 | 619 | 1 | 16 | 78 | 1 | 10 | 91 | 1 | 21 | 0 | A | 7 | 0 | A | 7 | 4.4 | A | 7 | -2.8 | A | 7 | 58 | A | 7 | 838 | A | 7 | 0 | A | 7 | 0 | A | 7 | 96000 | B | 7 | 77777 | A | 7 | 0.5 | E | 8 | 0.089 | F | 8 | 0.2 | F | 8 | 0 | 1 | D | 9 | 0 | C | 8
1991-05-01 | 8:00 | 622 | 1346 | 456 | 1 | 10 | 851 | 1 | 16 | 62 | 1 | 10 | 479 | 1 | 10 | 822 | 1 | 16 | 98 | 1 | 10 | 141 | 1 | 21 | 0 | A | 7 | 0 | A | 7 | 6.1 | A | 7 | -2.2 | A | 7 | 54 | A | 7 | 837 | A | 7 | 310 | A | 7 | 2.1 | A | 7 | 96000 | B | 7 | 77777 | A | 7 | 0.5 | E | 8 | 0.089 | F | 8 | 0.2 | F | 8 | 0 | 1 | D | 9 | 0 | C | 8
1991-05-01 | 9:00 | 845 | 1346 | 659 | 1 | 10 | 926 | 1 | 16 | 77 | 1 | 10 | 689 | 1 | 10 | 919 | 1 | 16 | 111 | 1 | 10 | 192 | 1 | 21 | 0 | A | 7 | 0 | A | 7 | 7.8 | A | 7 | -2.2 | A | 7 | 48 | A | 7 | 837 | A | 7 | 230 | A | 7 | 2.1 | A | 7 | 96000 | B | 7 | 77777 | A | 7 | 0.5 | E | 8 | 0.089 | F | 8 | 0.2 | F | 8 | 0 | 1 | D | 9 | 0 | C | 8
1991-05-01 | 10:00 | 1025 | 1346 | 825 | 1 | 10 | 966 | 1 | 16 | 89 | 1 | 10 | 859 | 1 | 10 | 967 | 1 | 16 | 122 | 1 | 10 | 266 | 1 | 21 | 0 | A | 7 | 0 | A | 7 | 10 | A | 7 | -1.1 | A | 7 | 45 | A | 7 | 836 | A | 7 | 310 | A | 7 | 1.5 | A | 7 | 96000 | B | 7 | 77777 | A | 7 | 0.5 | E | 8 | 0.089 | F | 8 | 0.2 | F | 8 | 0 | 1 | D | 9 | 0 | C | 8
1991-05-01 | 11:00 | 1151 | 1346 | 941 | 1 | 10 | 988 | 1 | 16 | 96 | 1 | 10 | 978 | 1 | 10 | 991 | 1 | 16 | 128 | 1 | 10 | 369 | 1 | 21 | 0 | A | 7 | 0 | A | 7 | 12.2 | A | 7 | 0.6 | A | 7 | 45 | A | 7 | 835 | A | 7 | 20 | A | 7 | 3.1 | A | 7 | 96000 | B | 7 | 77777 | A | 7 | 0.5 | E | 8 | 0.089 | F | 8 | 0.2 | F | 8 | 0 | 1 | D | 9 | 0 | C | 8
1991-05-01 | 12:00 | 1213 | 1346 | 999 | 1 | 10 | 997 | 1 | 16 | 99 | 1 | 10 | 1036 | 1 | 10 | 1001 | 1 | 16 | 131 | 1 | 10 | 463 | 1 | 21 | 0 | A | 7 | 0 | A | 7 | 14.4 | A | 7 | 1.1 | A | 7 | 40 | A | 7 | 834 | A | 7 | 50 | A | 7 | 3.1 | A | 7 | 80000 | B | 7 | 77777 | A | 7 | 0.5 | E | 8 | 0.089 | F | 8 | 0.2 | F | 8 | 0 | 1 | D | 9 | 0 | C | 8
1991-05-01 | 13:00 | 1209 | 1346 | 994 | 1 | 10 | 996 | 1 | 16 | 99 | 1 | 10 | 1031 | 1 | 10 | 1000 | 1 | 16 | 131 | 1 | 10 | 454 | 1 | 21 | 0 | A | 7 | 0 | A | 7 | 16.1 | A | 7 | 0.6 | A | 7 | 35 | A | 7 | 833 | A | 7 | 100 | A | 7 | 3.6 | A | 7 | 80000 | B | 7 | 77777 | A | 7 | 0.5 | E | 8 | 0.089 | F | 8 | 0.2 | F | 8 | 0 | 1 | D | 9 | 0 | C | 8
1991-05-01 | 14:00 | 1137 | 1346 | 885 | 1 | 10 | 938 | 1 | 16 | 93 | 1 | 10 | 921 | 1 | 10 | 941 | 1 | 16 | 124 | 1 | 10 | 348 | 1 | 21 | 1 | A | 7 | 1 | A | 7 | 18.9 | A | 7 | 0 | A | 7 | 28 | A | 7 | 832 | A | 7 | 70 | A | 7 | 4.1 | A | 7 | 96000 | B | 7 | 77777 | A | 7 | 0.6 | E | 8 | 0.089 | F | 8 | 0.2 | F | 8 | 0 | 1 | D | 9 | 0 | C | 8
1991-05-01 | 15:00 | 1003 | 1346 | 604 | 1 | 10 | 565 | 1 | 16 | 182 | 1 | 10 | 640 | 1 | 10 | 575 | 1 | 16 | 211 | 1 | 10 | 562 | 1 | 21 | 5 | A | 7 | 3 | A | 7 | 18.3 | A | 7 | -1.1 | A | 7 | 27 | A | 7 | 831 | A | 7 | 120 | A | 7 | 5.7 | A | 7 | 96000 | B | 7 | 77777 | A | 7 | 0.6 | E | 8 | 0.089 | F | 8 | 0.2 | F | 8 | 0 | 1 | D | 9 | 0 | C | 8
1991-05-01 | 16:00 | 816 | 1346 | 592 | 1 | 10 | 741 | 1 | 16 | 143 | 1 | 10 | 625 | 1 | 10 | 746 | 1 | 16 | 172 | 1 | 10 | 343 | 1 | 21 | 7 | A | 7 | 4 | A | 7 | 19.4 | A | 7 | -2.2 | A | 7 | 23 | A | 7 | 830 | A | 7 | 100 | A | 7 | 4.6 | A | 7 | 96000 | B | 7 | 77777 | A | 7 | 0.6 | E | 8 | 0.089 | F | 8 | 0.2 | F | 8 | 0 | 1 | D | 9 | 0 | C | 8
1991-05-01 | 17:00 | 589 | 1346 | 370 | 1 | 10 | 528 | 1 | 16 | 138 | 1 | 10 | 392 | 1 | 10 | 517 | 1 | 16 | 165 | 1 | 10 | 275 | 1 | 21 | 8 | A | 7 | 4 | A | 7 | 18.9 | A | 7 | -3.9 | A | 7 | 20 | A | 7 | 830 | A | 7 | 130 | A | 7 | 2.1 | A | 7 | 96000 | B | 7 | 77777 | A | 7 | 0.6 | E | 8 | 0.089 | F | 8 | 0.2 | F | 8 | 0 | 1 | D | 9 | 0 | C | 8
1991-05-01 | 18:00 | 338 | 1346 | 148 | 1 | 10 | 53 | 1 | 16 | 134 | 1 | 10 | 161 | 1 | 10 | 47 | 1 | 16 | 149 | 1 | 10 | 312 | 1 | 21 | 9 | A | 7 | 7 | A | 7 | 18.3 | A | 7 | -1.7 | A | 7 | 25 | A | 7 | 830 | A | 7 | 140 | A | 7 | 2.1 | A | 7 | 96000 | B | 7 | 7620 | A | 7 | 0.6 | E | 8 | 0.089 | F | 8 | 0.2 | F | 8 | 0 | 1 | D | 9 | 0 | C | 8
1991-05-01 | 19:00 | 87 | 1155 | 19 | 1 | 10 | 27 | 1 | 16 | 17 | 1 | 10 | 22 | 1 | 10 | 13 | 1 | 16 | 21 | 1 | 10 | 35 | 1 | 21 | 9 | A | 7 | 6 | A | 7 | 17.2 | A | 7 | -0.6 | A | 7 | 30 | A | 7 | 830 | A | 7 | 190 | A | 7 | 3.1 | A | 7 | 80000 | B | 7 | 7620 | A | 7 | 0.6 | E | 8 | 0.089 | F | 8 | 0.2 | F | 8 | 0 | 1 | D | 9 | 0 | C | 8
1991-05-01 | 20:00 | 0 | 0 | 0 | 1 | 0 | 0 | 1 | 0 | 0 | 1 | 0 | 0 | 1 | 0 | 0 | 1 | 0 | 0 | 1 | 0 | 0 | 1 | 0 | 7 | A | 7 | 4 | A | 7 | 14.4 | A | 7 | 0.6 | A | 7 | 39 | A | 7 | 831 | A | 7 | 300 | A | 7 | 3.6 | A | 7 | 48000 | B | 7 | 77777 | A | 7 | 0.6 | E | 8 | 0.089 | F | 8 | 0.2 | F | 8 | 0 | 1 | D | 9 | 0 | C | 8
1991-05-01 | 21:00 | 0 | 0 | 0 | 1 | 0 | 0 | 1 | 0 | 0 | 1 | 0 | 0 | 1 | 0 | 0 | 1 | 0 | 0 | 1 | 0 | 0 | 1 | 0 | 8 | A | 7 | 3 | A | 7 | 12.2 | A | 7 | 2.2 | A | 7 | 50 | A | 7 | 831 | A | 7 | 90 | A | 7 | 1.5 | A | 7 | 32000 | B | 7 | 77777 | A | 7 | 0.7 | E | 8 | 0.089 | F | 8 | 0.2 | F | 8 | 0 | 1 | D | 9 | 0 | C | 8
1991-05-01 | 22:00 | 0 | 0 | 0 | 1 | 0 | 0 | 1 | 0 | 0 | 1 | 0 | 0 | 1 | 0 | 0 | 1 | 0 | 0 | 1 | 0 | 0 | 1 | 0 | 2 | A | 7 | 1 | A | 7 | 10.6 | A | 7 | 3.3 | A | 7 | 61 | A | 7 | 830 | A | 7 | 270 | A | 7 | 2.1 | A | 7 | 32000 | B | 7 | 77777 | A | 7 | 0.7 | E | 8 | 0.089 | F | 8 | 0.2 | F | 8 | 0 | 1 | D | 9 | 0 | C | 8
1991-05-01 | 23:00 | 0 | 0 | 0 | 1 | 0 | 0 | 1 | 0 | 0 | 1 | 0 | 0 | 1 | 0 | 0 | 1 | 0 | 0 | 1 | 0 | 0 | 1 | 0 | 1 | A | 7 | 0 | A | 7 | 9.4 | A | 7 | -1.7 | A | 7 | 45 | A | 7 | 830 | A | 7 | 190 | A | 7 | 2.6 | A | 7 | 32000 | B | 7 | 77777 | A | 7 | 0.7 | E | 8 | 0.089 | F | 8 | 0.2 | F | 8 | 0 | 1 | D | 9 | 0 | C | 8
1991-05-01 | 24:00 | 0 | 0 | 0 | 1 | 0 | 0 | 1 | 0 | 0 | 1 | 0 | 0 | 1 | 0 | 0 | 1 | 0 | 0 | 1 | 0 | 0 | 1 | 0 | 0 | A | 7 | 0 | A | 7 | 7.8 | A | 7 | 1.7 | A | 7 | 65 | A | 7 | 830 | A | 7 | 200 | A | 7 | 3.1 | A | 7 | 32000 | B | 7 | 77777 | A | 7 | 0.7 | E | 8 | 0.089 | F | 8 | 0.2 | F | 8 | 0 | 1 | D | 9 | 0 | C | 8
1991-05-02 | 1:00 | 0 | 0 | 0 | 1 | 0 | 0 | 1 | 0 | 0 | 1 | 0 | 0 | 1 | 0 | 0 | 1 | 0 | 0 | 1 | 0 | 0 | 1 | 0 | 0 | A | 7 | 0 | A | 7 | 7.2 | A | 7 | 1.1 | A | 7 | 65 | A | 7 | 830 | A | 7 | 0 | A | 7 | 0 | A | 7 | 32000 | B | 7 | 77777 | A | 7 | 0.7 | E | 8 | 0.089 | F | 8 | 0.2 | F | 8 | 0 | 1 | D | 9 | 0 | C | 8
1991-05-02 | 2:00 | 0 | 0 | 0 | 1 | 0 | 0 | 1 | 0 | 0 | 1 | 0 | 0 | 1 | 0 | 0 | 1 | 0 | 0 | 1 | 0 | 0 | 1 | 0 | 0 | A | 7 | 0 | A | 7 | 6.7 | A | 7 | 1.1 | A | 7 | 67 | A | 7 | 830 | A | 7 | 260 | A | 7 | 2.6 | A | 7 | 32000 | B | 7 | 77777 | A | 7 | 0.7 | E | 8 | 0.089 | F | 8 | 0.2 | F | 8 | 0 | 1 | D | 9 | 0 | C | 8
1991-05-02 | 3:00 | 0 | 0 | 0 | 1 | 0 | 0 | 1 | 0 | 0 | 1 | 0 | 0 | 1 | 0 | 0 | 1 | 0 | 0 | 1 | 0 | 0 | 1 | 0 | 0 | A | 7 | 0 | A | 7 | 5.6 | A | 7 | -0.6 | A | 7 | 64 | A | 7 | 831 | A | 7 | 330 | A | 7 | 5.2 | A | 7 | 32000 | B | 7 | 77777 | A | 7 | 0.7 | E | 8 | 0.089 | F | 8 | 0.2 | F | 8 | 0 | 1 | D | 9 | 0 | C | 8
1991-05-02 | 4:00 | 0 | 0 | 0 | 1 | 0 | 0 | 1 | 0 | 0 | 1 | 0 | 0 | 1 | 0 | 0 | 1 | 0 | 0 | 1 | 0 | 0 | 1 | 0 | 0 | A | 7 | 0 | A | 7 | 3.9 | A | 7 | -1.1 | A | 7 | 69 | A | 7 | 831 | A | 7 | 340 | A | 7 | 4.6 | A | 7 | 32000 | B | 7 | 77777 | A | 7 | 0.8 | E | 8 | 0.089 | F | 8 | 0.2 | F | 8 | 0 | 1 | D | 9 | 0 | C | 8
1991-05-02 | 5:00 | 0 | 11 | 0 | 1 | 0 | 0 | 1 | 0 | 0 | 1 | 0 | 0 | 1 | 1 | 0 | 1 | 2 | 0 | 1 | 2 | 0 | 1 | 1 | 0 | A | 7 | 0 | A | 7 | 3.3 | A | 7 | -1.7 | A | 7 | 69 | A | 7 | 832 | A | 7 | 320 | A | 7 | 3.6 | A | 7 | 64000 | B | 7 | 77777 | A | 7 | 0.8 | E | 8 | 0.089 | F | 8 | 0.2 | F | 8 | 0 | 1 | D | 9 | 0 | C | 8
1991-05-02 | 6:00 | 122 | 1345 | 45 | 1 | 10 | 196 | 1 | 16 | 27 | 1 | 10 | 47 | 1 | 10 | 94 | 1 | 16 | 38 | 1 | 10 | 48 | 1 | 21 | 0 | A | 7 | 0 | A | 7 | 3.3 | A | 7 | -2.2 | A | 7 | 66 | A | 7 | 832 | A | 7 | 340 | A | 7 | 4.6 | A | 7 | 96000 | B | 7 | 77777 | A | 7 | 0.8 | E | 8 | 0.089 | F | 8 | 0.2 | F | 8 | 0 | 1 | D | 9 | 0 | C | 8
1991-05-02 | 7:00 | 378 | 1345 | 222 | 1 | 10 | 577 | 1 | 16 | 60 | 1 | 10 | 232 | 1 | 10 | 502 | 1 | 16 | 91 | 1 | 10 | 114 | 1 | 21 | 0 | A | 7 | 0 | A | 7 | 4.4 | A | 7 | -3.3 | A | 7 | 55 | A | 7 | 833 | A | 7 | 350 | A | 7 | 5.2 | A | 7 | 80000 | B | 7 | 77777 | A | 7 | 0.8 | E | 8 | 0.089 | F | 8 | 0.2 | F | 8 | 0 | 1 | D | 9 | 0 | C | 8
1991-05-02 | 8:00 | 626 | 1345 | 436 | 1 | 11 | 751 | 1 | 16 | 86 | 1 | 11 | 453 | 1 | 11 | 727 | 1 | 16 | 113 | 1 | 11 | 175 | 1 | 22 | 0 | B | 8 | 0 | A | 7 | 5.6 | A | 7 | -2.2 | A | 7 | 56 | A | 7 | 832 | A | 7 | 340 | A | 7 | 5.2 | A | 7 | 64000 | B | 7 | 77777 | A | 7 | 0.8 | E | 8 | 0.089 | F | 8 | 0.2 | F | 8 | 0 | 1 | D | 9 | 0 | C | 8
1991-05-02 | 9:00 | 848 | 1345 | 639 | 1 | 10 | 841 | 1 | 16 | 108 | 1 | 10 | 674 | 1 | 10 | 842 | 1 | 16 | 142 | 1 | 10 | 262 | 1 | 21 | 0 | A | 7 | 0 | A | 7 | 6.7 | A | 7 | -1.1 | A | 7 | 57 | A | 7 | 832 | A | 7 | 360 | A | 7 | 4.6 | A | 7 | 64000 | B | 7 | 77777 | A | 7 | 0.8 | E | 8 | 0.089 | F | 8 | 0.2 | F | 8 | 0 | 1 | D | 9 | 0 | C | 8
1991-05-02 | 10:00 | 1028 | 1345 | 770 | 1 | 10 | 839 | 1 | 16 | 129 | 1 | 10 | 820 | 1 | 10 | 848 | 1 | 16 | 170 | 1 | 10 | 401 | 1 | 21 | 1 | A | 7 | 1 | A | 7 | 8.3 | A | 7 | -1.1 | A | 7 | 51 | A | 7 | 831 | A | 7 | 350 | A | 7 | 6.2 | A | 7 | 64000 | B | 7 | 77777 | A | 7 | 0.8 | E | 8 | 0.089 | F | 8 | 0.2 | F | 8 | 0 | 1 | D | 9 | 0 | C | 8
1991-05-02 | 11:00 | 1153 | 1345 | 914 | 1 | 10 | 911 | 1 | 16 | 132 | 1 | 10 | 940 | 1 | 10 | 912 | 1 | 16 | 156 | 1 | 10 | 446 | 1 | 21 | 1 | A | 7 | 1 | A | 7 | 9.4 | A | 7 | -0.6 | A | 7 | 49 | A | 7 | 831 | A | 7 | 340 | A | 7 | 5.2 | A | 7 | 64000 | B | 7 | 77777 | A | 7 | 0.8 | E | 8 | 0.089 | F | 8 | 0.2 | F | 8 | 0 | 1 | D | 9 | 0 | C | 8
1991-05-02 | 12:00 | 1216 | 1345 | 976 | 1 | 10 | 838 | 1 | 16 | 219 | 1 | 10 | 1005 | 1 | 10 | 834 | 1 | 16 | 250 | 1 | 10 | 1055 | 1 | 21 | 3 | A | 7 | 3 | A | 7 | 11.1 | A | 7 | -0.6 | A | 7 | 44 | A | 7 | 830 | A | 7 | 30 | A | 7 | 5.2 | A | 7 | 64000 | B | 7 | 77777 | A | 7 | 0.8 | E | 8 | 0.089 | F | 8 | 0.2 | F | 8 | 0 | 1 | D | 9 | 0 | C | 8
1991-05-02 | 13:00 | 1211 | 1345 | 936 | 1 | 10 | 724 | 1 | 16 | 284 | 1 | 10 | 984 | 1 | 10 | 731 | 1 | 16 | 325 | 1 | 10 | 1489 | 1 | 21 | 6 | A | 7 | 5 | A | 7 | 11.7 | A | 7 | -0.6 | A | 7 | 42 | A | 7 | 829 | A | 7 | 320 | A | 7 | 4.1 | A | 7 | 64000 | B | 7 | 6706 | A | 7 | 0.8 | E | 8 | 0.089 | F | 8 | 0.2 | F | 8 | 0 | 1 | D | 9 | 0 | C | 8
1991-05-02 | 14:00 | 1139 | 1345 | 715 | 1 | 10 | 494 | 1 | 16 | 297 | 1 | 10 | 771 | 1 | 10 | 516 | 1 | 16 | 333 | 1 | 10 | 1264 | 1 | 21 | 8 | A | 7 | 6 | A | 7 | 12.8 | A | 7 | -0.6 | A | 7 | 39 | A | 7 | 828 | A | 7 | 340 | A | 7 | 6.2 | A | 7 | 32000 | B | 7 | 6706 | A | 7 | 0.8 | E | 8 | 0.089 | F | 8 | 0.2 | F | 8 | 0 | 1 | D | 9 | 0 | C | 8
1991-05-02 | 15:00 | 1005 | 1345 | 599 | 1 | 10 | 426 | 1 | 16 | 281 | 1 | 10 | 637 | 1 | 10 | 443 | 1 | 16 | 306 | 1 | 10 | 882 | 1 | 21 | 7 | A | 7 | 5 | A | 7 | 12.8 | A | 7 | -0.6 | A | 7 | 39 | A | 7 | 826 | A | 7 | 350 | A | 7 | 6.2 | A | 7 | 16000 | B | 7 | 6706 | A | 7 | 0.8 | E | 8 | 0.089 | F | 8 | 0.2 | F | 8 | 0 | 1 | D | 9 | 0 | C | 8
1991-05-02 | 16:00 | 819 | 1345 | 456 | 1 | 10 | 387 | 1 | 16 | 219 | 1 | 10 | 481 | 1 | 10 | 397 | 1 | 16 | 239 | 1 | 10 | 527 | 1 | 21 | 6 | A | 7 | 6 | A | 7 | 12.8 | A | 7 | -0.6 | A | 7 | 39 | A | 7 | 826 | A | 7 | 330 | A | 7 | 8.2 | A | 7 | 24000 | B | 7 | 6706 | A | 7 | 0.8 | E | 8 | 0.089 | F | 8 | 0.2 | F | 8 | 0 | 1 | D | 9 | 0 | C | 8
1991-05-02 | 17:00 | 592 | 1345 | 362 | 1 | 10 | 493 | 1 | 16 | 145 | 1 | 10 | 382 | 1 | 10 | 483 | 1 | 16 | 169 | 1 | 10 | 291 | 1 | 21 | 6 | A | 7 | 6 | A | 7 | 11.1 | A | 7 | -0.6 | A | 7 | 44 | A | 7 | 826 | A | 7 | 330 | A | 7 | 5.2 | A | 7 | 24000 | B | 7 | 1280 | A | 7 | 0.8 | E | 8 | 0.089 | F | 8 | 0.2 | F | 8 | 0 | 1 | D | 9 | 0 | C | 8
1991-05-02 | 18:00 | 342 | 1345 | 111 | 1 | 10 | 219 | 1 | 16 | 55 | 1 | 10 | 120 | 1 | 10 | 183 | 1 | 16 | 74 | 1 | 10 | 97 | 1 | 21 | 5 | A | 7 | 5 | A | 7 | 10.6 | A | 7 | -0.6 | A | 7 | 46 | A | 7 | 826 | A | 7 | 350 | A | 7 | 7.2 | A | 7 | 24000 | B | 7 | 77777 | A | 7 | 0.8 | E | 8 | 0.089 | F | 8 | 0.2 | F | 8 | 0 | 1 | D | 9 | 0 | C | 8
1991-05-02 | 19:00 | 90 | 1177 | 25 | 1 | 10 | 25 | 1 | 16 | 23 | 1 | 10 | 28 | 1 | 10 | 12 | 1 | 16 | 27 | 1 | 10 | 48 | 1 | 21 | 7 | A | 7 | 7 | A | 7 | 8.3 | A | 7 | -0.6 | A | 7 | 53 | A | 7 | 827 | A | 7 | 350 | A | 7 | 5.2 | A | 7 | 24000 | B | 7 | 1372 | A | 7 | 0.8 | E | 8 | 0.089 | F | 8 | 0.2 | F | 8 | 0 | 1 | D | 9 | 0 | C | 8
1991-05-02 | 20:00 | 0 | 0 | 0 | 1 | 0 | 0 | 1 | 0 | 0 | 1 | 0 | 0 | 1 | 0 | 0 | 1 | 0 | 0 | 1 | 0 | 0 | 1 | 0 | 8 | A | 7 | 8 | A | 7 | 6.7 | A | 7 | -1.7 | A | 7 | 54 | A | 7 | 828 | A | 7 | 10 | A | 7 | 7.2 | A | 7 | 24000 | B | 7 | 1067 | A | 7 | 0.8 | E | 8 | 0.089 | F | 8 | 0.2 | F | 8 | 0 | 1 | D | 9 | 0 | C | 8
1991-05-02 | 21:00 | 0 | 0 | 0 | 1 | 0 | 0 | 1 | 0 | 0 | 1 | 0 | 0 | 1 | 0 | 0 | 1 | 0 | 0 | 1 | 0 | 0 | 1 | 0 | 7 | A | 7 | 7 | A | 7 | 4.4 | A | 7 | -2.2 | A | 7 | 61 | A | 7 | 830 | A | 7 | 360 | A | 7 | 5.2 | A | 7 | 32000 | B | 7 | 975 | A | 7 | 0.8 | E | 8 | 0.089 | F | 8 | 0.2 | F | 8 | 0 | 1 | D | 9 | 0 | C | 8
1991-05-02 | 22:00 | 0 | 0 | 0 | 1 | 0 | 0 | 1 | 0 | 0 | 1 | 0 | 0 | 1 | 0 | 0 | 1 | 0 | 0 | 1 | 0 | 0 | 1 | 0 | 10 | A | 7 | 10 | A | 7 | 5 | A | 7 | -2.2 | A | 7 | 58 | A | 7 | 831 | A | 7 | 20 | A | 7 | 5.2 | A | 7 | 32000 | B | 7 | 1036 | A | 7 | 0.8 | E | 8 | 0.089 | F | 8 | 0.2 | F | 8 | 0 | 1 | D | 9 | 0 | C | 8
1991-05-02 | 23:00 | 0 | 0 | 0 | 1 | 0 | 0 | 1 | 0 | 0 | 1 | 0 | 0 | 1 | 0 | 0 | 1 | 0 | 0 | 1 | 0 | 0 | 1 | 0 | 10 | A | 7 | 10 | A | 7 | 3.9 | A | 7 | -1.7 | A | 7 | 66 | A | 7 | 831 | A | 7 | 40 | A | 7 | 3.6 | A | 7 | 32000 | B | 7 | 671 | A | 7 | 0.8 | E | 8 | 0.089 | F | 8 | 0.2 | F | 8 | 0 | 1 | D | 9 | 0 | C | 8
1991-05-02 | 24:00 | 0 | 0 | 0 | 1 | 0 | 0 | 1 | 0 | 0 | 1 | 0 | 0 | 1 | 0 | 0 | 1 | 0 | 0 | 1 | 0 | 0 | 1 | 0 | 10 | A | 7 | 10 | A | 7 | 3.3 | A | 7 | -1.1 | A | 7 | 72 | A | 7 | 831 | A | 7 | 30 | A | 7 | 2.6 | A | 7 | 32000 | B | 7 | 671 | A | 7 | 0.8 | E | 8 | 0.089 | F | 8 | 0.2 | F | 8 | 0 | 1 | D | 9 | 0 | C | 8
1991-05-03 | 1:00 | 0 | 0 | 0 | 1 | 0 | 0 | 1 | 0 | 0 | 1 | 0 | 0 | 1 | 0 | 0 | 1 | 0 | 0 | 1 | 0 | 0 | 1 | 0 | 10 | A | 7 | 10 | A | 7 | 2.8 | A | 7 | -0.6 | A | 7 | 78 | A | 7 | 831 | A | 7 | 340 | A | 7 | 2.1 | A | 7 | 32000 | B | 7 | 640 | A | 7 | 0.8 | E | 8 | 0.089 | F | 8 | 0.2 | F | 8 | 0 | 1 | D | 9 | 0 | C | 8
1991-05-03 | 2:00 | 0 | 0 | 0 | 1 | 0 | 0 | 1 | 0 | 0 | 1 | 0 | 0 | 1 | 0 | 0 | 1 | 0 | 0 | 1 | 0 | 0 | 1 | 0 | 0 | A | 7 | 0 | A | 7 | 2.2 | A | 7 | -1.1 | A | 7 | 78 | A | 7 | 830 | A | 7 | 80 | A | 7 | 2.1 | A | 7 | 32000 | B | 7 | 77777 | A | 7 | 0.8 | E | 8 | 0.089 | F | 8 | 0.2 | F | 8 | 0 | 1 | D | 9 | 0 | C | 8
1991-05-03 | 3:00 | 0 | 0 | 0 | 1 | 0 | 0 | 1 | 0 | 0 | 1 | 0 | 0 | 1 | 0 | 0 | 1 | 0 | 0 | 1 | 0 | 0 | 1 | 0 | 0 | A | 7 | 0 | A | 7 | 1.7 | A | 7 | -1.1 | A | 7 | 81 | A | 7 | 830 | A | 7 | 110 | A | 7 | 2.1 | A | 7 | 32000 | B | 7 | 77777 | A | 7 | 0.8 | E | 8 | 0.089 | F | 8 | 0.2 | F | 8 | 0 | 1 | D | 9 | 0 | C | 8
1991-05-03 | 4:00 | 0 | 0 | 0 | 1 | 0 | 0 | 1 | 0 | 0 | 1 | 0 | 0 | 1 | 0 | 0 | 1 | 0 | 0 | 1 | 0 | 0 | 1 | 0 | 0 | A | 7 | 0 | A | 7 | 0.6 | A | 7 | -1.1 | A | 7 | 87 | A | 7 | 830 | A | 7 | 110 | A | 7 | 2.1 | A | 7 | 32000 | B | 7 | 77777 | A | 7 | 0.8 | E | 8 | 0.089 | F | 8 | 0.2 | F | 8 | 0 | 1 | D | 9 | 0 | C | 8
1991-05-03 | 5:00 | 0 | 34 | 0 | 1 | 10 | 0 | 1 | 16 | 0 | 1 | 10 | 0 | 1 | 10 | 0 | 1 | 16 | 0 | 1 | 10 | 0 | 1 | 21 | 0 | A | 7 | 0 | A | 7 | 0.6 | A | 7 | -1.1 | A | 7 | 87 | A | 7 | 830 | A | 7 | 100 | A | 7 | 2.1 | A | 7 | 32000 | B | 7 | 77777 | A | 7 | 0.8 | E | 8 | 0.089 | F | 8 | 0.2 | F | 8 | 0 | 1 | D | 9 | 0 | C | 8
1991-05-03 | 6:00 | 126 | 1344 | 45 | 1 | 10 | 167 | 1 | 16 | 29 | 1 | 10 | 47 | 1 | 10 | 82 | 1 | 16 | 39 | 1 | 10 | 52 | 1 | 21 | 0 | A | 7 | 0 | A | 7 | 0.6 | A | 7 | -1.7 | A | 7 | 83 | A | 7 | 830 | A | 7 | 120 | A | 7 | 2.1 | A | 7 | 32000 | B | 7 | 77777 | A | 7 | 0.8 | E | 8 | 0.089 | F | 8 | 0.2 | F | 8 | 0 | 1 | D | 9 | 0 | C | 8
1991-05-03 | 7:00 | 382 | 1344 | 218 | 1 | 10 | 538 | 1 | 16 | 65 | 1 | 10 | 226 | 1 | 10 | 468 | 1 | 16 | 93 | 1 | 10 | 122 | 1 | 21 | 0 | A | 7 | 0 | A | 7 | 3.3 | A | 7 | -1.1 | A | 7 | 72 | A | 7 | 830 | A | 7 | 100 | A | 7 | 2.1 | A | 7 | 16000 | B | 7 | 77777 | A | 7 | 0.8 | E | 8 | 0.089 | F | 8 | 0.2 | F | 8 | 0 | 1 | D | 9 | 0 | C | 8
1991-05-03 | 8:00 | 630 | 1344 | 410 | 1 | 10 | 645 | 1 | 16 | 108 | 1 | 10 | 430 | 1 | 10 | 630 | 1 | 16 | 135 | 1 | 10 | 224 | 1 | 21 | 1 | A | 7 | 1 | A | 7 | 5 | A | 7 | -0.6 | A | 7 | 67 | A | 7 | 830 | A | 7 | 80 | A | 7 | 3.1 | A | 7 | 19200 | B | 7 | 77777 | A | 7 | 0.8 | E | 8 | 0.089 | F | 8 | 0.2 | F | 8 | 0 | 1 | D | 9 | 0 | C | 8
1991-05-03 | 9:00 | 852 | 1344 | 634 | 1 | 10 | 812 | 1 | 16 | 120 | 1 | 10 | 663 | 1 | 10 | 809 | 1 | 16 | 149 | 1 | 10 | 281 | 1 | 21 | 0 | A | 7 | 0 | A | 7 | 7.2 | A | 7 | 0 | A | 7 | 60 | A | 7 | 830 | A | 7 | 100 | A | 7 | 2.6 | A | 7 | 19200 | B | 7 | 77777 | A | 7 | 0.8 | E | 8 | 0.089 | F | 8 | 0.2 | F | 8 | 0 | 1 | D | 9 | 0 | C | 8
1991-05-03 | 10:00 | 1031 | 1344 | 755 | 1 | 10 | 808 | 1 | 16 | 135 | 1 | 10 | 799 | 1 | 10 | 815 | 1 | 16 | 173 | 1 | 10 | 418 | 1 | 21 | 1 | A | 7 | 1 | A | 7 | 10.6 | A | 7 | 0.6 | A | 7 | 50 | A | 7 | 829 | A | 7 | 10 | A | 7 | 2.1 | A | 7 | 19200 | B | 7 | 77777 | A | 7 | 0.8 | E | 8 | 0.089 | F | 8 | 0.2 | F | 8 | 0 | 1 | D | 9 | 0 | C | 8
1991-05-03 | 11:00 | 1156 | 1344 | 813 | 1 | 10 | 703 | 1 | 16 | 208 | 1 | 10 | 869 | 1 | 10 | 719 | 1 | 16 | 249 | 1 | 10 | 923 | 1 | 21 | 3 | A | 7 | 3 | A | 7 | 13.3 | A | 7 | 1.1 | A | 7 | 43 | A | 7 | 829 | A | 7 | 360 | A | 7 | 3.6 | A | 7 | 24000 | B | 7 | 77777 | A | 7 | 0.8 | E | 8 | 0.089 | F | 8 | 0.2 | F | 8 | 0 | 1 | D | 9 | 0 | C | 8
1991-05-03 | 12:00 | 1218 | 1344 | 528 | 1 | 10 | 160 | 1 | 16 | 382 | 1 | 10 | 585 | 1 | 10 | 171 | 1 | 16 | 429 | 1 | 10 | 1866 | 1 | 21 | 7 | A | 7 | 7 | A | 7 | 13.9 | A | 7 | -0.6 | A | 7 | 37 | A | 7 | 828 | A | 7 | 80 | A | 7 | 6.2 | A | 7 | 19200 | B | 7 | 6706 | A | 7 | 0.8 | E | 8 | 0.089 | F | 8 | 0.2 | F | 8 | 0 | 1 | D | 9 | 0 | C | 8
1991-05-03 | 13:00 | 1213 | 1344 | 421 | 1 | 10 | 84 | 1 | 16 | 346 | 1 | 10 | 467 | 1 | 10 | 86 | 1 | 16 | 389 | 1 | 10 | 1714 | 1 | 21 | 9 | A | 7 | 9 | A | 7 | 15 | A | 7 | 0 | A | 7 | 36 | A | 7 | 827 | A | 7 | 80 | A | 7 | 6.7 | A | 7 | 24000 | B | 7 | 3048 | A | 7 | 0.8 | E | 8 | 0.089 | F | 8 | 0.2 | F | 8 | 0 | 1 | D | 9 | 0 | C | 8
1991-05-03 | 14:00 | 1141 | 1344 | 439 | 1 | 10 | 134 | 1 | 16 | 325 | 1 | 10 | 489 | 1 | 10 | 144 | 1 | 16 | 367 | 1 | 10 | 1312 | 1 | 21 | 9 | A | 7 | 7 | A | 7 | 16.1 | A | 7 | -1.1 | A | 7 | 30 | A | 7 | 827 | A | 7 | 90 | A | 7 | 7.7 | A | 7 | 24000 | B | 7 | 7620 | A | 7 | 0.8 | E | 8 | 0.089 | F | 8 | 0.2 | F | 8 | 0 | 1 | D | 9 | 0 | C | 8
1991-05-03 | 15:00 | 1008 | 1344 | 559 | 1 | 10 | 225 | 1 | 16 | 390 | 1 | 10 | 608 | 1 | 10 | 238 | 1 | 16 | 429 | 1 | 10 | 1274 | 1 | 21 | 9 | A | 7 | 8 | A | 7 | 15 | A | 7 | -0.6 | A | 7 | 34 | A | 7 | 826 | A | 7 | 90 | A | 7 | 6.2 | A | 7 | 24000 | B | 7 | 3353 | A | 7 | 0.9 | E | 8 | 0.089 | F | 8 | 0.2 | F | 8 | 0 | 1 | D | 9 | 0 | C | 8
1991-05-03 | 16:00 | 821 | 1344 | 211 | 1 | 10 | 0 | 1 | 16 | 211 | 1 | 10 | 245 | 1 | 10 | 0 | 1 | 16 | 245 | 1 | 10 | 925 | 1 | 21 | 10 | A | 7 | 10 | A | 7 | 15.6 | A | 7 | -0.6 | A | 7 | 33 | A | 7 | 827 | A | 7 | 90 | A | 7 | 6.7 | A | 7 | 24000 | B | 7 | 3353 | A | 7 | 0.9 | E | 8 | 0.089 | F | 8 | 0.2 | F | 8 | 0 | 1 | D | 9 | 0 | C | 8
1991-05-03 | 17:00 | 595 | 1344 | 154 | 1 | 10 | 63 | 1 | 16 | 126 | 1 | 10 | 170 | 1 | 10 | 61 | 1 | 16 | 143 | 1 | 10 | 388 | 1 | 21 | 9 | A | 7 | 9 | A | 7 | 15 | A | 7 | 0 | A | 7 | 36 | A | 7 | 827 | A | 7 | 60 | A | 7 | 5.2 | A | 7 | 24000 | B | 7 | 3353 | A | 7 | 0.9 | E | 8 | 0.089 | F | 8 | 0.2 | F | 8 | 0 | 1 | D | 9 | 14 | C | 8
1991-05-03 | 18:00 | 345 | 1344 | 109 | 1 | 10 | 34 | 1 | 16 | 100 | 1 | 10 | 119 | 1 | 10 | 30 | 1 | 16 | 111 | 1 | 10 | 255 | 1 | 21 | 9 | A | 7 | 9 | A | 7 | 13.3 | A | 7 | 0 | A | 7 | 40 | A | 7 | 828 | A | 7 | 60 | A | 7 | 5.2 | A | 7 | 32000 | B | 7 | 3353 | A | 7 | 0.9 | E | 8 | 0.089 | F | 8 | 0.2 | F | 8 | 0 | 1 | D | 9 | 0 | C | 8
1991-05-03 | 19:00 | 93 | 1199 | 20 | 1 | 10 | 0 | 1 | 16 | 20 | 1 | 10 | 23 | 1 | 10 | 0 | 1 | 16 | 23 | 1 | 10 | 71 | 1 | 21 | 9 | A | 7 | 9 | A | 7 | 12.2 | A | 7 | 0 | A | 7 | 43 | A | 7 | 828 | A | 7 | 90 | A | 7 | 3.1 | A | 7 | 32000 | B | 7 | 3353 | A | 7 | 0.9 | E | 8 | 0.089 | F | 8 | 0.2 | F | 8 | 0 | 1 | D | 9 | 0 | C | 8
1991-05-03 | 20:00 | 0 | 0 | 0 | 1 | 0 | 0 | 1 | 0 | 0 | 1 | 0 | 0 | 1 | 0 | 0 | 1 | 0 | 0 | 1 | 0 | 0 | 1 | 0 | 10 | A | 7 | 10 | A | 7 | 10 | A | 7 | 0 | A | 7 | 50 | A | 7 | 830 | A | 7 | 20 | A | 7 | 7.2 | A | 7 | 24000 | B | 7 | 3353 | A | 7 | 0.9 | E | 8 | 0.089 | F | 8 | 0.2 | F | 8 | 0 | 1 | D | 9 | 0 | C | 8
1991-05-03 | 21:00 | 0 | 0 | 0 | 1 | 0 | 0 | 1 | 0 | 0 | 1 | 0 | 0 | 1 | 0 | 0 | 1 | 0 | 0 | 1 | 0 | 0 | 1 | 0 | 10 | A | 7 | 10 | A | 7 | 7.8 | A | 7 | 3.3 | A | 7 | 73 | A | 7 | 832 | A | 7 | 30 | A | 7 | 7.2 | A | 7 | 24000 | B | 7 | 2438 | A | 7 | 0.9 | E | 8 | 0.089 | F | 8 | 0.2 | F | 8 | 0 | 1 | D | 9 | 61 | C | 8
1991-05-03 | 22:00 | 0 | 0 | 0 | 1 | 0 | 0 | 1 | 0 | 0 | 1 | 0 | 0 | 1 | 0 | 0 | 1 | 0 | 0 | 1 | 0 | 0 | 1 | 0 | 10 | A | 7 | 10 | A | 7 | 6.1 | A | 7 | 2.2 | A | 7 | 76 | A | 7 | 833 | A | 7 | 350 | A | 7 | 8.2 | A | 7 | 16000 | B | 7 | 610 | A | 7 | 0.9 | E | 8 | 0.089 | F | 8 | 0.2 | F | 8 | 3 | 1 | D | 9 | 61 | C | 8
1991-05-03 | 23:00 | 0 | 0 | 0 | 1 | 0 | 0 | 1 | 0 | 0 | 1 | 0 | 0 | 1 | 0 | 0 | 1 | 0 | 0 | 1 | 0 | 0 | 1 | 0 | 10 | A | 7 | 10 | A | 7 | 5 | A | 7 | 2.8 | A | 7 | 86 | A | 7 | 834 | A | 7 | 350 | A | 7 | 5.2 | A | 7 | 16000 | B | 7 | 732 | A | 7 | 0.9 | E | 8 | 0.089 | F | 8 | 0.2 | F | 8 | 0 | 1 | D | 9 | 61 | C | 8
1991-05-03 | 24:00 | 0 | 0 | 0 | 1 | 0 | 0 | 1 | 0 | 0 | 1 | 0 | 0 | 1 | 0 | 0 | 1 | 0 | 0 | 1 | 0 | 0 | 1 | 0 | 10 | A | 7 | 10 | A | 7 | 5 | A | 7 | 3.3 | A | 7 | 89 | A | 7 | 834 | A | 7 | 360 | A | 7 | 4.1 | A | 7 | 11200 | B | 7 | 366 | A | 7 | 0.9 | E | 8 | 0.089 | F | 8 | 0.2 | F | 8 | 0 | 1 | D | 9 | 80 | C | 8
1991-05-04 | 1:00 | 0 | 0 | 0 | 1 | 0 | 0 | 1 | 0 | 0 | 1 | 0 | 0 | 1 | 0 | 0 | 1 | 0 | 0 | 1 | 0 | 0 | 1 | 0 | 10 | A | 7 | 10 | A | 7 | 4.4 | A | 7 | 2.8 | A | 7 | 89 | A | 7 | 834 | A | 7 | 30 | A | 7 | 4.1 | A | 7 | 16000 | B | 7 | 305 | A | 7 | 0.9 | E | 8 | 0.089 | F | 8 | 0.2 | F | 8 | 0 | 1 | D | 9 | 0 | C | 8
1991-05-04 | 2:00 | 0 | 0 | 0 | 1 | 0 | 0 | 1 | 0 | 0 | 1 | 0 | 0 | 1 | 0 | 0 | 1 | 0 | 0 | 1 | 0 | 0 | 1 | 0 | 10 | A | 7 | 10 | A | 7 | 5 | A | 7 | 2.8 | A | 7 | 86 | A | 7 | 834 | A | 7 | 60 | A | 7 | 3.6 | A | 7 | 16000 | B | 7 | 244 | A | 7 | 0.9 | E | 8 | 0.089 | F | 8 | 0.2 | F | 8 | 0 | 1 | D | 9 | 0 | C | 8
1991-05-04 | 3:00 | 0 | 0 | 0 | 1 | 0 | 0 | 1 | 0 | 0 | 1 | 0 | 0 | 1 | 0 | 0 | 1 | 0 | 0 | 1 | 0 | 0 | 1 | 0 | 10 | A | 7 | 10 | A | 7 | 4.4 | A | 7 | 2.8 | A | 7 | 89 | A | 7 | 834 | A | 7 | 70 | A | 7 | 3.1 | A | 7 | 16000 | B | 7 | 213 | A | 7 | 0.9 | E | 8 | 0.089 | F | 8 | 0.2 | F | 8 | 0 | 1 | D | 9 | 0 | C | 8
1991-05-04 | 4:00 | 0 | 0 | 0 | 1 | 0 | 0 | 1 | 0 | 0 | 1 | 0 | 0 | 1 | 0 | 0 | 1 | 0 | 0 | 1 | 0 | 0 | 1 | 0 | 10 | A | 7 | 10 | A | 7 | 4.4 | A | 7 | 2.8 | A | 7 | 89 | A | 7 | 834 | A | 7 | 70 | A | 7 | 2.1 | A | 7 | 19200 | B | 7 | 305 | A | 7 | 1 | E | 8 | 0.089 | F | 8 | 0.2 | F | 8 | 0 | 1 | D | 9 | 80 | C | 8
1991-05-04 | 5:00 | 0 | 56 | 0 | 1 | 10 | 0 | 1 | 16 | 0 | 1 | 10 | 0 | 1 | 10 | 0 | 1 | 16 | 0 | 1 | 10 | 0 | 1 | 21 | 10 | A | 7 | 10 | A | 7 | 4.4 | A | 7 | 2.8 | A | 7 | 89 | A | 7 | 834 | A | 7 | 70 | A | 7 | 3.1 | A | 7 | 19200 | B | 7 | 305 | A | 7 | 1 | E | 8 | 0.089 | F | 8 | 0.2 | F | 8 | 0 | 1 | D | 9 | 25 | C | 8
1991-05-04 | 6:00 | 131 | 1344 | 15 | 1 | 10 | 0 | 1 | 16 | 15 | 1 | 10 | 18 | 1 | 10 | 0 | 1 | 16 | 18 | 1 | 10 | 58 | 1 | 21 | 10 | A | 7 | 10 | A | 7 | 4.4 | A | 7 | 2.8 | A | 7 | 89 | A | 7 | 835 | A | 7 | 350 | A | 7 | 2.1 | A | 7 | 19200 | B | 7 | 244 | A | 7 | 1 | E | 8 | 0.089 | F | 8 | 0.2 | F | 8 | 0 | 1 | D | 9 | 61 | C | 8
1991-05-04 | 7:00 | 386 | 1344 | 60 | 1 | 10 | 0 | 1 | 16 | 60 | 1 | 10 | 70 | 1 | 10 | 0 | 1 | 16 | 70 | 1 | 10 | 246 | 1 | 21 | 10 | A | 7 | 10 | A | 7 | 5 | A | 7 | 2.8 | A | 7 | 86 | A | 7 | 835 | A | 7 | 40 | A | 7 | 2.6 | A | 7 | 19200 | B | 7 | 274 | A | 7 | 0.9 | E | 8 | 0.089 | F | 8 | 0.2 | F | 8 | 0 | 1 | D | 9 | 0 | C | 8
1991-05-04 | 8:00 | 634 | 1344 | 111 | 1 | 10 | 0 | 1 | 16 | 111 | 1 | 10 | 131 | 1 | 10 | 0 | 1 | 16 | 131 | 1 | 10 | 494 | 1 | 21 | 10 | A | 7 | 10 | A | 7 | 5 | A | 7 | 3.3 | A | 7 | 89 | A | 7 | 835 | A | 7 | 20 | A | 7 | 2.6 | A | 7 | 19200 | B | 7 | 244 | A | 7 | 0.9 | E | 8 | 0.089 | F | 8 | 0.2 | F | 8 | 0 | 1 | D | 9 | 61 | C | 8
1991-05-04 | 9:00 | 855 | 1344 | 158 | 1 | 10 | 0 | 1 | 16 | 158 | 1 | 10 | 189 | 1 | 10 | 0 | 1 | 16 | 189 | 1 | 10 | 751 | 1 | 21 | 10 | A | 7 | 10 | A | 7 | 5.6 | A | 7 | 2.8 | A | 7 | 82 | A | 7 | 835 | A | 7 | 40 | A | 7 | 2.1 | A | 7 | 19200 | B | 7 | 274 | A | 7 | 0.9 | E | 8 | 0.089 | F | 8 | 0.2 | F | 8 | 0 | 1 | D | 9 | 61 | C | 8
1991-05-04 | 10:00 | 1034 | 1344 | 195 | 1 | 10 | 0 | 1 | 16 | 195 | 1 | 10 | 236 | 1 | 10 | 0 | 1 | 16 | 236 | 1 | 10 | 962 | 1 | 21 | 10 | A | 7 | 10 | A | 7 | 7.2 | A | 7 | 3.3 | A | 7 | 76 | A | 7 | 835 | A | 7 | 10 | A | 7 | 2.1 | A | 7 | 24000 | B | 7 | 396 | A | 7 | 0.9 | E | 8 | 0.089 | F | 8 | 0.2 | F | 8 | 0 | 1 | D | 9 | 0 | C | 8
1991-05-04 | 11:00 | 1158 | 1344 | 263 | 1 | 10 | 0 | 1 | 16 | 263 | 1 | 10 | 316 | 1 | 10 | 0 | 1 | 16 | 316 | 1 | 10 | 1260 | 1 | 21 | 10 | A | 7 | 10 | A | 7 | 8.3 | A | 7 | 2.8 | A | 7 | 68 | A | 7 | 835 | A | 7 | 70 | A | 7 | 3.1 | A | 7 | 32000 | B | 7 | 518 | A | 7 | 0.9 | E | 8 | 0.089 | F | 8 | 0.2 | F | 8 | 0 | 1 | D | 9 | 3 | C | 8
1991-05-04 | 12:00 | 1220 | 1344 | 278 | 1 | 10 | 0 | 1 | 16 | 278 | 1 | 10 | 336 | 1 | 10 | 0 | 1 | 16 | 336 | 1 | 10 | 1330 | 1 | 21 | 10 | A | 7 | 10 | A | 7 | 7.8 | A | 7 | 3.3 | A | 7 | 73 | A | 7 | 836 | A | 7 | 100 | A | 7 | 4.6 | A | 7 | 32000 | B | 7 | 610 | A | 7 | 0.9 | E | 8 | 0.089 | F | 8 | 0.2 | F | 8 | 3 | 1 | D | 9 | 80 | C | 8
1991-05-04 | 13:00 | 1215 | 1344 | 277 | 1 | 10 | 0 | 1 | 16 | 277 | 1 | 10 | 335 | 1 | 10 | 0 | 1 | 16 | 335 | 1 | 10 | 1326 | 1 | 21 | 10 | A | 7 | 10 | A | 7 | 6.1 | A | 7 | 2.8 | A | 7 | 79 | A | 7 | 836 | A | 7 | 80 | A | 7 | 6.2 | A | 7 | 24000 | B | 7 | 762 | A | 7 | 0.9 | E | 8 | 0.089 | F | 8 | 0.2 | F | 8 | 10 | 1 | D | 9 | 0 | C | 8
1991-05-04 | 14:00 | 1143 | 1344 | 259 | 1 | 10 | 0 | 1 | 16 | 259 | 1 | 10 | 311 | 1 | 10 | 0 | 1 | 16 | 311 | 1 | 10 | 1241 | 1 | 21 | 10 | A | 7 | 10 | A | 7 | 5 | A | 7 | 2.8 | A | 7 | 86 | A | 7 | 836 | A | 7 | 90 | A | 7 | 5.2 | A | 7 | 11200 | B | 7 | 732 | A | 7 | 0.9 | E | 8 | 0.089 | F | 8 | 0.2 | F | 8 | 8 | 1 | D | 9 | 80 | C | 8
1991-05-04 | 15:00 | 1010 | 1344 | 227 | 1 | 10 | 0 | 1 | 16 | 227 | 1 | 10 | 270 | 1 | 10 | 0 | 1 | 16 | 270 | 1 | 10 | 1079 | 1 | 21 | 10 | A | 7 | 10 | A | 7 | 3.3 | A | 7 | 2.2 | A | 7 | 92 | A | 7 | 837 | A | 7 | 60 | A | 7 | 6.2 | A | 7 | 16000 | B | 7 | 549 | A | 7 | 0.9 | E | 8 | 0.089 | F | 8 | 0.2 | F | 8 | 0 | 1 | D | 9 | 80 | C | 8
1991-05-04 | 16:00 | 824 | 1344 | 181 | 1 | 10 | 0 | 1 | 16 | 181 | 1 | 10 | 213 | 1 | 10 | 0 | 1 | 16 | 213 | 1 | 10 | 824 | 1 | 21 | 10 | A | 7 | 10 | A | 7 | 4.4 | A | 7 | 2.8 | A | 7 | 89 | A | 7 | 837 | A | 7 | 50 | A | 7 | 4.1 | A | 7 | 24000 | B | 7 | 1372 | A | 7 | 0.9 | E | 8 | 0.089 | F | 8 | 0.2 | F | 8 | 5 | 1 | D | 9 | 0 | C | 8
1991-05-04 | 17:00 | 598 | 1344 | 104 | 1 | 10 | 0 | 1 | 16 | 104 | 1 | 10 | 123 | 1 | 10 | 0 | 1 | 16 | 123 | 1 | 10 | 457 | 1 | 21 | 10 | A | 7 | 10 | A | 7 | 3.9 | A | 7 | 2.8 | A | 7 | 93 | A | 7 | 838 | A | 7 | 60 | A | 7 | 3.1 | A | 7 | 16000 | B | 7 | 244 | A | 7 | 0.9 | E | 8 | 0.089 | F | 8 | 0.2 | F | 8 | 5 | 1 | D | 9 | 80 | C | 8
1991-05-04 | 18:00 | 349 | 1344 | 53 | 1 | 10 | 0 | 1 | 16 | 53 | 1 | 10 | 62 | 1 | 10 | 0 | 1 | 16 | 62 | 1 | 10 | 215 | 1 | 21 | 10 | A | 7 | 10 | A | 7 | 3.9 | A | 7 | 2.2 | A | 7 | 89 | A | 7 | 839 | A | 7 | 20 | A | 7 | 2.6 | A | 7 | 16000 | B | 7 | 244 | A | 7 | 0.9 | E | 8 | 0.089 | F | 8 | 0.2 | F | 8 | 5 | 1 | D | 9 | 80 | C | 8
1991-05-04 | 19:00 | 96 | 1221 | 11 | 1 | 10 | 0 | 1 | 16 | 11 | 1 | 10 | 13 | 1 | 10 | 0 | 1 | 16 | 13 | 1 | 10 | 43 | 1 | 21 | 10 | A | 7 | 10 | A | 7 | 3.3 | A | 7 | 2.8 | A | 7 | 97 | A | 7 | 839 | A | 7 | 360 | A | 7 | 3.1 | A | 7 | 8000 | B | 7 | 335 | A | 7 | 0.8 | E | 8 | 0.089 | F | 8 | 0.2 | F | 8 | 0 | 1 | D | 9 | 45 | C | 8
1991-05-04 | 20:00 | 0 | 0 | 0 | 1 | 0 | 0 | 1 | 0 | 0 | 1 | 0 | 0 | 1 | 0 | 0 | 1 | 0 | 0 | 1 | 0 | 0 | 1 | 0 | 10 | A | 7 | 10 | A | 7 | 2.8 | A | 7 | 2.2 | A | 7 | 96 | A | 7 | 840 | A | 7 | 330 | A | 7 | 3.6 | A | 7 | 8000 | B | 7 | 335 | A | 7 | 0.8 | E | 8 | 0.089 | F | 8 | 0.2 | F | 8 | 5 | 1 | D | 9 | 45 | C | 8
1991-05-04 | 21:00 | 0 | 0 | 0 | 1 | 0 | 0 | 1 | 0 | 0 | 1 | 0 | 0 | 1 | 0 | 0 | 1 | 0 | 0 | 1 | 0 | 0 | 1 | 0 | 10 | A | 7 | 10 | A | 7 | 2.8 | A | 7 | 2.2 | A | 7 | 96 | A | 7 | 841 | A | 7 | 360 | A | 7 | 2.6 | A | 7 | 6400 | B | 7 | 335 | A | 7 | 0.8 | E | 8 | 0.089 | F | 8 | 0.2 | F | 8 | 0 | 1 | D | 9 | 45 | C | 8
1991-05-04 | 22:00 | 0 | 0 | 0 | 1 | 0 | 0 | 1 | 0 | 0 | 1 | 0 | 0 | 1 | 0 | 0 | 1 | 0 | 0 | 1 | 0 | 0 | 1 | 0 | 10 | A | 7 | 10 | A | 7 | 2.2 | A | 7 | 1.1 | A | 7 | 92 | A | 7 | 841 | A | 7 | 360 | A | 7 | 3.1 | A | 7 | 6400 | B | 7 | 152 | A | 7 | 0.8 | E | 8 | 0.089 | F | 8 | 0.2 | F | 8 | 18 | 1 | D | 9 | 45 | C | 8
1991-05-04 | 23:00 | 0 | 0 | 0 | 1 | 0 | 0 | 1 | 0 | 0 | 1 | 0 | 0 | 1 | 0 | 0 | 1 | 0 | 0 | 1 | 0 | 0 | 1 | 0 | 10 | A | 7 | 10 | A | 7 | 1.1 | A | 7 | 0.6 | A | 7 | 96 | A | 7 | 841 | A | 7 | 320 | A | 7 | 1.5 | A | 7 | 6400 | B | 7 | 61 | A | 7 | 0.8 | E | 8 | 0.089 | F | 8 | 0.2 | F | 8 | 8 | 1 | D | 9 | 45 | C | 8
1991-05-04 | 24:00 | 0 | 0 | 0 | 1 | 0 | 0 | 1 | 0 | 0 | 1 | 0 | 0 | 1 | 0 | 0 | 1 | 0 | 0 | 1 | 0 | 0 | 1 | 0 | 10 | A | 7 | 10 | A | 7 | 1.1 | A | 7 | 0.6 | A | 7 | 96 | A | 7 | 842 | A | 7 | 300 | A | 7 | 2.6 | A | 7 | 4800 | B | 7 | 61 | A | 7 | 0.8 | E | 8 | 0.089 | F | 8 | 0.2 | F | 8 | 3 | 1 | D | 9 | 45 | C | 8
1991-05-05 | 1:00 | 0 | 0 | 0 | 1 | 0 | 0 | 1 | 0 | 0 | 1 | 0 | 0 | 1 | 0 | 0 | 1 | 0 | 0 | 1 | 0 | 0 | 1 | 0 | 10 | A | 7 | 10 | A | 7 | 1.1 | A | 7 | 0.6 | A | 7 | 96 | A | 7 | 842 | A | 7 | 300 | A | 7 | 2.1 | A | 7 | 4800 | B | 7 | 213 | A | 7 | 0.8 | E | 8 | 0.089 | F | 8 | 0.2 | F | 8 | 3 | 1 | D | 9 | 45 | C | 8
1991-05-05 | 2:00 | 0 | 0 | 0 | 1 | 0 | 0 | 1 | 0 | 0 | 1 | 0 | 0 | 1 | 0 | 0 | 1 | 0 | 0 | 1 | 0 | 0 | 1 | 0 | 10 | A | 7 | 10 | A | 7 | 1.7 | A | 7 | 1.1 | A | 7 | 96 | A | 7 | 842 | A | 7 | 220 | A | 7 | 2.6 | A | 7 | 8000 | B | 7 | 396 | A | 7 | 0.8 | E | 8 | 0.089 | F | 8 | 0.2 | F | 8 | 0 | 1 | D | 9 | 45 | C | 8
1991-05-05 | 3:00 | 0 | 0 | 0 | 1 | 0 | 0 | 1 | 0 | 0 | 1 | 0 | 0 | 1 | 0 | 0 | 1 | 0 | 0 | 1 | 0 | 0 | 1 | 0 | 10 | A | 7 | 10 | A | 7 | 2.2 | A | 7 | 1.1 | A | 7 | 92 | A | 7 | 842 | A | 7 | 0 | A | 7 | 0 | A | 7 | 11200 | B | 7 | 1006 | A | 7 | 0.8 | E | 8 | 0.089 | F | 8 | 0.2 | F | 8 | 0 | 1 | D | 9 | 0 | C | 8
1991-05-05 | 4:00 | 0 | 0 | 0 | 1 | 0 | 0 | 1 | 0 | 0 | 1 | 0 | 0 | 1 | 0 | 0 | 1 | 0 | 0 | 1 | 0 | 0 | 1 | 0 | 10 | A | 7 | 10 | A | 7 | 2.2 | A | 7 | 1.1 | A | 7 | 92 | A | 7 | 842 | A | 7 | 0 | A | 7 | 0 | A | 7 | 11200 | B | 7 | 1097 | A | 7 | 0.8 | E | 8 | 0.089 | F | 8 | 0.2 | F | 8 | 0 | 1 | D | 9 | 0 | C | 8
1991-05-05 | 5:00 | 0 | 78 | 0 | 1 | 10 | 0 | 1 | 16 | 0 | 1 | 10 | 0 | 1 | 10 | 0 | 1 | 16 | 0 | 1 | 10 | 0 | 1 | 21 | 10 | A | 7 | 10 | A | 7 | 2.8 | A | 7 | 1.7 | A | 7 | 92 | A | 7 | 842 | A | 7 | 170 | A | 7 | 1 | A | 7 | 8000 | B | 7 | 975 | A | 7 | 0.8 | E | 8 | 0.089 | F | 8 | 0.2 | F | 8 | 0 | 1 | D | 9 | 10 | C | 8
1991-05-05 | 6:00 | 135 | 1343 | 20 | 1 | 10 | 0 | 1 | 16 | 20 | 1 | 10 | 23 | 1 | 10 | 0 | 1 | 16 | 23 | 1 | 10 | 74 | 1 | 21 | 10 | A | 7 | 10 | A | 7 | 2.8 | A | 7 | 1.7 | A | 7 | 92 | A | 7 | 842 | A | 7 | 190 | A | 7 | 1.5 | A | 7 | 8000 | B | 7 | 488 | A | 7 | 0.8 | E | 8 | 0.089 | F | 8 | 0.2 | F | 8 | 0 | 1 | D | 9 | 45 | C | 8
1991-05-05 | 7:00 | 390 | 1343 | 75 | 1 | 10 | 0 | 1 | 16 | 75 | 1 | 10 | 87 | 1 | 10 | 0 | 1 | 16 | 87 | 1 | 10 | 296 | 1 | 21 | 10 | A | 7 | 10 | A | 7 | 2.8 | A | 7 | -0.6 | A | 7 | 78 | A | 7 | 843 | A | 7 | 100 | A | 7 | 3.1 | A | 7 | 16000 | B | 7 | 457 | A | 7 | 0.8 | E | 8 | 0.089 | F | 8 | 0.2 | F | 8 | 0 | 1 | D | 9 | 0 | C | 8
1991-05-05 | 8:00 | 637 | 1343 | 366 | 1 | 10 | 74 | 1 | 16 | 331 | 1 | 10 | 400 | 1 | 10 | 75 | 1 | 16 | 364 | 1 | 10 | 832 | 1 | 21 | 10 | A | 7 | 9 | A | 7 | 4.4 | A | 7 | 1.1 | A | 7 | 79 | A | 7 | 843 | A | 7 | 130 | A | 7 | 1.5 | A | 7 | 19200 | B | 7 | 853 | A | 7 | 0.8 | E | 8 | 0.089 | F | 8 | 0.2 | F | 8 | 0 | 1 | D | 9 | 0 | C | 8
1991-05-05 | 9:00 | 858 | 1343 | 500 | 1 | 10 | 366 | 1 | 16 | 265 | 1 | 10 | 539 | 1 | 10 | 391 | 1 | 16 | 289 | 1 | 10 | 691 | 1 | 21 | 9 | A | 7 | 9 | A | 7 | 6.7 | A | 7 | 1.1 | A | 7 | 67 | A | 7 | 842 | A | 7 | 250 | A | 7 | 2.1 | A | 7 | 48000 | B | 7 | 610 | A | 7 | 0.8 | E | 8 | 0.089 | F | 8 | 0.2 | F | 8 | 0 | 1 | D | 9 | 0 | C | 8
1991-05-05 | 10:00 | 1036 | 1343 | 693 | 1 | 10 | 607 | 1 | 16 | 224 | 1 | 10 | 727 | 1 | 10 | 613 | 1 | 16 | 253 | 1 | 10 | 726 | 1 | 21 | 7 | A | 7 | 7 | A | 7 | 7.8 | A | 7 | 0.6 | A | 7 | 60 | A | 7 | 842 | A | 7 | 330 | A | 7 | 2.1 | A | 7 | 64000 | B | 7 | 853 | A | 7 | 0.8 | E | 8 | 0.089 | F | 8 | 0.2 | F | 8 | 0 | 1 | D | 9 | 0 | C | 8
1991-05-05 | 11:00 | 1161 | 1343 | 853 | 1 | 10 | 778 | 1 | 16 | 181 | 1 | 10 | 891 | 1 | 10 | 781 | 1 | 16 | 215 | 1 | 10 | 741 | 1 | 21 | 4 | A | 7 | 4 | A | 7 | 9.4 | A | 7 | 0.6 | A | 7 | 54 | A | 7 | 842 | A | 7 | 20 | A | 7 | 3.1 | A | 7 | 80000 | B | 7 | 77777 | A | 7 | 0.8 | E | 8 | 0.089 | F | 8 | 0.2 | F | 8 | 0 | 1 | D | 9 | 0 | C | 8
1991-05-05 | 12:00 | 1222 | 1343 | 928 | 1 | 10 | 883 | 1 | 16 | 124 | 1 | 10 | 956 | 1 | 10 | 885 | 1 | 16 | 148 | 1 | 10 | 565 | 1 | 21 | 2 | A | 7 | 2 | A | 7 | 11.1 | A | 7 | 0.6 | A | 7 | 48 | A | 7 | 841 | A | 7 | 330 | A | 7 | 2.6 | A | 7 | 96000 | B | 7 | 77777 | A | 7 | 0.8 | E | 8 | 0.089 | F | 8 | 0.2 | F | 8 | 0 | 1 | D | 9 | 0 | C | 8
1991-05-05 | 13:00 | 1217 | 1343 | 989 | 1 | 10 | 923 | 1 | 16 | 152 | 1 | 10 | 1012 | 1 | 10 | 924 | 1 | 16 | 173 | 1 | 10 | 621 | 1 | 21 | 3 | A | 7 | 3 | A | 7 | 12.2 | A | 7 | 0.6 | A | 7 | 45 | A | 7 | 841 | A | 7 | 20 | A | 7 | 3.1 | A | 7 | 96000 | B | 7 | 77777 | A | 7 | 0.8 | E | 8 | 0.089 | F | 8 | 0.2 | F | 8 | 0 | 1 | D | 9 | 0 | C | 8
1991-05-05 | 14:00 | 1145 | 1343 | 895 | 1 | 10 | 912 | 1 | 16 | 117 | 1 | 10 | 924 | 1 | 10 | 914 | 1 | 16 | 143 | 1 | 10 | 412 | 1 | 21 | 2 | A | 7 | 2 | A | 7 | 13.9 | A | 7 | 0.6 | A | 7 | 40 | A | 7 | 840 | A | 7 | 40 | A | 7 | 3.6 | A | 7 | 80000 | B | 7 | 77777 | A | 7 | 0.8 | E | 8 | 0.089 | F | 8 | 0.2 | F | 8 | 0 | 1 | D | 9 | 0 | C | 8
1991-05-05 | 15:00 | 1012 | 1343 | 717 | 1 | 10 | 772 | 1 | 16 | 135 | 1 | 10 | 758 | 1 | 10 | 778 | 1 | 16 | 170 | 1 | 10 | 402 | 1 | 21 | 3 | A | 7 | 3 | A | 7 | 13.9 | A | 7 | 0 | A | 7 | 38 | A | 7 | 840 | A | 7 | 40 | A | 7 | 4.6 | A | 7 | 80000 | B | 7 | 77777 | A | 7 | 0.8 | E | 8 | 0.089 | F | 8 | 0.2 | F | 8 | 0 | 1 | D | 9 | 0 | C | 8
1991-05-05 | 16:00 | 827 | 1343 | 600 | 1 | 10 | 776 | 1 | 16 | 121 | 1 | 10 | 622 | 1 | 10 | 771 | 1 | 16 | 147 | 1 | 10 | 272 | 1 | 21 | 1 | A | 7 | 1 | A | 7 | 14.4 | A | 7 | -0.6 | A | 7 | 35 | A | 7 | 840 | A | 7 | 360 | A | 7 | 2.6 | A | 7 | 80000 | B | 7 | 77777 | A | 7 | 0.8 | E | 8 | 0.089 | F | 8 | 0.2 | F | 8 | 0 | 1 | D | 9 | 0 | C | 8
1991-05-05 | 17:00 | 601 | 1343 | 405 | 1 | 10 | 782 | 1 | 16 | 54 | 1 | 10 | 426 | 1 | 10 | 753 | 1 | 16 | 89 | 1 | 10 | 132 | 1 | 21 | 1 | A | 7 | 1 | A | 7 | 14.4 | A | 7 | -1.1 | A | 7 | 34 | A | 7 | 840 | A | 7 | 350 | A | 7 | 2.6 | A | 7 | 80000 | B | 7 | 77777 | A | 7 | 0.8 | E | 8 | 0.089 | F | 8 | 0.2 | F | 8 | 0 | 1 | D | 9 | 0 | C | 8
1991-05-05 | 18:00 | 352 | 1343 | 201 | 1 | 10 | 553 | 1 | 16 | 56 | 1 | 10 | 209 | 1 | 10 | 471 | 1 | 16 | 86 | 1 | 10 | 106 | 1 | 21 | 1 | A | 7 | 1 | A | 7 | 13.3 | A | 7 | -2.8 | A | 7 | 32 | A | 7 | 840 | A | 7 | 80 | A | 7 | 2.1 | A | 7 | 80000 | B | 7 | 77777 | A | 7 | 0.8 | E | 8 | 0.089 | F | 8 | 0.2 | F | 8 | 0 | 1 | D | 9 | 0 | C | 8
1991-05-05 | 19:00 | 100 | 1242 | 41 | 1 | 10 | 293 | 1 | 16 | 17 | 1 | 10 | 43 | 1 | 10 | 173 | 1 | 16 | 28 | 1 | 10 | 34 | 1 | 21 | 1 | A | 7 | 0 | A | 7 | 11.7 | A | 7 | 0 | A | 7 | 44 | A | 7 | 840 | A | 7 | 90 | A | 7 | 3.1 | A | 7 | 80000 | B | 7 | 77777 | A | 7 | 0.8 | E | 8 | 0.089 | F | 8 | 0.2 | F | 8 | 0 | 1 | D | 9 | 0 | C | 8
1991-05-05 | 20:00 | 0 | 0 | 0 | 1 | 0 | 0 | 1 | 0 | 0 | 1 | 0 | 0 | 1 | 0 | 0 | 1 | 0 | 0 | 1 | 0 | 0 | 1 | 0 | 1 | A | 7 | 1 | A | 7 | 9.4 | A | 7 | 0 | A | 7 | 52 | A | 7 | 840 | A | 7 | 110 | A | 7 | 2.6 | A | 7 | 80000 | B | 7 | 77777 | A | 7 | 0.8 | E | 8 | 0.089 | F | 8 | 0.2 | F | 8 | 0 | 1 | D | 9 | 0 | C | 8
1991-05-05 | 21:00 | 0 | 0 | 0 | 1 | 0 | 0 | 1 | 0 | 0 | 1 | 0 | 0 | 1 | 0 | 0 | 1 | 0 | 0 | 1 | 0 | 0 | 1 | 0 | 3 | A | 7 | 0 | A | 7 | 9.4 | A | 7 | 0 | A | 7 | 52 | A | 7 | 841 | A | 7 | 120 | A | 7 | 1.5 | A | 7 | 32000 | B | 7 | 77777 | A | 7 | 0.8 | E | 8 | 0.089 | F | 8 | 0.2 | F | 8 | 0 | 1 | D | 9 | 0 | C | 8
1991-05-05 | 22:00 | 0 | 0 | 0 | 1 | 0 | 0 | 1 | 0 | 0 | 1 | 0 | 0 | 1 | 0 | 0 | 1 | 0 | 0 | 1 | 0 | 0 | 1 | 0 | 2 | A | 7 | 1 | A | 7 | 8.3 | A | 7 | 0 | A | 7 | 56 | A | 7 | 841 | A | 7 | 160 | A | 7 | 4.1 | A | 7 | 32000 | B | 7 | 77777 | A | 7 | 0.8 | E | 8 | 0.089 | F | 8 | 0.2 | F | 8 | 0 | 1 | D | 9 | 0 | C | 8
1991-05-05 | 23:00 | 0 | 0 | 0 | 1 | 0 | 0 | 1 | 0 | 0 | 1 | 0 | 0 | 1 | 0 | 0 | 1 | 0 | 0 | 1 | 0 | 0 | 1 | 0 | 3 | A | 7 | 1 | A | 7 | 7.8 | A | 7 | -0.6 | A | 7 | 55 | A | 7 | 840 | A | 7 | 200 | A | 7 | 2.1 | A | 7 | 32000 | B | 7 | 77777 | A | 7 | 0.8 | E | 8 | 0.089 | F | 8 | 0.2 | F | 8 | 0 | 1 | D | 9 | 0 | C | 8
1991-05-05 | 24:00 | 0 | 0 | 0 | 1 | 0 | 0 | 1 | 0 | 0 | 1 | 0 | 0 | 1 | 0 | 0 | 1 | 0 | 0 | 1 | 0 | 0 | 1 | 0 | 5 | A | 7 | 4 | A | 7 | 7.2 | A | 7 | -1.1 | A | 7 | 55 | A | 7 | 840 | A | 7 | 180 | A | 7 | 2.6 | A | 7 | 32000 | B | 7 | 77777 | A | 7 | 0.8 | E | 8 | 0.089 | F | 8 | 0.2 | F | 8 | 0 | 1 | D | 9 | 0 | C | 8
1991-05-06 | 1:00 | 0 | 0 | 0 | 1 | 0 | 0 | 1 | 0 | 0 | 1 | 0 | 0 | 1 | 0 | 0 | 1 | 0 | 0 | 1 | 0 | 0 | 1 | 0 | 5 | A | 7 | 4 | A | 7 | 6.7 | A | 7 | 0 | A | 7 | 62 | A | 7 | 839 | A | 7 | 200 | A | 7 | 4.1 | A | 7 | 32000 | B | 7 | 77777 | A | 7 | 0.8 | E | 8 | 0.089 | F | 8 | 0.2 | F | 8 | 0 | 1 | D | 9 | 0 | C | 8
1991-05-06 | 2:00 | 0 | 0 | 0 | 1 | 0 | 0 | 1 | 0 | 0 | 1 | 0 | 0 | 1 | 0 | 0 | 1 | 0 | 0 | 1 | 0 | 0 | 1 | 0 | 4 | A | 7 | 3 | A | 7 | 6.1 | A | 7 | 0.6 | A | 7 | 68 | A | 7 | 839 | A | 7 | 190 | A | 7 | 4.1 | A | 7 | 32000 | B | 7 | 77777 | A | 7 | 0.8 | E | 8 | 0.089 | F | 8 | 0.2 | F | 8 | 0 | 1 | D | 9 | 0 | C | 8
1991-05-06 | 3:00 | 0 | 0 | 0 | 1 | 0 | 0 | 1 | 0 | 0 | 1 | 0 | 0 | 1 | 0 | 0 | 1 | 0 | 0 | 1 | 0 | 0 | 1 | 0 | 2 | A | 7 | 1 | A | 7 | 5.6 | A | 7 | 0.6 | A | 7 | 70 | A | 7 | 839 | A | 7 | 190 | A | 7 | 4.1 | A | 7 | 32000 | B | 7 | 77777 | A | 7 | 0.8 | E | 8 | 0.089 | F | 8 | 0.2 | F | 8 | 0 | 1 | D | 9 | 0 | C | 8
1991-05-06 | 4:00 | 0 | 0 | 0 | 1 | 0 | 0 | 1 | 0 | 0 | 1 | 0 | 0 | 1 | 0 | 0 | 1 | 0 | 0 | 1 | 0 | 0 | 1 | 0 | 8 | A | 7 | 1 | A | 7 | 5.6 | A | 7 | 0 | A | 7 | 67 | A | 7 | 838 | A | 7 | 210 | A | 7 | 2.1 | A | 7 | 32000 | B | 7 | 77777 | A | 7 | 0.8 | E | 8 | 0.089 | F | 8 | 0.2 | F | 8 | 0 | 1 | D | 9 | 0 | C | 8
1991-05-06 | 5:00 | 1 | 123 | 0 | 1 | 10 | 2 | 1 | 16 | 0 | 1 | 10 | 0 | 1 | 10 | 0 | 1 | 16 | 0 | 1 | 10 | 0 | 1 | 21 | 7 | A | 7 | 2 | A | 7 | 4.4 | A | 7 | 0 | A | 7 | 73 | A | 7 | 839 | A | 7 | 320 | A | 7 | 2.1 | A | 7 | 64000 | B | 7 | 77777 | A | 7 | 0.8 | E | 8 | 0.089 | F | 8 | 0.2 | F | 8 | 0 | 1 | D | 9 | 0 | C | 8
1991-05-06 | 6:00 | 140 | 1342 | 47 | 1 | 10 | 153 | 1 | 16 | 31 | 1 | 10 | 49 | 1 | 10 | 80 | 1 | 16 | 41 | 1 | 10 | 55 | 1 | 21 | 5 | A | 7 | 1 | A | 7 | 4.4 | A | 7 | 1.1 | A | 7 | 79 | A | 7 | 839 | A | 7 | 190 | A | 7 | 2.1 | A | 7 | 96000 | B | 7 | 77777 | A | 7 | 0.8 | E | 8 | 0.089 | F | 8 | 0.2 | F | 8 | 0 | 1 | D | 9 | 0 | C | 8
1991-05-06 | 7:00 | 394 | 1342 | 225 | 1 | 10 | 525 | 1 | 16 | 71 | 1 | 10 | 233 | 1 | 10 | 460 | 1 | 16 | 98 | 1 | 10 | 133 | 1 | 21 | 2 | A | 7 | 1 | A | 7 | 8.3 | A | 7 | 1.7 | A | 7 | 63 | A | 7 | 839 | A | 7 | 180 | A | 7 | 2.6 | A | 7 | 96000 | B | 7 | 77777 | A | 7 | 0.8 | E | 8 | 0.089 | F | 8 | 0.2 | F | 8 | 0 | 1 | D | 9 | 0 | C | 8
1991-05-06 | 8:00 | 641 | 1342 | 422 | 1 | 10 | 696 | 1 | 16 | 89 | 1 | 10 | 449 | 1 | 10 | 688 | 1 | 16 | 120 | 1 | 10 | 191 | 1 | 21 | 4 | A | 7 | 1 | A | 7 | 11.7 | A | 7 | 1.1 | A | 7 | 48 | A | 7 | 839 | A | 7 | 90 | A | 7 | 1 | A | 7 | 96000 | B | 7 | 77777 | A | 7 | 0.8 | E | 8 | 0.089 | F | 8 | 0.2 | F | 8 | 0 | 1 | D | 9 | 0 | C | 8
1991-05-06 | 9:00 | 861 | 1342 | 557 | 1 | 10 | 586 | 1 | 16 | 181 | 1 | 10 | 581 | 1 | 10 | 587 | 1 | 16 | 204 | 1 | 10 | 445 | 1 | 21 | 7 | A | 7 | 2 | A | 7 | 13.9 | A | 7 | 0.6 | A | 7 | 40 | A | 7 | 838 | A | 7 | 0 | A | 7 | 0 | A | 7 | 96000 | B | 7 | 77777 | A | 7 | 0.8 | E | 8 | 0.089 | F | 8 | 0.2 | F | 8 | 0 | 1 | D | 9 | 0 | C | 8
1991-05-06 | 10:00 | 1039 | 1342 | 778 | 1 | 10 | 694 | 1 | 16 | 240 | 1 | 10 | 812 | 1 | 10 | 698 | 1 | 16 | 270 | 1 | 10 | 776 | 1 | 21 | 9 | A | 7 | 4 | A | 7 | 16.1 | A | 7 | -3.3 | A | 7 | 25 | A | 7 | 838 | A | 7 | 190 | A | 7 | 2.1 | A | 7 | 96000 | B | 7 | 77777 | A | 7 | 0.9 | E | 8 | 0.089 | F | 8 | 0.2 | F | 8 | 0 | 1 | D | 9 | 0 | C | 8
1991-05-06 | 11:00 | 1163 | 1342 | 811 | 1 | 10 | 678 | 1 | 16 | 223 | 1 | 10 | 863 | 1 | 10 | 691 | 1 | 16 | 263 | 1 | 10 | 1012 | 1 | 21 | 7 | A | 7 | 2 | A | 7 | 17.2 | A | 7 | -2.8 | A | 7 | 25 | A | 7 | 837 | A | 7 | 140 | A | 7 | 3.1 | A | 7 | 96000 | B | 7 | 77777 | A | 7 | 0.9 | E | 8 | 0.089 | F | 8 | 0.2 | F | 8 | 0 | 1 | D | 9 | 0 | C | 8
1991-05-06 | 12:00 | 1224 | 1342 | 943 | 1 | 10 | 799 | 1 | 16 | 214 | 1 | 10 | 1013 | 1 | 10 | 819 | 1 | 16 | 265 | 1 | 10 | 1223 | 1 | 21 | 6 | A | 7 | 3 | A | 7 | 18.3 | A | 7 | -3.9 | A | 7 | 21 | A | 7 | 836 | A | 7 | 40 | A | 7 | 1.5 | A | 7 | 80000 | B | 7 | 77777 | A | 7 | 0.9 | E | 8 | 0.089 | F | 8 | 0.2 | F | 8 | 0 | 1 | D | 9 | 0 | C | 8
1991-05-06 | 13:00 | 1219 | 1342 | 691 | 1 | 10 | 355 | 1 | 16 | 368 | 1 | 10 | 763 | 1 | 10 | 386 | 1 | 16 | 412 | 1 | 10 | 1887 | 1 | 21 | 7 | A | 7 | 7 | A | 7 | 20 | A | 7 | -2.8 | A | 7 | 21 | A | 7 | 835 | A | 7 | 120 | A | 7 | 4.1 | A | 7 | 96000 | B | 7 | 3962 | A | 7 | 0.9 | E | 8 | 0.089 | F | 8 | 0.2 | F | 8 | 0 | 1 | D | 9 | 0 | C | 8
1991-05-06 | 14:00 | 1148 | 1342 | 642 | 1 | 10 | 105 | 1 | 16 | 551 | 1 | 10 | 705 | 1 | 10 | 110 | 1 | 16 | 611 | 1 | 10 | 2244 | 1 | 21 | 10 | A | 7 | 9 | A | 7 | 20 | A | 7 | -4.4 | A | 7 | 18 | A | 7 | 834 | A | 7 | 130 | A | 7 | 3.6 | A | 7 | 96000 | B | 7 | 3962 | A | 7 | 0.9 | E | 8 | 0.089 | F | 8 | 0.2 | F | 8 | 0 | 1 | D | 9 | 0 | C | 8
1991-05-06 | 15:00 | 1015 | 1342 | 530 | 1 | 10 | 218 | 1 | 16 | 364 | 1 | 10 | 579 | 1 | 10 | 231 | 1 | 16 | 403 | 1 | 10 | 1201 | 1 | 21 | 10 | A | 7 | 9 | A | 7 | 20 | A | 7 | -3.3 | A | 7 | 20 | A | 7 | 834 | A | 7 | 130 | A | 7 | 2.6 | A | 7 | 96000 | B | 7 | 6706 | A | 7 | 1 | E | 8 | 0.089 | F | 8 | 0.2 | F | 8 | 0 | 1 | D | 9 | 0 | C | 8
1991-05-06 | 16:00 | 829 | 1342 | 176 | 1 | 10 | 0 | 1 | 16 | 176 | 1 | 10 | 208 | 1 | 10 | 0 | 1 | 16 | 208 | 1 | 10 | 809 | 1 | 21 | 10 | A | 7 | 10 | A | 7 | 19.4 | A | 7 | -2.8 | A | 7 | 21 | A | 7 | 834 | A | 7 | 170 | A | 7 | 3.6 | A | 7 | 96000 | B | 7 | 2896 | A | 7 | 1 | E | 8 | 0.089 | F | 8 | 0.2 | F | 8 | 0 | 1 | D | 9 | 0 | C | 8
1991-05-06 | 17:00 | 604 | 1342 | 119 | 1 | 10 | 0 | 1 | 16 | 119 | 1 | 10 | 139 | 1 | 10 | 0 | 1 | 16 | 139 | 1 | 10 | 512 | 1 | 21 | 10 | A | 7 | 10 | A | 7 | 17.8 | A | 7 | -1.1 | A | 7 | 27 | A | 7 | 834 | A | 7 | 320 | A | 7 | 5.2 | A | 7 | 96000 | B | 7 | 2743 | A | 7 | 1 | E | 8 | 0.089 | F | 8 | 0.2 | F | 8 | 0 | 1 | D | 9 | 14 | C | 8
1991-05-06 | 18:00 | 355 | 1342 | 59 | 1 | 10 | 0 | 1 | 16 | 59 | 1 | 10 | 69 | 1 | 10 | 0 | 1 | 16 | 69 | 1 | 10 | 236 | 1 | 21 | 10 | A | 7 | 10 | A | 7 | 16.7 | A | 7 | 0 | A | 7 | 32 | A | 7 | 834 | A | 7 | 310 | A | 7 | 5.2 | A | 7 | 96000 | B | 7 | 2743 | A | 7 | 1 | E | 8 | 0.089 | F | 8 | 0.2 | F | 8 | 0 | 1 | D | 9 | 0 | C | 8
1991-05-06 | 19:00 | 103 | 1264 | 16 | 1 | 10 | 0 | 1 | 16 | 16 | 1 | 10 | 19 | 1 | 10 | 0 | 1 | 16 | 19 | 1 | 10 | 60 | 1 | 21 | 10 | A | 7 | 10 | A | 7 | 15.6 | A | 7 | 1.1 | A | 7 | 37 | A | 7 | 834 | A | 7 | 50 | A | 7 | 2.6 | A | 7 | 64000 | B | 7 | 2591 | A | 7 | 1 | E | 8 | 0.089 | F | 8 | 0.2 | F | 8 | 0 | 1 | D | 9 | 0 | C | 8
1991-05-06 | 20:00 | 0 | 0 | 0 | 1 | 0 | 0 | 1 | 0 | 0 | 1 | 0 | 0 | 1 | 0 | 0 | 1 | 0 | 0 | 1 | 0 | 0 | 1 | 0 | 10 | A | 7 | 10 | A | 7 | 15 | A | 7 | 0.6 | A | 7 | 37 | A | 7 | 835 | A | 7 | 50 | A | 7 | 2.6 | A | 7 | 32000 | B | 7 | 2438 | A | 7 | 1 | E | 8 | 0.089 | F | 8 | 0.2 | F | 8 | 0 | 1 | D | 9 | 0 | C | 8
1991-05-06 | 21:00 | 0 | 0 | 0 | 1 | 0 | 0 | 1 | 0 | 0 | 1 | 0 | 0 | 1 | 0 | 0 | 1 | 0 | 0 | 1 | 0 | 0 | 1 | 0 | 10 | A | 7 | 10 | A | 7 | 15 | A | 7 | 0.6 | A | 7 | 37 | A | 7 | 835 | A | 7 | 20 | A | 7 | 1.5 | A | 7 | 32000 | B | 7 | 2134 | A | 7 | 1.1 | E | 8 | 0.089 | F | 8 | 0.2 | F | 8 | 0 | 1 | D | 9 | 0 | C | 8
1991-05-06 | 22:00 | 0 | 0 | 0 | 1 | 0 | 0 | 1 | 0 | 0 | 1 | 0 | 0 | 1 | 0 | 0 | 1 | 0 | 0 | 1 | 0 | 0 | 1 | 0 | 10 | A | 7 | 10 | A | 7 | 12.8 | A | 7 | 3.3 | A | 7 | 52 | A | 7 | 836 | A | 7 | 160 | A | 7 | 5.2 | A | 7 | 32000 | B | 7 | 1676 | A | 7 | 1.1 | E | 8 | 0.089 | F | 8 | 0.2 | F | 8 | 0 | 1 | D | 9 | 80 | C | 8
1991-05-06 | 23:00 | 0 | 0 | 0 | 1 | 0 | 0 | 1 | 0 | 0 | 1 | 0 | 0 | 1 | 0 | 0 | 1 | 0 | 0 | 1 | 0 | 0 | 1 | 0 | 10 | A | 7 | 10 | A | 7 | 11.7 | A | 7 | 5 | A | 7 | 63 | A | 7 | 835 | A | 7 | 130 | A | 7 | 5.2 | A | 7 | 32000 | B | 7 | 1981 | A | 7 | 1.1 | E | 8 | 0.089 | F | 8 | 0.2 | F | 8 | 0 | 1 | D | 9 | 25 | C | 8
1991-05-06 | 24:00 | 0 | 0 | 0 | 1 | 0 | 0 | 1 | 0 | 0 | 1 | 0 | 0 | 1 | 0 | 0 | 1 | 0 | 0 | 1 | 0 | 0 | 1 | 0 | 10 | A | 7 | 10 | A | 7 | 10.6 | A | 7 | 4.4 | A | 7 | 65 | A | 7 | 835 | A | 7 | 140 | A | 7 | 5.7 | A | 7 | 32000 | B | 7 | 3353 | A | 7 | 1.1 | E | 8 | 0.089 | F | 8 | 0.2 | F | 8 | 0 | 1 | D | 9 | 0 | C | 8
1991-05-07 | 1:00 | 0 | 0 | 0 | 1 | 0 | 0 | 1 | 0 | 0 | 1 | 0 | 0 | 1 | 0 | 0 | 1 | 0 | 0 | 1 | 0 | 0 | 1 | 0 | 10 | A | 7 | 6 | A | 7 | 9.4 | A | 7 | 5 | A | 7 | 74 | A | 7 | 834 | A | 7 | 120 | A | 7 | 3.1 | A | 7 | 32000 | B | 7 | 8534 | A | 7 | 1.1 | E | 8 | 0.089 | F | 8 | 0.2 | F | 8 | 0 | 1 | D | 9 | 0 | C | 8
1991-05-07 | 2:00 | 0 | 0 | 0 | 1 | 0 | 0 | 1 | 0 | 0 | 1 | 0 | 0 | 1 | 0 | 0 | 1 | 0 | 0 | 1 | 0 | 0 | 1 | 0 | 9 | A | 7 | 4 | A | 7 | 8.3 | A | 7 | 5 | A | 7 | 80 | A | 7 | 834 | A | 7 | 130 | A | 7 | 3.1 | A | 7 | 32000 | B | 7 | 77777 | A | 7 | 1.1 | E | 8 | 0.089 | F | 8 | 0.2 | F | 8 | 0 | 1 | D | 9 | 0 | C | 8
1991-05-07 | 3:00 | 0 | 0 | 0 | 1 | 0 | 0 | 1 | 0 | 0 | 1 | 0 | 0 | 1 | 0 | 0 | 1 | 0 | 0 | 1 | 0 | 0 | 1 | 0 | 10 | A | 7 | 3 | A | 7 | 8.3 | A | 7 | 5 | A | 7 | 80 | A | 7 | 833 | A | 7 | 130 | A | 7 | 2.6 | A | 7 | 32000 | B | 7 | 77777 | A | 7 | 1.2 | E | 8 | 0.089 | F | 8 | 0.2 | F | 8 | 0 | 1 | D | 9 | 0 | C | 8
1991-05-07 | 4:00 | 0 | 0 | 0 | 1 | 0 | 0 | 1 | 0 | 0 | 1 | 0 | 0 | 1 | 0 | 0 | 1 | 0 | 0 | 1 | 0 | 0 | 1 | 0 | 10 | A | 7 | 4 | A | 7 | 7.2 | A | 7 | 5 | A | 7 | 86 | A | 7 | 833 | A | 7 | 150 | A | 7 | 1.5 | A | 7 | 32000 | B | 7 | 77777 | A | 7 | 1.2 | E | 8 | 0.089 | F | 8 | 0.2 | F | 8 | 0 | 1 | D | 9 | 0 | C | 8
1991-05-07 | 5:00 | 1 | 145 | 0 | 1 | 10 | 0 | 1 | 16 | 0 | 1 | 10 | 0 | 1 | 10 | 0 | 1 | 16 | 0 | 1 | 10 | 0 | 1 | 21 | 10 | A | 7 | 10 | A | 7 | 6.1 | A | 7 | 5 | A | 7 | 93 | A | 7 | 834 | A | 7 | 130 | A | 7 | 1.5 | A | 7 | 64000 | B | 7 | 3353 | A | 7 | 1.2 | E | 8 | 0.089 | F | 8 | 0.2 | F | 8 | 0 | 1 | D | 9 | 0 | C | 8
1991-05-07 | 6:00 | 144 | 1342 | 27 | 1 | 10 | 0 | 1 | 16 | 27 | 1 | 10 | 31 | 1 | 10 | 0 | 1 | 16 | 31 | 1 | 10 | 96 | 1 | 21 | 10 | A | 7 | 10 | A | 7 | 8.3 | A | 7 | 5.6 | A | 7 | 83 | A | 7 | 834 | A | 7 | 210 | A | 7 | 2.1 | A | 7 | 80000 | B | 7 | 3353 | A | 7 | 1.2 | E | 8 | 0.089 | F | 8 | 0.2 | F | 8 | 0 | 1 | D | 9 | 0 | C | 8
1991-05-07 | 7:00 | 398 | 1342 | 72 | 1 | 10 | 28 | 1 | 16 | 63 | 1 | 10 | 79 | 1 | 10 | 25 | 1 | 16 | 71 | 1 | 10 | 183 | 1 | 21 | 10 | A | 7 | 9 | A | 7 | 10 | A | 7 | 5.6 | A | 7 | 74 | A | 7 | 835 | A | 7 | 230 | A | 7 | 1.5 | A | 7 | 80000 | B | 7 | 3353 | A | 7 | 1.2 | E | 8 | 0.089 | F | 8 | 0.2 | F | 8 | 0 | 1 | D | 9 | 0 | C | 8
1991-05-07 | 8:00 | 644 | 1342 | 161 | 1 | 10 | 0 | 1 | 16 | 161 | 1 | 10 | 185 | 1 | 10 | 0 | 1 | 16 | 185 | 1 | 10 | 666 | 1 | 21 | 10 | A | 7 | 10 | A | 7 | 11.1 | A | 7 | 5 | A | 7 | 66 | A | 7 | 835 | A | 7 | 310 | A | 7 | 2.6 | A | 7 | 64000 | B | 7 | 3048 | A | 7 | 1.2 | E | 8 | 0.089 | F | 8 | 0.2 | F | 8 | 0 | 1 | D | 9 | 0 | C | 8
1991-05-07 | 9:00 | 864 | 1342 | 395 | 1 | 10 | 95 | 1 | 16 | 333 | 1 | 10 | 433 | 1 | 10 | 97 | 1 | 16 | 370 | 1 | 10 | 1078 | 1 | 21 | 10 | A | 7 | 9 | A | 7 | 12.8 | A | 7 | 5 | A | 7 | 59 | A | 7 | 835 | A | 7 | 360 | A | 7 | 3.1 | A | 7 | 64000 | B | 7 | 3353 | A | 7 | 1.2 | E | 8 | 0.089 | F | 8 | 0.2 | F | 8 | 0 | 1 | D | 9 | 0 | C | 8
1991-05-07 | 10:00 | 1042 | 1342 | 564 | 1 | 10 | 295 | 1 | 16 | 334 | 1 | 10 | 613 | 1 | 10 | 319 | 1 | 16 | 365 | 1 | 10 | 1113 | 1 | 21 | 9 | A | 7 | 7 | A | 7 | 14.4 | A | 7 | 4.4 | A | 7 | 51 | A | 7 | 835 | A | 7 | 120 | A | 7 | 2.6 | A | 7 | 64000 | B | 7 | 7620 | A | 7 | 1.2 | E | 8 | 0.089 | F | 8 | 0.2 | F | 8 | 0 | 1 | D | 9 | 0 | C | 8
1991-05-07 | 11:00 | 1165 | 1342 | 753 | 1 | 10 | 512 | 1 | 16 | 308 | 1 | 10 | 812 | 1 | 10 | 535 | 1 | 16 | 346 | 1 | 10 | 1434 | 1 | 21 | 8 | A | 7 | 5 | A | 7 | 17.2 | A | 7 | 3.3 | A | 7 | 39 | A | 7 | 835 | A | 7 | 360 | A | 7 | 2.6 | A | 7 | 64000 | B | 7 | 7620 | A | 7 | 1.2 | E | 8 | 0.089 | F | 8 | 0.2 | F | 8 | 0 | 1 | D | 9 | 0 | C | 8
1991-05-07 | 12:00 | 1226 | 1342 | 929 | 1 | 10 | 788 | 1 | 16 | 208 | 1 | 10 | 963 | 1 | 10 | 788 | 1 | 16 | 241 | 1 | 10 | 1082 | 1 | 21 | 5 | A | 7 | 2 | A | 7 | 17.8 | A | 7 | 1.1 | A | 7 | 32 | A | 7 | 835 | A | 7 | 20 | A | 7 | 3.1 | A | 7 | 64000 | B | 7 | 77777 | A | 7 | 1.1 | E | 8 | 0.089 | F | 8 | 0.2 | F | 8 | 0 | 1 | D | 9 | 0 | C | 8
1991-05-07 | 13:00 | 1221 | 1342 | 707 | 1 | 10 | 272 | 1 | 16 | 459 | 1 | 10 | 768 | 1 | 10 | 295 | 1 | 16 | 499 | 1 | 10 | 2427 | 1 | 21 | 8 | A | 7 | 6 | A | 7 | 18.3 | A | 7 | 1.1 | A | 7 | 31 | A | 7 | 835 | A | 7 | 330 | A | 7 | 2.6 | A | 7 | 72000 | B | 7 | 7620 | A | 7 | 1.1 | E | 8 | 0.089 | F | 8 | 0.2 | F | 8 | 0 | 1 | D | 9 | 0 | C | 8
1991-05-07 | 14:00 | 1150 | 1342 | 704 | 1 | 10 | 552 | 1 | 16 | 231 | 1 | 10 | 747 | 1 | 10 | 561 | 1 | 16 | 265 | 1 | 10 | 1003 | 1 | 21 | 7 | A | 7 | 5 | A | 7 | 18.9 | A | 7 | 0.6 | A | 7 | 29 | A | 7 | 835 | A | 7 | 70 | A | 7 | 3.1 | A | 7 | 96000 | B | 7 | 7620 | A | 7 | 1.1 | E | 8 | 0.089 | F | 8 | 0.2 | F | 8 | 0 | 1 | D | 9 | 0 | C | 8
1991-05-07 | 15:00 | 1017 | 1342 | 711 | 1 | 10 | 565 | 1 | 16 | 282 | 1 | 10 | 756 | 1 | 10 | 588 | 1 | 16 | 310 | 1 | 10 | 908 | 1 | 21 | 5 | A | 7 | 3 | A | 7 | 20 | A | 7 | 2.2 | A | 7 | 31 | A | 7 | 835 | A | 7 | 360 | A | 7 | 4.6 | A | 7 | 96000 | B | 7 | 77777 | A | 7 | 1.1 | E | 8 | 0.089 | F | 8 | 0.2 | F | 8 | 0 | 1 | D | 9 | 0 | C | 8
1991-05-07 | 16:00 | 832 | 1342 | 493 | 1 | 10 | 472 | 1 | 16 | 200 | 1 | 10 | 528 | 1 | 10 | 486 | 1 | 16 | 226 | 1 | 10 | 484 | 1 | 21 | 5 | A | 7 | 4 | A | 7 | 20 | A | 7 | 0 | A | 7 | 26 | A | 7 | 835 | A | 7 | 40 | A | 7 | 2.6 | A | 7 | 80000 | B | 7 | 77777 | A | 7 | 1.1 | E | 8 | 0.089 | F | 8 | 0.2 | F | 8 | 0 | 1 | D | 9 | 0 | C | 8
1991-05-07 | 17:00 | 607 | 1342 | 308 | 1 | 10 | 332 | 1 | 16 | 157 | 1 | 10 | 332 | 1 | 10 | 338 | 1 | 16 | 179 | 1 | 10 | 332 | 1 | 21 | 5 | A | 7 | 5 | A | 7 | 19.4 | A | 7 | 1.1 | A | 7 | 29 | A | 7 | 835 | A | 7 | 50 | A | 7 | 2.1 | A | 7 | 80000 | B | 7 | 77777 | A | 7 | 1.1 | E | 8 | 0.089 | F | 8 | 0.2 | F | 8 | 0 | 1 | D | 9 | 14 | C | 8
1991-05-07 | 18:00 | 359 | 1342 | 182 | 1 | 10 | 460 | 1 | 16 | 59 | 1 | 10 | 189 | 1 | 10 | 393 | 1 | 16 | 84 | 1 | 10 | 111 | 1 | 21 | 2 | A | 7 | 2 | A | 7 | 18.9 | A | 7 | 0.6 | A | 7 | 29 | A | 7 | 835 | A | 7 | 10 | A | 7 | 3.1 | A | 7 | 80000 | B | 7 | 77777 | A | 7 | 1.1 | E | 8 | 0.089 | F | 8 | 0.2 | F | 8 | 0 | 1 | D | 9 | 0 | C | 8
1991-05-07 | 19:00 | 107 | 1286 | 39 | 1 | 10 | 184 | 1 | 16 | 23 | 1 | 10 | 40 | 1 | 10 | 97 | 1 | 16 | 31 | 1 | 10 | 41 | 1 | 21 | 3 | A | 7 | 3 | A | 7 | 16.7 | A | 7 | 0.6 | A | 7 | 34 | A | 7 | 836 | A | 7 | 40 | A | 7 | 3.6 | A | 7 | 96000 | B | 7 | 77777 | A | 7 | 1.1 | E | 8 | 0.089 | F | 8 | 0.2 | F | 8 | 0 | 1 | D | 9 | 0 | C | 8
1991-05-07 | 20:00 | 0 | 0 | 0 | 1 | 0 | 0 | 1 | 0 | 0 | 1 | 0 | 0 | 1 | 0 | 0 | 1 | 0 | 0 | 1 | 0 | 0 | 1 | 0 | 5 | A | 7 | 5 | A | 7 | 14.4 | A | 7 | 6.1 | A | 7 | 57 | A | 7 | 837 | A | 7 | 100 | A | 7 | 5.2 | A | 7 | 32000 | B | 7 | 77777 | A | 7 | 1.1 | E | 8 | 0.089 | F | 8 | 0.2 | F | 8 | 0 | 1 | D | 9 | 80 | C | 8
1991-05-07 | 21:00 | 0 | 0 | 0 | 1 | 0 | 0 | 1 | 0 | 0 | 1 | 0 | 0 | 1 | 0 | 0 | 1 | 0 | 0 | 1 | 0 | 0 | 1 | 0 | 3 | A | 7 | 3 | A | 7 | 12.8 | A | 7 | 5.6 | A | 7 | 62 | A | 7 | 838 | A | 7 | 130 | A | 7 | 4.1 | A | 7 | 32000 | B | 7 | 77777 | A | 7 | 1.1 | E | 8 | 0.089 | F | 8 | 0.2 | F | 8 | 0 | 1 | D | 9 | 0 | C | 8
1991-05-07 | 22:00 | 0 | 0 | 0 | 1 | 0 | 0 | 1 | 0 | 0 | 1 | 0 | 0 | 1 | 0 | 0 | 1 | 0 | 0 | 1 | 0 | 0 | 1 | 0 | 0 | A | 7 | 0 | A | 7 | 11.7 | A | 7 | 5 | A | 7 | 63 | A | 7 | 838 | A | 7 | 190 | A | 7 | 1.5 | A | 7 | 32000 | B | 7 | 77777 | A | 7 | 1.1 | E | 8 | 0.089 | F | 8 | 0.2 | F | 8 | 0 | 1 | D | 9 | 0 | C | 8
1991-05-07 | 23:00 | 0 | 0 | 0 | 1 | 0 | 0 | 1 | 0 | 0 | 1 | 0 | 0 | 1 | 0 | 0 | 1 | 0 | 0 | 1 | 0 | 0 | 1 | 0 | 0 | A | 7 | 0 | A | 7 | 10.6 | A | 7 | 5.6 | A | 7 | 71 | A | 7 | 838 | A | 7 | 200 | A | 7 | 3.1 | A | 7 | 32000 | B | 7 | 77777 | A | 7 | 1.1 | E | 8 | 0.089 | F | 8 | 0.2 | F | 8 | 0 | 1 | D | 9 | 2 | C | 8
1991-05-07 | 24:00 | 0 | 0 | 0 | 1 | 0 | 0 | 1 | 0 | 0 | 1 | 0 | 0 | 1 | 0 | 0 | 1 | 0 | 0 | 1 | 0 | 0 | 1 | 0 | 0 | A | 7 | 0 | A | 7 | 9.4 | A | 7 | 4.4 | A | 7 | 71 | A | 7 | 838 | A | 7 | 200 | A | 7 | 2.6 | A | 7 | 32000 | B | 7 | 77777 | A | 7 | 1.1 | E | 8 | 0.089 | F | 8 | 0.2 | F | 8 | 0 | 1 | D | 9 | 0 | C | 8
1991-05-08 | 1:00 | 0 | 0 | 0 | 1 | 0 | 0 | 1 | 0 | 0 | 1 | 0 | 0 | 1 | 0 | 0 | 1 | 0 | 0 | 1 | 0 | 0 | 1 | 0 | 0 | A | 7 | 0 | A | 7 | 8.3 | A | 7 | 3.3 | A | 7 | 71 | A | 7 | 837 | A | 7 | 170 | A | 7 | 2.6 | A | 7 | 48000 | B | 7 | 77777 | A | 7 | 1.1 | E | 8 | 0.089 | F | 8 | 0.2 | F | 8 | 0 | 1 | D | 9 | 0 | C | 8
1991-05-08 | 2:00 | 0 | 0 | 0 | 1 | 0 | 0 | 1 | 0 | 0 | 1 | 0 | 0 | 1 | 0 | 0 | 1 | 0 | 0 | 1 | 0 | 0 | 1 | 0 | 0 | A | 7 | 0 | A | 7 | 7.8 | A | 7 | 2.2 | A | 7 | 68 | A | 7 | 837 | A | 7 | 180 | A | 7 | 2.1 | A | 7 | 48000 | B | 7 | 77777 | A | 7 | 1.1 | E | 8 | 0.089 | F | 8 | 0.2 | F | 8 | 0 | 1 | D | 9 | 0 | C | 8
1991-05-08 | 3:00 | 0 | 0 | 0 | 1 | 0 | 0 | 1 | 0 | 0 | 1 | 0 | 0 | 1 | 0 | 0 | 1 | 0 | 0 | 1 | 0 | 0 | 1 | 0 | 0 | A | 7 | 0 | A | 7 | 6.7 | A | 7 | 2.8 | A | 7 | 76 | A | 7 | 837 | A | 7 | 180 | A | 7 | 2.1 | A | 7 | 48000 | B | 7 | 77777 | A | 7 | 1.1 | E | 8 | 0.089 | F | 8 | 0.2 | F | 8 | 0 | 1 | D | 9 | 0 | C | 8
1991-05-08 | 4:00 | 0 | 0 | 0 | 1 | 0 | 0 | 1 | 0 | 0 | 1 | 0 | 0 | 1 | 0 | 0 | 1 | 0 | 0 | 1 | 0 | 0 | 1 | 0 | 3 | A | 7 | 0 | A | 7 | 6.7 | A | 7 | 2.8 | A | 7 | 76 | A | 7 | 837 | A | 7 | 210 | A | 7 | 2.6 | A | 7 | 48000 | B | 7 | 77777 | A | 7 | 1 | E | 8 | 0.089 | F | 8 | 0.2 | F | 8 | 0 | 1 | D | 9 | 0 | C | 8
1991-05-08 | 5:00 | 2 | 168 | 0 | 1 | 10 | 5 | 1 | 16 | 0 | 1 | 10 | 0 | 1 | 10 | 0 | 1 | 16 | 0 | 1 | 10 | 0 | 1 | 21 | 2 | A | 7 | 0 | A | 7 | 6.1 | A | 7 | 2.8 | A | 7 | 79 | A | 7 | 837 | A | 7 | 180 | A | 7 | 2.1 | A | 7 | 96000 | B | 7 | 77777 | A | 7 | 1 | E | 8 | 0.089 | F | 8 | 0.2 | F | 8 | 0 | 1 | D | 9 | 0 | C | 8
1991-05-08 | 6:00 | 148 | 1341 | 57 | 1 | 10 | 246 | 1 | 16 | 30 | 1 | 10 | 58 | 1 | 10 | 144 | 1 | 16 | 42 | 1 | 10 | 53 | 1 | 21 | 3 | A | 7 | 1 | A | 7 | 8.9 | A | 7 | 3.3 | A | 7 | 68 | A | 7 | 837 | A | 7 | 200 | A | 7 | 2.6 | A | 7 | 112000 | B | 7 | 77777 | A | 7 | 1 | E | 8 | 0.089 | F | 8 | 0.2 | F | 8 | 0 | 1 | D | 9 | 0 | C | 8
1991-05-08 | 7:00 | 402 | 1341 | 235 | 1 | 10 | 543 | 1 | 16 | 72 | 1 | 10 | 243 | 1 | 10 | 479 | 1 | 16 | 99 | 1 | 10 | 135 | 1 | 21 | 2 | A | 7 | 1 | A | 7 | 12.2 | A | 7 | 3.3 | A | 7 | 54 | A | 7 | 837 | A | 7 | 210 | A | 7 | 3.6 | A | 7 | 112000 | B | 7 | 77777 | A | 7 | 1 | E | 8 | 0.089 | F | 8 | 0.2 | F | 8 | 0 | 1 | D | 9 | 0 | C | 8
1991-05-08 | 8:00 | 648 | 1341 | 452 | 1 | 10 | 775 | 1 | 16 | 78 | 1 | 10 | 477 | 1 | 10 | 759 | 1 | 16 | 110 | 1 | 10 | 170 | 1 | 21 | 1 | A | 7 | 0 | A | 7 | 16.1 | A | 7 | 1.1 | A | 7 | 36 | A | 7 | 837 | A | 7 | 210 | A | 7 | 5.7 | A | 7 | 112000 | B | 7 | 77777 | A | 7 | 1 | E | 8 | 0.089 | F | 8 | 0.2 | F | 8 | 0 | 1 | D | 9 | 0 | C | 8
1991-05-08 | 9:00 | 867 | 1341 | 625 | 1 | 10 | 825 | 1 | 16 | 92 | 1 | 10 | 651 | 1 | 10 | 819 | 1 | 16 | 120 | 1 | 10 | 211 | 1 | 21 | 1 | A | 7 | 1 | A | 7 | 18.9 | A | 7 | 0.6 | A | 7 | 29 | A | 7 | 836 | A | 7 | 180 | A | 7 | 5.2 | A | 7 | 112000 | B | 7 | 77777 | A | 7 | 1 | E | 8 | 0.089 | F | 8 | 0.2 | F | 8 | 0 | 1 | D | 9 | 0 | C | 8
1991-05-08 | 10:00 | 1044 | 1341 | 815 | 1 | 10 | 905 | 1 | 16 | 110 | 1 | 10 | 843 | 1 | 10 | 905 | 1 | 16 | 137 | 1 | 10 | 307 | 1 | 21 | 1 | A | 7 | 0 | A | 7 | 21.7 | A | 7 | 0.6 | A | 7 | 25 | A | 7 | 836 | A | 7 | 210 | A | 7 | 2.6 | A | 7 | 112000 | B | 7 | 77777 | A | 7 | 1 | E | 8 | 0.089 | F | 8 | 0.2 | F | 8 | 0 | 1 | D | 9 | 0 | C | 8
1991-05-08 | 11:00 | 1167 | 1341 | 915 | 1 | 10 | 916 | 1 | 16 | 117 | 1 | 10 | 944 | 1 | 10 | 918 | 1 | 16 | 143 | 1 | 10 | 444 | 1 | 21 | 2 | A | 7 | 1 | A | 7 | 22.8 | A | 7 | -1.7 | A | 7 | 19 | A | 7 | 835 | A | 7 | 140 | A | 7 | 3.6 | A | 7 | 112000 | B | 7 | 77777 | A | 7 | 1 | E | 8 | 0.089 | F | 8 | 0.2 | F | 8 | 0 | 1 | D | 9 | 0 | C | 8
1991-05-08 | 12:00 | 1228 | 1341 | 989 | 1 | 10 | 924 | 1 | 16 | 142 | 1 | 10 | 1014 | 1 | 10 | 925 | 1 | 16 | 165 | 1 | 10 | 637 | 1 | 21 | 3 | A | 7 | 0 | A | 7 | 24.4 | A | 7 | -0.6 | A | 7 | 19 | A | 7 | 834 | A | 7 | 170 | A | 7 | 4.6 | A | 7 | 112000 | B | 7 | 77777 | A | 7 | 1 | E | 8 | 0.089 | F | 8 | 0.2 | F | 8 | 0 | 1 | D | 9 | 0 | C | 8
1991-05-08 | 13:00 | 1223 | 1341 | 904 | 1 | 10 | 770 | 1 | 16 | 201 | 1 | 10 | 940 | 1 | 10 | 771 | 1 | 16 | 236 | 1 | 10 | 1039 | 1 | 21 | 5 | A | 7 | 2 | A | 7 | 25 | A | 7 | -0.6 | A | 7 | 18 | A | 7 | 833 | A | 7 | 130 | A | 7 | 5.2 | A | 7 | 112000 | B | 7 | 77777 | A | 7 | 1 | E | 8 | 0.089 | F | 8 | 0.2 | F | 8 | 0 | 1 | D | 9 | 0 | C | 8
1991-05-08 | 14:00 | 1151 | 1341 | 811 | 1 | 10 | 742 | 1 | 16 | 173 | 1 | 10 | 849 | 1 | 10 | 746 | 1 | 16 | 208 | 1 | 10 | 699 | 1 | 21 | 8 | A | 7 | 1 | A | 7 | 25.6 | A | 7 | 0 | A | 7 | 19 | A | 7 | 832 | A | 7 | 140 | A | 7 | 3.1 | A | 7 | 112000 | B | 7 | 77777 | A | 7 | 1 | E | 8 | 0.089 | F | 8 | 0.2 | F | 8 | 0 | 1 | D | 9 | 0 | C | 8
1991-05-08 | 15:00 | 1019 | 1341 | 752 | 1 | 10 | 794 | 1 | 16 | 148 | 1 | 10 | 787 | 1 | 10 | 797 | 1 | 16 | 180 | 1 | 10 | 436 | 1 | 21 | 7 | A | 7 | 1 | A | 7 | 27.2 | A | 7 | 0.6 | A | 7 | 18 | A | 7 | 831 | A | 7 | 130 | A | 7 | 4.6 | A | 7 | 112000 | B | 7 | 77777 | A | 7 | 1 | E | 8 | 0.089 | F | 8 | 0.2 | F | 8 | 0 | 1 | D | 9 | 0 | C | 8
1991-05-08 | 16:00 | 834 | 1341 | 582 | 1 | 10 | 719 | 1 | 16 | 135 | 1 | 10 | 619 | 1 | 10 | 728 | 1 | 16 | 165 | 1 | 10 | 334 | 1 | 21 | 8 | A | 7 | 1 | A | 7 | 26.1 | A | 7 | 1.1 | A | 7 | 20 | A | 7 | 831 | A | 7 | 150 | A | 7 | 8.2 | A | 7 | 112000 | B | 7 | 77777 | A | 7 | 1 | E | 8 | 0.089 | F | 8 | 0.2 | F | 8 | 0 | 1 | D | 9 | 0 | C | 8
1991-05-08 | 17:00 | 610 | 1341 | 413 | 1 | 10 | 613 | 1 | 16 | 133 | 1 | 10 | 424 | 1 | 10 | 589 | 1 | 16 | 156 | 1 | 10 | 261 | 1 | 21 | 7 | A | 7 | 1 | A | 7 | 26.1 | A | 7 | 1.1 | A | 7 | 20 | A | 7 | 830 | A | 7 | 150 | A | 7 | 7.7 | A | 7 | 96000 | B | 7 | 77777 | A | 7 | 1 | E | 8 | 0.089 | F | 8 | 0.2 | F | 8 | 0 | 1 | D | 9 | 0 | C | 8
1991-05-08 | 18:00 | 362 | 1341 | 190 | 1 | 10 | 378 | 1 | 16 | 88 | 1 | 10 | 199 | 1 | 10 | 322 | 1 | 16 | 112 | 1 | 10 | 163 | 1 | 21 | 6 | A | 7 | 1 | A | 7 | 25 | A | 7 | 0.6 | A | 7 | 20 | A | 7 | 830 | A | 7 | 150 | A | 7 | 12.4 | A | 7 | 80000 | B | 7 | 77777 | A | 7 | 1 | E | 8 | 0.089 | F | 8 | 0.2 | F | 8 | 0 | 1 | D | 9 | 0 | C | 8
1991-05-08 | 19:00 | 110 | 1308 | 38 | 1 | 10 | 144 | 1 | 16 | 26 | 1 | 10 | 41 | 1 | 10 | 69 | 1 | 16 | 35 | 1 | 10 | 46 | 1 | 21 | 6 | A | 7 | 2 | A | 7 | 23.3 | A | 7 | 0.6 | A | 7 | 22 | A | 7 | 829 | A | 7 | 170 | A | 7 | 10.8 | A | 7 | 88000 | B | 7 | 77777 | A | 7 | 1 | E | 8 | 0.089 | F | 8 | 0.2 | F | 8 | 0 | 1 | D | 9 | 0 | C | 8
1991-05-08 | 20:00 | 0 | 0 | 0 | 1 | 0 | 0 | 1 | 0 | 0 | 1 | 0 | 0 | 1 | 0 | 0 | 1 | 0 | 0 | 1 | 0 | 0 | 1 | 0 | 5 | A | 7 | 3 | A | 7 | 21.1 | A | 7 | 0 | A | 7 | 24 | A | 7 | 830 | A | 7 | 170 | A | 7 | 7.2 | A | 7 | 48000 | B | 7 | 77777 | A | 7 | 1 | E | 8 | 0.089 | F | 8 | 0.2 | F | 8 | 0 | 1 | D | 9 | 0 | C | 8
1991-05-08 | 21:00 | 0 | 0 | 0 | 1 | 0 | 0 | 1 | 0 | 0 | 1 | 0 | 0 | 1 | 0 | 0 | 1 | 0 | 0 | 1 | 0 | 0 | 1 | 0 | 2 | A | 7 | 2 | A | 7 | 20 | A | 7 | 1.7 | A | 7 | 30 | A | 7 | 831 | A | 7 | 190 | A | 7 | 5.7 | A | 7 | 32000 | B | 7 | 77777 | A | 7 | 1 | E | 8 | 0.089 | F | 8 | 0.2 | F | 8 | 0 | 1 | D | 9 | 0 | C | 8
1991-05-08 | 22:00 | 0 | 0 | 0 | 1 | 0 | 0 | 1 | 0 | 0 | 1 | 0 | 0 | 1 | 0 | 0 | 1 | 0 | 0 | 1 | 0 | 0 | 1 | 0 | 3 | A | 7 | 3 | A | 7 | 19.4 | A | 7 | 2.8 | A | 7 | 33 | A | 7 | 831 | A | 7 | 190 | A | 7 | 10.8 | A | 7 | 32000 | B | 7 | 77777 | A | 7 | 1 | E | 8 | 0.089 | F | 8 | 0.2 | F | 8 | 0 | 1 | D | 9 | 0 | C | 8
1991-05-08 | 23:00 | 0 | 0 | 0 | 1 | 0 | 0 | 1 | 0 | 0 | 1 | 0 | 0 | 1 | 0 | 0 | 1 | 0 | 0 | 1 | 0 | 0 | 1 | 0 | 1 | A | 7 | 1 | A | 7 | 18.3 | A | 7 | 2.2 | A | 7 | 34 | A | 7 | 830 | A | 7 | 190 | A | 7 | 10.3 | A | 7 | 32000 | B | 7 | 77777 | A | 7 | 1 | E | 8 | 0.089 | F | 8 | 0.2 | F | 8 | 0 | 1 | D | 9 | 0 | C | 8
1991-05-08 | 24:00 | 0 | 0 | 0 | 1 | 0 | 0 | 1 | 0 | 0 | 1 | 0 | 0 | 1 | 0 | 0 | 1 | 0 | 0 | 1 | 0 | 0 | 1 | 0 | 1 | A | 7 | 1 | A | 7 | 16.7 | A | 7 | 2.2 | A | 7 | 38 | A | 7 | 830 | A | 7 | 170 | A | 7 | 9.3 | A | 7 | 32000 | B | 7 | 77777 | A | 7 | 1 | E | 8 | 0.089 | F | 8 | 0.2 | F | 8 | 0 | 1 | D | 9 | 0 | C | 8
1991-05-09 | 1:00 | 0 | 0 | 0 | 1 | 0 | 0 | 1 | 0 | 0 | 1 | 0 | 0 | 1 | 0 | 0 | 1 | 0 | 0 | 1 | 0 | 0 | 1 | 0 | 3 | A | 7 | 3 | A | 7 | 15.6 | A | 7 | 2.8 | A | 7 | 42 | A | 7 | 829 | A | 7 | 180 | A | 7 | 5.2 | A | 7 | 32000 | B | 7 | 77777 | A | 7 | 1 | E | 8 | 0.09 | F | 8 | 0.2 | F | 8 | 0 | 1 | D | 9 | 0 | C | 8
1991-05-09 | 2:00 | 0 | 0 | 0 | 1 | 0 | 0 | 1 | 0 | 0 | 1 | 0 | 0 | 1 | 0 | 0 | 1 | 0 | 0 | 1 | 0 | 0 | 1 | 0 | 2 | A | 7 | 2 | A | 7 | 15.6 | A | 7 | 2.2 | A | 7 | 40 | A | 7 | 829 | A | 7 | 160 | A | 7 | 5.2 | A | 7 | 32000 | B | 7 | 77777 | A | 7 | 1 | E | 8 | 0.09 | F | 8 | 0.2 | F | 8 | 0 | 1 | D | 9 | 0 | C | 8
1991-05-09 | 3:00 | 0 | 0 | 0 | 1 | 0 | 0 | 1 | 0 | 0 | 1 | 0 | 0 | 1 | 0 | 0 | 1 | 0 | 0 | 1 | 0 | 0 | 1 | 0 | 6 | A | 7 | 3 | A | 7 | 15 | A | 7 | 2.2 | A | 7 | 42 | A | 7 | 828 | A | 7 | 170 | A | 7 | 5.7 | A | 7 | 32000 | B | 7 | 77777 | A | 7 | 1 | E | 8 | 0.09 | F | 8 | 0.2 | F | 8 | 0 | 1 | D | 9 | 0 | C | 8
1991-05-09 | 4:00 | 0 | 0 | 0 | 1 | 0 | 0 | 1 | 0 | 0 | 1 | 0 | 0 | 1 | 0 | 0 | 1 | 0 | 0 | 1 | 0 | 0 | 1 | 0 | 7 | A | 7 | 2 | A | 7 | 13.9 | A | 7 | 2.2 | A | 7 | 45 | A | 7 | 828 | A | 7 | 180 | A | 7 | 4.6 | A | 7 | 32000 | B | 7 | 77777 | A | 7 | 1 | E | 8 | 0.09 | F | 8 | 0.2 | F | 8 | 0 | 1 | D | 9 | 0 | C | 8
1991-05-09 | 5:00 | 2 | 190 | 0 | 1 | 10 | 6 | 1 | 16 | 0 | 1 | 10 | 0 | 1 | 10 | 0 | 1 | 16 | 0 | 1 | 10 | 0 | 1 | 21 | 8 | A | 7 | 5 | A | 7 | 12.8 | A | 7 | 2.8 | A | 7 | 51 | A | 7 | 828 | A | 7 | 180 | A | 7 | 4.1 | A | 7 | 96000 | B | 7 | 7620 | A | 7 | 1 | E | 8 | 0.09 | F | 8 | 0.2 | F | 8 | 0 | 1 | D | 9 | 0 | C | 8
1991-05-09 | 6:00 | 152 | 1341 | 59 | 1 | 10 | 73 | 1 | 16 | 50 | 1 | 10 | 63 | 1 | 10 | 43 | 1 | 16 | 58 | 1 | 10 | 105 | 1 | 21 | 9 | A | 7 | 7 | A | 7 | 15 | A | 7 | 2.8 | A | 7 | 44 | A | 7 | 828 | A | 7 | 160 | A | 7 | 4.1 | A | 7 | 96000 | B | 7 | 4877 | A | 7 | 1 | E | 8 | 0.09 | F | 8 | 0.2 | F | 8 | 0 | 1 | D | 9 | 0 | C | 8
1991-05-09 | 7:00 | 406 | 1341 | 165 | 1 | 10 | 119 | 1 | 16 | 128 | 1 | 10 | 178 | 1 | 10 | 108 | 1 | 16 | 145 | 1 | 10 | 286 | 1 | 21 | 9 | A | 7 | 8 | A | 7 | 17.2 | A | 7 | 2.8 | A | 7 | 38 | A | 7 | 828 | A | 7 | 140 | A | 7 | 4.1 | A | 7 | 96000 | B | 7 | 4877 | A | 7 | 1 | E | 8 | 0.09 | F | 8 | 0.2 | F | 8 | 0 | 1 | D | 9 | 0 | C | 8
1991-05-09 | 8:00 | 651 | 1341 | 200 | 1 | 10 | 190 | 1 | 16 | 108 | 1 | 10 | 224 | 1 | 10 | 197 | 1 | 16 | 128 | 1 | 10 | 219 | 1 | 21 | 9 | A | 7 | 7 | A | 7 | 20 | A | 7 | 3.9 | A | 7 | 35 | A | 7 | 828 | A | 7 | 170 | A | 7 | 4.1 | A | 7 | 96000 | B | 7 | 4267 | A | 7 | 1 | E | 8 | 0.09 | F | 8 | 0.2 | F | 8 | 0 | 1 | D | 9 | 0 | C | 8
1991-05-09 | 9:00 | 869 | 1341 | 426 | 1 | 10 | 275 | 1 | 16 | 247 | 1 | 10 | 463 | 1 | 10 | 295 | 1 | 16 | 272 | 1 | 10 | 643 | 1 | 21 | 9 | A | 7 | 8 | A | 7 | 17.2 | A | 7 | 6.7 | A | 7 | 50 | A | 7 | 828 | A | 7 | 340 | A | 7 | 3.1 | A | 7 | 80000 | B | 7 | 4572 | A | 7 | 1 | E | 8 | 0.09 | F | 8 | 0.2 | F | 8 | 0 | 1 | D | 9 | 0 | C | 8
1991-05-09 | 10:00 | 1046 | 1341 | 510 | 1 | 10 | 259 | 1 | 16 | 308 | 1 | 10 | 560 | 1 | 10 | 281 | 1 | 16 | 340 | 1 | 10 | 1024 | 1 | 21 | 9 | A | 7 | 7 | A | 7 | 19.4 | A | 7 | 7.2 | A | 7 | 45 | A | 7 | 828 | A | 7 | 350 | A | 7 | 2.6 | A | 7 | 96000 | B | 7 | 4572 | A | 7 | 1 | E | 8 | 0.09 | F | 8 | 0.2 | F | 8 | 0 | 1 | D | 9 | 0 | C | 8
1991-05-09 | 11:00 | 1169 | 1341 | 608 | 1 | 10 | 199 | 1 | 16 | 434 | 1 | 10 | 667 | 1 | 10 | 212 | 1 | 16 | 481 | 1 | 10 | 1879 | 1 | 21 | 9 | A | 7 | 8 | A | 7 | 23.9 | A | 7 | -3.3 | A | 7 | 16 | A | 7 | 827 | A | 7 | 190 | A | 7 | 8.2 | A | 7 | 96000 | B | 7 | 7620 | A | 7 | 1 | E | 8 | 0.09 | F | 8 | 0.2 | F | 8 | 0 | 1 | D | 9 | 0 | C | 8
1991-05-09 | 12:00 | 1230 | 1341 | 793 | 1 | 10 | 473 | 1 | 16 | 358 | 1 | 10 | 849 | 1 | 10 | 494 | 1 | 16 | 394 | 1 | 10 | 2154 | 1 | 21 | 9 | A | 7 | 7 | A | 7 | 24.4 | A | 7 | -3.9 | A | 7 | 14 | A | 7 | 827 | A | 7 | 190 | A | 7 | 9.3 | A | 7 | 96000 | B | 7 | 7620 | A | 7 | 1 | E | 8 | 0.09 | F | 8 | 0.2 | F | 8 | 0 | 1 | D | 9 | 0 | C | 8
1991-05-09 | 13:00 | 1225 | 1341 | 685 | 1 | 10 | 219 | 1 | 16 | 485 | 1 | 10 | 750 | 1 | 10 | 233 | 1 | 16 | 537 | 1 | 10 | 2448 | 1 | 21 | 9 | A | 7 | 8 | A | 7 | 24.4 | A | 7 | -3.3 | A | 7 | 15 | A | 7 | 826 | A | 7 | 190 | A | 7 | 10.3 | A | 7 | 96000 | B | 7 | 7620 | A | 7 | 1 | E | 8 | 0.09 | F | 8 | 0.2 | F | 8 | 0 | 1 | D | 9 | 0 | C | 8
1991-05-09 | 14:00 | 1153 | 1341 | 316 | 1 | 10 | 37 | 1 | 16 | 283 | 1 | 10 | 349 | 1 | 10 | 38 | 1 | 16 | 316 | 1 | 10 | 1304 | 1 | 21 | 10 | A | 7 | 9 | A | 7 | 25 | A | 7 | -3.3 | A | 7 | 15 | A | 7 | 826 | A | 7 | 160 | A | 7 | 7.7 | A | 7 | 96000 | B | 7 | 7620 | A | 7 | 1 | E | 8 | 0.09 | F | 8 | 0.2 | F | 8 | 0 | 1 | D | 9 | 0 | C | 8
1991-05-09 | 15:00 | 1021 | 1341 | 512 | 1 | 10 | 266 | 1 | 16 | 310 | 1 | 10 | 560 | 1 | 10 | 288 | 1 | 16 | 340 | 1 | 10 | 992 | 1 | 21 | 9 | A | 7 | 8 | A | 7 | 26.1 | A | 7 | -2.2 | A | 7 | 15 | A | 7 | 826 | A | 7 | 170 | A | 7 | 10.3 | A | 7 | 96000 | B | 7 | 7620 | A | 7 | 1 | E | 8 | 0.09 | F | 8 | 0.2 | F | 8 | 0 | 1 | D | 9 | 0 | C | 8
1991-05-09 | 16:00 | 837 | 1341 | 462 | 1 | 10 | 506 | 1 | 16 | 146 | 1 | 10 | 488 | 1 | 10 | 511 | 1 | 16 | 169 | 1 | 10 | 359 | 1 | 21 | 9 | A | 7 | 5 | A | 7 | 27.8 | A | 7 | -2.8 | A | 7 | 13 | A | 7 | 825 | A | 7 | 160 | A | 7 | 9.8 | A | 7 | 80000 | B | 7 | 6706 | A | 7 | 1 | E | 8 | 0.09 | F | 8 | 0.2 | F | 8 | 0 | 1 | D | 9 | 0 | C | 8
1991-05-09 | 17:00 | 613 | 1341 | 295 | 1 | 10 | 358 | 1 | 16 | 131 | 1 | 10 | 316 | 1 | 10 | 354 | 1 | 16 | 154 | 1 | 10 | 262 | 1 | 21 | 8 | A | 7 | 6 | A | 7 | 27.8 | A | 7 | -2.8 | A | 7 | 13 | A | 7 | 825 | A | 7 | 170 | A | 7 | 10.8 | A | 7 | 80000 | B | 7 | 7010 | A | 7 | 1 | E | 8 | 0.09 | F | 8 | 0.2 | F | 8 | 0 | 1 | D | 9 | 14 | C | 8
1991-05-09 | 18:00 | 365 | 1341 | 157 | 1 | 10 | 280 | 1 | 16 | 81 | 1 | 10 | 166 | 1 | 10 | 239 | 1 | 16 | 101 | 1 | 10 | 149 | 1 | 21 | 9 | A | 7 | 7 | A | 7 | 26.1 | A | 7 | -5 | A | 7 | 12 | A | 7 | 825 | A | 7 | 180 | A | 7 | 9.8 | A | 7 | 80000 | B | 7 | 5486 | A | 7 | 1 | E | 8 | 0.09 | F | 8 | 0.2 | F | 8 | 0 | 1 | D | 9 | 0 | C | 8
1991-05-09 | 19:00 | 114 | 1329 | 30 | 1 | 10 | 49 | 1 | 16 | 26 | 1 | 10 | 34 | 1 | 10 | 26 | 1 | 16 | 31 | 1 | 10 | 54 | 1 | 21 | 9 | A | 7 | 6 | A | 7 | 25 | A | 7 | -4.4 | A | 7 | 13 | A | 7 | 826 | A | 7 | 180 | A | 7 | 5.7 | A | 7 | 88000 | B | 7 | 5182 | A | 7 | 1 | E | 8 | 0.09 | F | 8 | 0.2 | F | 8 | 0 | 1 | D | 9 | 0 | C | 8
1991-05-09 | 20:00 | 0 | 0 | 0 | 1 | 0 | 0 | 1 | 0 | 0 | 1 | 0 | 0 | 1 | 0 | 0 | 1 | 0 | 0 | 1 | 0 | 0 | 1 | 0 | 9 | A | 7 | 6 | A | 7 | 23.3 | A | 7 | -3.3 | A | 7 | 16 | A | 7 | 826 | A | 7 | 160 | A | 7 | 4.6 | A | 7 | 48000 | B | 7 | 7620 | A | 7 | 1 | E | 8 | 0.09 | F | 8 | 0.2 | F | 8 | 0 | 1 | D | 9 | 0 | C | 8
1991-05-09 | 21:00 | 0 | 0 | 0 | 1 | 0 | 0 | 1 | 0 | 0 | 1 | 0 | 0 | 1 | 0 | 0 | 1 | 0 | 0 | 1 | 0 | 0 | 1 | 0 | 8 | A | 7 | 5 | A | 7 | 21.1 | A | 7 | -1.7 | A | 7 | 21 | A | 7 | 826 | A | 7 | 160 | A | 7 | 4.1 | A | 7 | 32000 | B | 7 | 7620 | A | 7 | 1 | E | 8 | 0.09 | F | 8 | 0.2 | F | 8 | 0 | 1 | D | 9 | 0 | C | 8
1991-05-09 | 22:00 | 0 | 0 | 0 | 1 | 0 | 0 | 1 | 0 | 0 | 1 | 0 | 0 | 1 | 0 | 0 | 1 | 0 | 0 | 1 | 0 | 0 | 1 | 0 | 6 | A | 7 | 4 | A | 7 | 20 | A | 7 | -2.8 | A | 7 | 21 | A | 7 | 827 | A | 7 | 170 | A | 7 | 5.2 | A | 7 | 32000 | B | 7 | 7620 | A | 7 | 1 | E | 8 | 0.09 | F | 8 | 0.2 | F | 8 | 0 | 1 | D | 9 | 0 | C | 8
1991-05-09 | 23:00 | 0 | 0 | 0 | 1 | 0 | 0 | 1 | 0 | 0 | 1 | 0 | 0 | 1 | 0 | 0 | 1 | 0 | 0 | 1 | 0 | 0 | 1 | 0 | 3 | A | 7 | 1 | A | 7 | 19.4 | A | 7 | -3.3 | A | 7 | 21 | A | 7 | 827 | A | 7 | 170 | A | 7 | 3.6 | A | 7 | 32000 | B | 7 | 77777 | A | 7 | 1 | E | 8 | 0.09 | F | 8 | 0.2 | F | 8 | 0 | 1 | D | 9 | 0 | C | 8
1991-05-09 | 24:00 | 0 | 0 | 0 | 1 | 0 | 0 | 1 | 0 | 0 | 1 | 0 | 0 | 1 | 0 | 0 | 1 | 0 | 0 | 1 | 0 | 0 | 1 | 0 | 1 | A | 7 | 1 | A | 7 | 18.3 | A | 7 | -3.3 | A | 7 | 22 | A | 7 | 828 | A | 7 | 170 | A | 7 | 3.1 | A | 7 | 32000 | B | 7 | 77777 | A | 7 | 1 | E | 8 | 0.09 | F | 8 | 0.2 | F | 8 | 0 | 1 | D | 9 | 0 | C | 8
1991-05-10 | 1:00 | 0 | 0 | 0 | 1 | 0 | 0 | 1 | 0 | 0 | 1 | 0 | 0 | 1 | 0 | 0 | 1 | 0 | 0 | 1 | 0 | 0 | 1 | 0 | 1 | A | 7 | 1 | A | 7 | 16.1 | A | 7 | -3.3 | A | 7 | 25 | A | 7 | 828 | A | 7 | 140 | A | 7 | 5.7 | A | 7 | 32000 | B | 7 | 77777 | A | 7 | 1 | E | 8 | 0.09 | F | 8 | 0.2 | F | 8 | 0 | 1 | D | 9 | 0 | C | 8
1991-05-10 | 2:00 | 0 | 0 | 0 | 1 | 0 | 0 | 1 | 0 | 0 | 1 | 0 | 0 | 1 | 0 | 0 | 1 | 0 | 0 | 1 | 0 | 0 | 1 | 0 | 1 | A | 7 | 1 | A | 7 | 16.1 | A | 7 | -3.3 | A | 7 | 25 | A | 7 | 828 | A | 7 | 150 | A | 7 | 5.2 | A | 7 | 32000 | B | 7 | 77777 | A | 7 | 1 | E | 8 | 0.09 | F | 8 | 0.2 | F | 8 | 0 | 1 | D | 9 | 0 | C | 8
1991-05-10 | 3:00 | 0 | 0 | 0 | 1 | 0 | 0 | 1 | 0 | 0 | 1 | 0 | 0 | 1 | 0 | 0 | 1 | 0 | 0 | 1 | 0 | 0 | 1 | 0 | 2 | A | 7 | 2 | A | 7 | 15 | A | 7 | -3.3 | A | 7 | 27 | A | 7 | 828 | A | 7 | 130 | A | 7 | 3.6 | A | 7 | 32000 | B | 7 | 77777 | A | 7 | 1 | E | 8 | 0.09 | F | 8 | 0.2 | F | 8 | 0 | 1 | D | 9 | 0 | C | 8
1991-05-10 | 4:00 | 0 | 0 | 0 | 1 | 0 | 0 | 1 | 0 | 0 | 1 | 0 | 0 | 1 | 0 | 0 | 1 | 0 | 0 | 1 | 0 | 0 | 1 | 0 | 3 | A | 7 | 3 | A | 7 | 13.9 | A | 7 | -2.8 | A | 7 | 30 | A | 7 | 828 | A | 7 | 150 | A | 7 | 3.1 | A | 7 | 32000 | B | 7 | 77777 | A | 7 | 1 | E | 8 | 0.09 | F | 8 | 0.2 | F | 8 | 0 | 1 | D | 9 | 0 | C | 8
1991-05-10 | 5:00 | 3 | 212 | 0 | 1 | 10 | 4 | 1 | 16 | 0 | 1 | 10 | 0 | 1 | 10 | 0 | 1 | 16 | 0 | 1 | 10 | 0 | 1 | 21 | 4 | A | 7 | 2 | A | 7 | 13.9 | A | 7 | -2.8 | A | 7 | 30 | A | 7 | 828 | A | 7 | 190 | A | 7 | 4.6 | A | 7 | 64000 | B | 7 | 77777 | A | 7 | 1 | E | 8 | 0.09 | F | 8 | 0.2 | F | 8 | 0 | 1 | D | 9 | 0 | C | 8
1991-05-10 | 6:00 | 156 | 1340 | 44 | 1 | 10 | 102 | 1 | 16 | 32 | 1 | 10 | 47 | 1 | 10 | 55 | 1 | 16 | 41 | 1 | 10 | 56 | 1 | 21 | 8 | A | 7 | 4 | A | 7 | 15 | A | 7 | -1.7 | A | 7 | 31 | A | 7 | 829 | A | 7 | 160 | A | 7 | 5.2 | A | 7 | 96000 | B | 7 | 7620 | A | 7 | 1 | E | 8 | 0.09 | F | 8 | 0.2 | F | 8 | 0 | 1 | D | 9 | 0 | C | 8
1991-05-10 | 7:00 | 409 | 1340 | 239 | 1 | 10 | 502 | 1 | 16 | 85 | 1 | 10 | 244 | 1 | 10 | 441 | 1 | 16 | 109 | 1 | 10 | 155 | 1 | 21 | 7 | A | 7 | 2 | A | 7 | 16.7 | A | 7 | -1.7 | A | 7 | 28 | A | 7 | 829 | A | 7 | 180 | A | 7 | 3.1 | A | 7 | 96000 | B | 7 | 77777 | A | 7 | 1 | E | 8 | 0.09 | F | 8 | 0.2 | F | 8 | 0 | 1 | D | 9 | 0 | C | 8
1991-05-10 | 8:00 | 654 | 1340 | 375 | 1 | 10 | 412 | 1 | 16 | 173 | 1 | 10 | 393 | 1 | 10 | 411 | 1 | 16 | 192 | 1 | 10 | 363 | 1 | 21 | 8 | A | 7 | 3 | A | 7 | 21.1 | A | 7 | -1.1 | A | 7 | 22 | A | 7 | 829 | A | 7 | 200 | A | 7 | 3.1 | A | 7 | 96000 | B | 7 | 77777 | A | 7 | 1 | E | 8 | 0.09 | F | 8 | 0.2 | F | 8 | 0 | 1 | D | 9 | 0 | C | 8
1991-05-10 | 9:00 | 872 | 1340 | 614 | 1 | 10 | 713 | 1 | 16 | 150 | 1 | 10 | 651 | 1 | 10 | 722 | 1 | 16 | 180 | 1 | 10 | 386 | 1 | 21 | 5 | A | 7 | 2 | A | 7 | 23.9 | A | 7 | -3.3 | A | 7 | 16 | A | 7 | 829 | A | 7 | 160 | A | 7 | 3.6 | A | 7 | 96000 | B | 7 | 77777 | A | 7 | 1 | E | 8 | 0.09 | F | 8 | 0.2 | F | 8 | 0 | 1 | D | 9 | 0 | C | 8
1991-05-10 | 10:00 | 1049 | 1340 | 685 | 1 | 10 | 634 | 1 | 16 | 189 | 1 | 10 | 729 | 1 | 10 | 647 | 1 | 16 | 222 | 1 | 10 | 645 | 1 | 21 | 5 | A | 7 | 3 | A | 7 | 26.1 | A | 7 | -1.7 | A | 7 | 16 | A | 7 | 829 | A | 7 | 250 | A | 7 | 2.6 | A | 7 | 96000 | B | 7 | 77777 | A | 7 | 1 | E | 8 | 0.09 | F | 8 | 0.2 | F | 8 | 0 | 1 | D | 9 | 0 | C | 8
1991-05-10 | 11:00 | 1171 | 1340 | 876 | 1 | 10 | 820 | 1 | 16 | 159 | 1 | 10 | 929 | 1 | 10 | 829 | 1 | 16 | 203 | 1 | 10 | 704 | 1 | 21 | 4 | A | 7 | 2 | A | 7 | 28.3 | A | 7 | -7.8 | A | 7 | 8 | A | 7 | 828 | A | 7 | 220 | A | 7 | 8.2 | A | 7 | 96000 | B | 7 | 77777 | A | 7 | 1 | E | 8 | 0.09 | F | 8 | 0.2 | F | 8 | 0 | 1 | D | 9 | 0 | C | 8
1991-05-10 | 12:00 | 1232 | 1340 | 919 | 1 | 10 | 785 | 1 | 16 | 197 | 1 | 10 | 960 | 1 | 10 | 787 | 1 | 16 | 234 | 1 | 10 | 1074 | 1 | 21 | 4 | A | 7 | 3 | A | 7 | 28.3 | A | 7 | 0.6 | A | 7 | 17 | A | 7 | 828 | A | 7 | 150 | A | 7 | 11.3 | A | 7 | 96000 | B | 7 | 77777 | A | 7 | 1 | E | 8 | 0.09 | F | 8 | 0.2 | F | 8 | 0 | 1 | D | 9 | 0 | C | 8
1991-05-10 | 13:00 | 1227 | 1340 | 969 | 1 | 10 | 938 | 1 | 16 | 110 | 1 | 10 | 1002 | 1 | 10 | 941 | 1 | 16 | 138 | 1 | 10 | 538 | 1 | 21 | 2 | A | 7 | 2 | A | 7 | 28.9 | A | 7 | 0 | A | 7 | 15 | A | 7 | 828 | A | 7 | 150 | A | 7 | 12.4 | A | 7 | 96000 | B | 7 | 77777 | A | 7 | 1 | E | 8 | 0.09 | F | 8 | 0.2 | F | 8 | 0 | 1 | D | 9 | 0 | C | 8
1991-05-10 | 14:00 | 1155 | 1340 | 895 | 1 | 10 | 900 | 1 | 16 | 119 | 1 | 10 | 924 | 1 | 10 | 902 | 1 | 16 | 145 | 1 | 10 | 432 | 1 | 21 | 3 | A | 7 | 3 | A | 7 | 28.9 | A | 7 | 0 | A | 7 | 15 | A | 7 | 828 | A | 7 | 150 | A | 7 | 10.8 | A | 7 | 96000 | B | 7 | 77777 | A | 7 | 1 | E | 8 | 0.09 | F | 8 | 0.2 | F | 8 | 0 | 1 | D | 9 | 0 | C | 8
1991-05-10 | 15:00 | 1023 | 1340 | 704 | 1 | 10 | 670 | 1 | 16 | 193 | 1 | 10 | 747 | 1 | 10 | 681 | 1 | 16 | 226 | 1 | 10 | 622 | 1 | 21 | 4 | A | 7 | 2 | A | 7 | 28.9 | A | 7 | 0 | A | 7 | 15 | A | 7 | 827 | A | 7 | 160 | A | 7 | 11.3 | A | 7 | 96000 | B | 7 | 77777 | A | 7 | 1 | E | 8 | 0.09 | F | 8 | 0.2 | F | 8 | 0 | 1 | D | 9 | 0 | C | 8
1991-05-10 | 16:00 | 839 | 1340 | 444 | 1 | 10 | 481 | 1 | 16 | 142 | 1 | 10 | 470 | 1 | 10 | 486 | 1 | 16 | 165 | 1 | 10 | 352 | 1 | 21 | 4 | A | 7 | 3 | A | 7 | 30 | A | 7 | -3.9 | A | 7 | 10 | A | 7 | 827 | A | 7 | 180 | A | 7 | 7.2 | A | 7 | 88000 | B | 7 | 77777 | A | 7 | 1 | E | 8 | 0.09 | F | 8 | 0.2 | F | 8 | 0 | 1 | D | 9 | 0 | C | 8
1991-05-10 | 17:00 | 616 | 1340 | 391 | 1 | 10 | 633 | 1 | 16 | 100 | 1 | 10 | 411 | 1 | 10 | 618 | 1 | 16 | 127 | 1 | 10 | 208 | 1 | 21 | 7 | A | 7 | 2 | A | 7 | 28.3 | A | 7 | -7.8 | A | 7 | 8 | A | 7 | 827 | A | 7 | 170 | A | 7 | 7.2 | A | 7 | 80000 | B | 7 | 77777 | A | 7 | 1 | E | 8 | 0.09 | F | 8 | 0.2 | F | 8 | 0 | 1 | D | 9 | 0 | C | 8
1991-05-10 | 18:00 | 368 | 1340 | 190 | 1 | 10 | 358 | 1 | 16 | 91 | 1 | 10 | 198 | 1 | 10 | 307 | 1 | 16 | 113 | 1 | 10 | 169 | 1 | 21 | 9 | A | 7 | 3 | A | 7 | 26.7 | A | 7 | 1.1 | A | 7 | 19 | A | 7 | 827 | A | 7 | 160 | A | 7 | 10.3 | A | 7 | 80000 | B | 7 | 77777 | A | 7 | 1 | E | 8 | 0.09 | F | 8 | 0.2 | F | 8 | 0 | 1 | D | 9 | 0 | C | 8
1991-05-10 | 19:00 | 117 | 1329 | 39 | 1 | 10 | 127 | 1 | 16 | 28 | 1 | 10 | 42 | 1 | 10 | 62 | 1 | 16 | 36 | 1 | 10 | 50 | 1 | 21 | 7 | A | 7 | 2 | A | 7 | 25 | A | 7 | 3.3 | A | 7 | 24 | A | 7 | 827 | A | 7 | 140 | A | 7 | 5.7 | A | 7 | 72000 | B | 7 | 77777 | A | 7 | 1 | E | 8 | 0.09 | F | 8 | 0.2 | F | 8 | 0 | 1 | D | 9 | 0 | C | 8
1991-05-10 | 20:00 | 0 | 0 | 0 | 1 | 0 | 0 | 1 | 0 | 0 | 1 | 0 | 0 | 1 | 0 | 0 | 1 | 0 | 0 | 1 | 0 | 0 | 1 | 0 | 4 | A | 7 | 1 | A | 7 | 22.8 | A | 7 | 11.7 | A | 7 | 50 | A | 7 | 829 | A | 7 | 130 | A | 7 | 13.9 | A | 7 | 48000 | B | 7 | 77777 | A | 7 | 1 | E | 8 | 0.09 | F | 8 | 0.2 | F | 8 | 0 | 1 | D | 9 | 0 | C | 8
1991-05-10 | 21:00 | 0 | 0 | 0 | 1 | 0 | 0 | 1 | 0 | 0 | 1 | 0 | 0 | 1 | 0 | 0 | 1 | 0 | 0 | 1 | 0 | 0 | 1 | 0 | 1 | A | 7 | 0 | A | 7 | 21.1 | A | 7 | 11.1 | A | 7 | 53 | A | 7 | 830 | A | 7 | 130 | A | 7 | 11.3 | A | 7 | 24000 | B | 7 | 77777 | A | 7 | 1 | E | 8 | 0.09 | F | 8 | 0.2 | F | 8 | 0 | 1 | D | 9 | 0 | C | 8
1991-05-10 | 22:00 | 0 | 0 | 0 | 1 | 0 | 0 | 1 | 0 | 0 | 1 | 0 | 0 | 1 | 0 | 0 | 1 | 0 | 0 | 1 | 0 | 0 | 1 | 0 | 0 | A | 7 | 0 | A | 7 | 20 | A | 7 | 11.1 | A | 7 | 57 | A | 7 | 831 | A | 7 | 150 | A | 7 | 11.3 | A | 7 | 16000 | B | 7 | 77777 | A | 7 | 1 | E | 8 | 0.09 | F | 8 | 0.2 | F | 8 | 0 | 1 | D | 9 | 0 | C | 8
1991-05-10 | 23:00 | 0 | 0 | 0 | 1 | 0 | 0 | 1 | 0 | 0 | 1 | 0 | 0 | 1 | 0 | 0 | 1 | 0 | 0 | 1 | 0 | 0 | 1 | 0 | 0 | A | 7 | 0 | A | 7 | 20 | A | 7 | 12.2 | A | 7 | 61 | A | 7 | 831 | A | 7 | 170 | A | 7 | 10.8 | A | 7 | 16000 | B | 7 | 77777 | A | 7 | 1 | E | 8 | 0.09 | F | 8 | 0.2 | F | 8 | 0 | 1 | D | 9 | 0 | C | 8
1991-05-10 | 24:00 | 0 | 0 | 0 | 1 | 0 | 0 | 1 | 0 | 0 | 1 | 0 | 0 | 1 | 0 | 0 | 1 | 0 | 0 | 1 | 0 | 0 | 1 | 0 | 0 | A | 7 | 0 | A | 7 | 19.4 | A | 7 | 11.1 | A | 7 | 59 | A | 7 | 831 | A | 7 | 160 | A | 7 | 10.3 | A | 7 | 19200 | B | 7 | 77777 | A | 7 | 1 | E | 8 | 0.09 | F | 8 | 0.2 | F | 8 | 0 | 1 | D | 9 | 0 | C | 8
1991-05-11 | 1:00 | 0 | 0 | 0 | 1 | 0 | 0 | 1 | 0 | 0 | 1 | 0 | 0 | 1 | 0 | 0 | 1 | 0 | 0 | 1 | 0 | 0 | 1 | 0 | 0 | A | 7 | 0 | A | 7 | 18.9 | A | 7 | 11.1 | A | 7 | 61 | A | 7 | 831 | A | 7 | 160 | A | 7 | 9.3 | A | 7 | 19200 | B | 7 | 77777 | A | 7 | 1 | E | 8 | 0.09 | F | 8 | 0.2 | F | 8 | 0 | 1 | D | 9 | 0 | C | 8
1991-05-11 | 2:00 | 0 | 0 | 0 | 1 | 0 | 0 | 1 | 0 | 0 | 1 | 0 | 0 | 1 | 0 | 0 | 1 | 0 | 0 | 1 | 0 | 0 | 1 | 0 | 0 | A | 7 | 0 | A | 7 | 17.8 | A | 7 | 10.6 | A | 7 | 63 | A | 7 | 832 | A | 7 | 160 | A | 7 | 8.8 | A | 7 | 19200 | B | 7 | 77777 | A | 7 | 1 | E | 8 | 0.09 | F | 8 | 0.2 | F | 8 | 0 | 1 | D | 9 | 0 | C | 8
1991-05-11 | 3:00 | 0 | 0 | 0 | 1 | 0 | 0 | 1 | 0 | 0 | 1 | 0 | 0 | 1 | 0 | 0 | 1 | 0 | 0 | 1 | 0 | 0 | 1 | 0 | 0 | A | 7 | 0 | A | 7 | 17.2 | A | 7 | 10 | A | 7 | 63 | A | 7 | 832 | A | 7 | 170 | A | 7 | 5.2 | A | 7 | 19200 | B | 7 | 77777 | A | 7 | 1 | E | 8 | 0.09 | F | 8 | 0.2 | F | 8 | 0 | 1 | D | 9 | 0 | C | 8
1991-05-11 | 4:00 | 0 | 0 | 0 | 1 | 0 | 0 | 1 | 0 | 0 | 1 | 0 | 0 | 1 | 0 | 0 | 1 | 0 | 0 | 1 | 0 | 0 | 1 | 0 | 1 | A | 7 | 1 | A | 7 | 16.1 | A | 7 | 10.6 | A | 7 | 70 | A | 7 | 833 | A | 7 | 170 | A | 7 | 6.2 | A | 7 | 19200 | B | 7 | 77777 | A | 7 | 1 | E | 8 | 0.09 | F | 8 | 0.2 | F | 8 | 0 | 1 | D | 9 | 0 | C | 8
1991-05-11 | 5:00 | 3 | 234 | 0 | 1 | 10 | 1 | 1 | 16 | 0 | 1 | 10 | 0 | 1 | 10 | 0 | 1 | 16 | 0 | 1 | 10 | 0 | 1 | 21 | 3 | A | 7 | 3 | A | 7 | 15 | A | 7 | 10 | A | 7 | 72 | A | 7 | 833 | A | 7 | 180 | A | 7 | 3.6 | A | 7 | 32000 | B | 7 | 77777 | A | 7 | 1 | E | 8 | 0.09 | F | 8 | 0.2 | F | 8 | 0 | 1 | D | 9 | 0 | C | 8
1991-05-11 | 6:00 | 160 | 1339 | 61 | 1 | 10 | 166 | 1 | 16 | 42 | 1 | 10 | 65 | 1 | 10 | 90 | 1 | 16 | 54 | 1 | 10 | 78 | 1 | 21 | 5 | A | 7 | 2 | A | 7 | 15.6 | A | 7 | 8.3 | A | 7 | 62 | A | 7 | 834 | A | 7 | 190 | A | 7 | 5.2 | A | 7 | 80000 | B | 7 | 77777 | A | 7 | 1 | E | 8 | 0.09 | F | 8 | 0.2 | F | 8 | 0 | 1 | D | 9 | 0 | C | 8
1991-05-11 | 7:00 | 413 | 1339 | 218 | 1 | 10 | 455 | 1 | 16 | 78 | 1 | 10 | 225 | 1 | 10 | 403 | 1 | 16 | 101 | 1 | 10 | 145 | 1 | 21 | 5 | A | 7 | 1 | A | 7 | 17.8 | A | 7 | 7.2 | A | 7 | 50 | A | 7 | 834 | A | 7 | 190 | A | 7 | 5.2 | A | 7 | 96000 | B | 7 | 77777 | A | 7 | 1 | E | 8 | 0.09 | F | 8 | 0.2 | F | 8 | 0 | 1 | D | 9 | 0 | C | 8
1991-05-11 | 8:00 | 657 | 1339 | 429 | 1 | 10 | 650 | 1 | 16 | 110 | 1 | 10 | 451 | 1 | 10 | 640 | 1 | 16 | 137 | 1 | 10 | 233 | 1 | 21 | 4 | A | 7 | 1 | A | 7 | 20.6 | A | 7 | 7.2 | A | 7 | 42 | A | 7 | 834 | A | 7 | 150 | A | 7 | 4.1 | A | 7 | 96000 | B | 7 | 77777 | A | 7 | 1 | E | 8 | 0.09 | F | 8 | 0.2 | F | 8 | 0 | 1 | D | 9 | 0 | C | 8
1991-05-11 | 9:00 | 875 | 1339 | 652 | 1 | 10 | 791 | 1 | 16 | 135 | 1 | 10 | 675 | 1 | 10 | 786 | 1 | 16 | 160 | 1 | 10 | 313 | 1 | 21 | 3 | A | 7 | 0 | A | 7 | 22.8 | A | 7 | 5 | A | 7 | 31 | A | 7 | 834 | A | 7 | 180 | A | 7 | 3.6 | A | 7 | 96000 | B | 7 | 77777 | A | 7 | 1 | E | 8 | 0.09 | F | 8 | 0.2 | F | 8 | 0 | 1 | D | 9 | 0 | C | 8
1991-05-11 | 10:00 | 1051 | 1339 | 691 | 1 | 10 | 700 | 1 | 16 | 142 | 1 | 10 | 731 | 1 | 10 | 706 | 1 | 16 | 176 | 1 | 10 | 457 | 1 | 21 | 2 | A | 7 | 1 | A | 7 | 25 | A | 7 | 1.7 | A | 7 | 22 | A | 7 | 833 | A | 7 | 170 | A | 7 | 5.7 | A | 7 | 96000 | B | 7 | 77777 | A | 7 | 1 | E | 8 | 0.09 | F | 8 | 0.2 | F | 8 | 0 | 1 | D | 9 | 0 | C | 8
1991-05-11 | 11:00 | 1173 | 1339 | 934 | 1 | 10 | 902 | 1 | 16 | 144 | 1 | 10 | 958 | 1 | 10 | 902 | 1 | 16 | 166 | 1 | 10 | 508 | 1 | 21 | 0 | A | 7 | 0 | A | 7 | 27.2 | A | 7 | -2.8 | A | 7 | 13 | A | 7 | 832 | A | 7 | 180 | A | 7 | 7.7 | A | 7 | 112000 | B | 7 | 77777 | A | 7 | 0.9 | E | 8 | 0.09 | F | 8 | 0.2 | F | 8 | 0 | 1 | D | 9 | 0 | C | 8
1991-05-11 | 12:00 | 1234 | 1339 | 899 | 1 | 10 | 763 | 1 | 16 | 196 | 1 | 10 | 940 | 1 | 10 | 766 | 1 | 16 | 233 | 1 | 10 | 1081 | 1 | 21 | 6 | A | 7 | 1 | A | 7 | 28.3 | A | 7 | -7.8 | A | 7 | 8 | A | 7 | 831 | A | 7 | 170 | A | 7 | 7.2 | A | 7 | 112000 | B | 7 | 77777 | A | 7 | 0.9 | E | 8 | 0.09 | F | 8 | 0.2 | F | 8 | 0 | 1 | D | 9 | 0 | C | 8
1991-05-11 | 13:00 | 1228 | 1339 | 880 | 1 | 10 | 771 | 1 | 16 | 173 | 1 | 10 | 932 | 1 | 10 | 778 | 1 | 16 | 217 | 1 | 10 | 951 | 1 | 21 | 3 | A | 7 | 1 | A | 7 | 28.9 | A | 7 | -4.4 | A | 7 | 11 | A | 7 | 831 | A | 7 | 150 | A | 7 | 7.2 | A | 7 | 112000 | B | 7 | 77777 | A | 7 | 0.9 | E | 8 | 0.09 | F | 8 | 0.2 | F | 8 | 0 | 1 | D | 9 | 0 | C | 8
1991-05-11 | 14:00 | 1157 | 1339 | 873 | 1 | 10 | 818 | 1 | 16 | 166 | 1 | 10 | 920 | 1 | 10 | 824 | 1 | 16 | 206 | 1 | 10 | 694 | 1 | 21 | 2 | A | 7 | 2 | A | 7 | 28.3 | A | 7 | -5 | A | 7 | 10 | A | 7 | 830 | A | 7 | 160 | A | 7 | 7.2 | A | 7 | 112000 | B | 7 | 77777 | A | 7 | 0.9 | E | 8 | 0.09 | F | 8 | 0.2 | F | 8 | 0 | 1 | D | 9 | 0 | C | 8
1991-05-11 | 15:00 | 1025 | 1339 | 722 | 1 | 10 | 678 | 1 | 16 | 202 | 1 | 10 | 762 | 1 | 10 | 688 | 1 | 16 | 234 | 1 | 10 | 651 | 1 | 21 | 4 | A | 7 | 4 | A | 7 | 28.3 | A | 7 | -6.7 | A | 7 | 9 | A | 7 | 829 | A | 7 | 160 | A | 7 | 10.3 | A | 7 | 112000 | B | 7 | 77777 | A | 7 | 0.9 | E | 8 | 0.09 | F | 8 | 0.2 | F | 8 | 0 | 1 | D | 9 | 0 | C | 8
1991-05-11 | 16:00 | 841 | 1339 | 575 | 1 | 10 | 633 | 1 | 16 | 177 | 1 | 10 | 600 | 1 | 10 | 633 | 1 | 16 | 201 | 1 | 10 | 426 | 1 | 21 | 4 | A | 7 | 4 | A | 7 | 27.8 | A | 7 | -7.2 | A | 7 | 9 | A | 7 | 828 | A | 7 | 160 | A | 7 | 7.7 | A | 7 | 112000 | B | 7 | 77777 | A | 7 | 0.9 | E | 8 | 0.09 | F | 8 | 0.2 | F | 8 | 0 | 1 | D | 9 | 0 | C | 8
1991-05-11 | 17:00 | 618 | 1339 | 396 | 1 | 10 | 587 | 1 | 16 | 125 | 1 | 10 | 410 | 1 | 10 | 568 | 1 | 16 | 148 | 1 | 10 | 251 | 1 | 21 | 3 | A | 7 | 3 | A | 7 | 27.8 | A | 7 | -5.6 | A | 7 | 10 | A | 7 | 828 | A | 7 | 150 | A | 7 | 5.7 | A | 7 | 112000 | B | 7 | 77777 | A | 7 | 0.9 | E | 8 | 0.09 | F | 8 | 0.2 | F | 8 | 0 | 1 | D | 9 | 0 | C | 8
1991-05-11 | 18:00 | 372 | 1339 | 180 | 1 | 10 | 378 | 1 | 16 | 75 | 1 | 10 | 192 | 1 | 10 | 326 | 1 | 16 | 101 | 1 | 10 | 136 | 1 | 21 | 2 | A | 7 | 2 | A | 7 | 27.2 | A | 7 | -5.6 | A | 7 | 11 | A | 7 | 827 | A | 7 | 160 | A | 7 | 5.2 | A | 7 | 96000 | B | 7 | 77777 | A | 7 | 0.9 | E | 8 | 0.09 | F | 8 | 0.2 | F | 8 | 0 | 1 | D | 9 | 0 | C | 8
1991-05-11 | 19:00 | 121 | 1339 | 37 | 1 | 10 | 111 | 1 | 16 | 27 | 1 | 10 | 39 | 1 | 10 | 49 | 1 | 16 | 35 | 1 | 10 | 48 | 1 | 21 | 3 | A | 7 | 3 | A | 7 | 25.6 | A | 7 | -7.8 | A | 7 | 10 | A | 7 | 827 | A | 7 | 150 | A | 7 | 6.2 | A | 7 | 64000 | B | 7 | 77777 | A | 7 | 0.9 | E | 8 | 0.09 | F | 8 | 0.2 | F | 8 | 0 | 1 | D | 9 | 0 | C | 8
1991-05-11 | 20:00 | 0 | 11 | 0 | 1 | 0 | 0 | 1 | 0 | 0 | 1 | 0 | 0 | 1 | 1 | 0 | 1 | 2 | 0 | 1 | 2 | 0 | 1 | 1 | 1 | A | 7 | 1 | A | 7 | 23.9 | A | 7 | -7.8 | A | 7 | 11 | A | 7 | 828 | A | 7 | 160 | A | 7 | 3.6 | A | 7 | 32000 | B | 7 | 77777 | A | 7 | 0.9 | E | 8 | 0.09 | F | 8 | 0.2 | F | 8 | 0 | 1 | D | 9 | 0 | C | 8
1991-05-11 | 21:00 | 0 | 0 | 0 | 1 | 0 | 0 | 1 | 0 | 0 | 1 | 0 | 0 | 1 | 0 | 0 | 1 | 0 | 0 | 1 | 0 | 0 | 1 | 0 | 1 | A | 7 | 1 | A | 7 | 21.7 | A | 7 | -8.3 | A | 7 | 12 | A | 7 | 829 | A | 7 | 160 | A | 7 | 2.6 | A | 7 | 32000 | B | 7 | 77777 | A | 7 | 0.8 | E | 8 | 0.09 | F | 8 | 0.2 | F | 8 | 0 | 1 | D | 9 | 0 | C | 8
1991-05-11 | 22:00 | 0 | 0 | 0 | 1 | 0 | 0 | 1 | 0 | 0 | 1 | 0 | 0 | 1 | 0 | 0 | 1 | 0 | 0 | 1 | 0 | 0 | 1 | 0 | 1 | A | 7 | 1 | A | 7 | 19.4 | A | 7 | -6.7 | A | 7 | 15 | A | 7 | 829 | A | 7 | 150 | A | 7 | 4.1 | A | 7 | 32000 | B | 7 | 77777 | A | 7 | 0.8 | E | 8 | 0.09 | F | 8 | 0.2 | F | 8 | 0 | 1 | D | 9 | 0 | C | 8
1991-05-11 | 23:00 | 0 | 0 | 0 | 1 | 0 | 0 | 1 | 0 | 0 | 1 | 0 | 0 | 1 | 0 | 0 | 1 | 0 | 0 | 1 | 0 | 0 | 1 | 0 | 0 | A | 7 | 0 | A | 7 | 18.9 | A | 7 | -6.7 | A | 7 | 16 | A | 7 | 830 | A | 7 | 190 | A | 7 | 2.6 | A | 7 | 32000 | B | 7 | 77777 | A | 7 | 0.8 | E | 8 | 0.09 | F | 8 | 0.2 | F | 8 | 0 | 1 | D | 9 | 0 | C | 8
1991-05-11 | 24:00 | 0 | 0 | 0 | 1 | 0 | 0 | 1 | 0 | 0 | 1 | 0 | 0 | 1 | 0 | 0 | 1 | 0 | 0 | 1 | 0 | 0 | 1 | 0 | 0 | A | 7 | 0 | A | 7 | 16.7 | A | 7 | -5.6 | A | 7 | 20 | A | 7 | 831 | A | 7 | 200 | A | 7 | 2.1 | A | 7 | 32000 | B | 7 | 77777 | A | 7 | 0.8 | E | 8 | 0.09 | F | 8 | 0.2 | F | 8 | 0 | 1 | D | 9 | 0 | C | 8
1991-05-12 | 1:00 | 0 | 0 | 0 | 1 | 0 | 0 | 1 | 0 | 0 | 1 | 0 | 0 | 1 | 0 | 0 | 1 | 0 | 0 | 1 | 0 | 0 | 1 | 0 | 0 | A | 7 | 0 | A | 7 | 18.9 | A | 7 | -9.4 | A | 7 | 13 | A | 7 | 831 | A | 7 | 190 | A | 7 | 6.2 | A | 7 | 32000 | B | 7 | 77777 | A | 7 | 0.8 | E | 8 | 0.09 | F | 8 | 0.2 | F | 8 | 0 | 1 | D | 9 | 0 | C | 8
1991-05-12 | 2:00 | 0 | 0 | 0 | 1 | 0 | 0 | 1 | 0 | 0 | 1 | 0 | 0 | 1 | 0 | 0 | 1 | 0 | 0 | 1 | 0 | 0 | 1 | 0 | 0 | A | 7 | 0 | A | 7 | 17.2 | A | 7 | -12.8 | A | 7 | 10 | A | 7 | 832 | A | 7 | 210 | A | 7 | 2.6 | A | 7 | 32000 | B | 7 | 77777 | A | 7 | 0.8 | E | 8 | 0.09 | F | 8 | 0.2 | F | 8 | 0 | 1 | D | 9 | 0 | C | 8
1991-05-12 | 3:00 | 0 | 0 | 0 | 1 | 0 | 0 | 1 | 0 | 0 | 1 | 0 | 0 | 1 | 0 | 0 | 1 | 0 | 0 | 1 | 0 | 0 | 1 | 0 | 0 | A | 7 | 0 | A | 7 | 11.7 | A | 7 | -1.7 | A | 7 | 39 | A | 7 | 833 | A | 7 | 40 | A | 7 | 4.1 | A | 7 | 32000 | B | 7 | 77777 | A | 7 | 0.8 | E | 8 | 0.09 | F | 8 | 0.2 | F | 8 | 0 | 1 | D | 9 | 0 | C | 8
1991-05-12 | 4:00 | 0 | 0 | 0 | 1 | 0 | 0 | 1 | 0 | 0 | 1 | 0 | 0 | 1 | 0 | 0 | 1 | 0 | 0 | 1 | 0 | 0 | 1 | 0 | 1 | A | 7 | 1 | A | 7 | 10 | A | 7 | -2.2 | A | 7 | 41 | A | 7 | 833 | A | 7 | 70 | A | 7 | 3.6 | A | 7 | 32000 | B | 7 | 77777 | A | 7 | 0.8 | E | 8 | 0.09 | F | 8 | 0.2 | F | 8 | 0 | 1 | D | 9 | 0 | C | 8
1991-05-12 | 5:00 | 4 | 257 | 0 | 1 | 10 | 31 | 1 | 16 | 0 | 1 | 10 | 0 | 1 | 10 | 0 | 1 | 16 | 0 | 1 | 10 | 0 | 1 | 21 | 1 | A | 7 | 1 | A | 7 | 8.9 | A | 7 | -1.7 | A | 7 | 47 | A | 7 | 834 | A | 7 | 130 | A | 7 | 2.1 | A | 7 | 32000 | B | 7 | 77777 | A | 7 | 0.8 | E | 8 | 0.09 | F | 8 | 0.2 | F | 8 | 0 | 1 | D | 9 | 0 | C | 8
1991-05-12 | 6:00 | 164 | 1339 | 83 | 1 | 10 | 500 | 1 | 16 | 22 | 1 | 10 | 88 | 1 | 10 | 352 | 1 | 16 | 45 | 1 | 10 | 48 | 1 | 21 | 0 | A | 7 | 0 | A | 7 | 11.1 | A | 7 | -0.6 | A | 7 | 44 | A | 7 | 835 | A | 7 | 300 | A | 7 | 1.5 | A | 7 | 80000 | B | 7 | 77777 | A | 7 | 0.8 | E | 8 | 0.09 | F | 8 | 0.2 | F | 8 | 0 | 1 | D | 9 | 0 | C | 8
1991-05-12 | 7:00 | 416 | 1339 | 278 | 1 | 10 | 776 | 1 | 16 | 37 | 1 | 10 | 295 | 1 | 10 | 704 | 1 | 16 | 76 | 1 | 10 | 95 | 1 | 21 | 0 | A | 7 | 0 | A | 7 | 12.2 | A | 7 | -0.6 | A | 7 | 41 | A | 7 | 835 | A | 7 | 70 | A | 7 | 1.5 | A | 7 | 80000 | B | 7 | 77777 | A | 7 | 0.7 | E | 8 | 0.09 | F | 8 | 0.2 | F | 8 | 0 | 1 | D | 9 | 0 | C | 8
1991-05-12 | 8:00 | 660 | 1339 | 464 | 1 | 10 | 839 | 1 | 16 | 51 | 1 | 10 | 491 | 1 | 10 | 818 | 1 | 16 | 88 | 1 | 10 | 135 | 1 | 21 | 1 | A | 7 | 1 | A | 7 | 13.9 | A | 7 | -0.6 | A | 7 | 37 | A | 7 | 835 | A | 7 | 150 | A | 7 | 3.1 | A | 7 | 96000 | B | 7 | 77777 | A | 7 | 0.7 | E | 8 | 0.09 | F | 8 | 0.2 | F | 8 | 0 | 1 | D | 9 | 0 | C | 8
1991-05-12 | 9:00 | 877 | 1339 | 668 | 1 | 10 | 923 | 1 | 16 | 63 | 1 | 10 | 703 | 1 | 10 | 919 | 1 | 16 | 99 | 1 | 10 | 180 | 1 | 21 | 1 | A | 7 | 1 | A | 7 | 16.7 | A | 7 | -1.7 | A | 7 | 28 | A | 7 | 835 | A | 7 | 340 | A | 7 | 2.1 | A | 7 | 96000 | B | 7 | 77777 | A | 7 | 0.7 | E | 8 | 0.09 | F | 8 | 0.2 | F | 8 | 0 | 1 | D | 9 | 0 | C | 8
1991-05-12 | 10:00 | 1053 | 1339 | 849 | 1 | 10 | 986 | 1 | 16 | 73 | 1 | 10 | 889 | 1 | 10 | 989 | 1 | 16 | 110 | 1 | 10 | 250 | 1 | 21 | 0 | A | 7 | 0 | A | 7 | 18.3 | A | 7 | -6.7 | A | 7 | 17 | A | 7 | 835 | A | 7 | 270 | A | 7 | 2.6 | A | 7 | 96000 | B | 7 | 77777 | A | 7 | 0.7 | E | 8 | 0.09 | F | 8 | 0.2 | F | 8 | 0 | 1 | D | 9 | 0 | C | 8
1991-05-12 | 11:00 | 1175 | 1339 | 962 | 1 | 10 | 1005 | 1 | 16 | 79 | 1 | 10 | 1005 | 1 | 10 | 1010 | 1 | 16 | 116 | 1 | 10 | 351 | 1 | 21 | 0 | A | 7 | 0 | A | 7 | 18.3 | A | 7 | -8.9 | A | 7 | 14 | A | 7 | 835 | A | 7 | 260 | A | 7 | 4.1 | A | 7 | 112000 | B | 7 | 77777 | A | 7 | 0.7 | E | 8 | 0.09 | F | 8 | 0.2 | F | 8 | 0 | 1 | D | 9 | 0 | C | 8
1991-05-12 | 12:00 | 1235 | 1339 | 999 | 1 | 10 | 995 | 1 | 16 | 80 | 1 | 10 | 1043 | 1 | 10 | 1001 | 1 | 16 | 117 | 1 | 10 | 440 | 1 | 21 | 1 | A | 7 | 1 | A | 7 | 19.4 | A | 7 | -10.6 | A | 7 | 11 | A | 7 | 835 | A | 7 | 310 | A | 7 | 2.6 | A | 7 | 112000 | B | 7 | 77777 | A | 7 | 0.7 | E | 8 | 0.09 | F | 8 | 0.2 | F | 8 | 0 | 1 | D | 9 | 0 | C | 8
1991-05-12 | 13:00 | 1230 | 1339 | 1013 | 1 | 10 | 1013 | 1 | 16 | 82 | 1 | 10 | 1057 | 1 | 10 | 1019 | 1 | 16 | 119 | 1 | 10 | 439 | 1 | 21 | 0 | A | 7 | 0 | A | 7 | 20 | A | 7 | -11.7 | A | 7 | 10 | A | 7 | 835 | A | 7 | 220 | A | 7 | 7.2 | A | 7 | 96000 | B | 7 | 77777 | A | 7 | 0.7 | E | 8 | 0.09 | F | 8 | 0.2 | F | 8 | 0 | 1 | D | 9 | 0 | C | 8
1991-05-12 | 14:00 | 1159 | 1339 | 948 | 1 | 10 | 1004 | 1 | 16 | 78 | 1 | 10 | 990 | 1 | 10 | 1009 | 1 | 16 | 115 | 1 | 10 | 332 | 1 | 21 | 0 | A | 7 | 0 | A | 7 | 20.6 | A | 7 | -12.8 | A | 7 | 8 | A | 7 | 835 | A | 7 | 240 | A | 7 | 6.2 | A | 7 | 112000 | B | 7 | 77777 | A | 7 | 0.7 | E | 8 | 0.09 | F | 8 | 0.2 | F | 8 | 0 | 1 | D | 9 | 0 | C | 8
1991-05-12 | 15:00 | 1027 | 1339 | 827 | 1 | 10 | 984 | 1 | 16 | 72 | 1 | 10 | 867 | 1 | 10 | 986 | 1 | 16 | 109 | 1 | 10 | 237 | 1 | 21 | 0 | A | 7 | 0 | A | 7 | 21.1 | A | 7 | -13.3 | A | 7 | 8 | A | 7 | 835 | A | 7 | 260 | A | 7 | 5.7 | A | 7 | 112000 | B | 7 | 77777 | A | 7 | 0.7 | E | 8 | 0.09 | F | 8 | 0.2 | F | 8 | 0 | 1 | D | 9 | 0 | C | 8
1991-05-12 | 16:00 | 844 | 1339 | 660 | 1 | 10 | 947 | 1 | 16 | 62 | 1 | 10 | 694 | 1 | 10 | 941 | 1 | 16 | 99 | 1 | 10 | 173 | 1 | 21 | 0 | A | 7 | 0 | A | 7 | 21.1 | A | 7 | -13.3 | A | 7 | 8 | A | 7 | 835 | A | 7 | 290 | A | 7 | 5.2 | A | 7 | 112000 | B | 7 | 77777 | A | 7 | 0.6 | E | 8 | 0.09 | F | 8 | 0.2 | F | 8 | 0 | 1 | D | 9 | 0 | C | 8
1991-05-12 | 17:00 | 621 | 1339 | 459 | 1 | 10 | 882 | 1 | 16 | 50 | 1 | 10 | 486 | 1 | 10 | 854 | 1 | 16 | 89 | 1 | 10 | 130 | 1 | 21 | 0 | A | 7 | 0 | A | 7 | 21.7 | A | 7 | -12.8 | A | 7 | 8 | A | 7 | 835 | A | 7 | 210 | A | 7 | 5.2 | A | 7 | 112000 | B | 7 | 77777 | A | 7 | 0.6 | E | 8 | 0.09 | F | 8 | 0.2 | F | 8 | 0 | 1 | D | 9 | 0 | C | 8
1991-05-12 | 18:00 | 375 | 1339 | 245 | 1 | 10 | 752 | 1 | 16 | 35 | 1 | 10 | 260 | 1 | 10 | 667 | 1 | 16 | 74 | 1 | 10 | 89 | 1 | 21 | 0 | A | 7 | 0 | A | 7 | 20 | A | 7 | -11.7 | A | 7 | 10 | A | 7 | 835 | A | 7 | 50 | A | 7 | 3.6 | A | 7 | 112000 | B | 7 | 77777 | A | 7 | 0.6 | E | 8 | 0.09 | F | 8 | 0.2 | F | 8 | 0 | 1 | D | 9 | 0 | C | 8
1991-05-12 | 19:00 | 124 | 1339 | 58 | 1 | 10 | 426 | 1 | 16 | 18 | 1 | 10 | 60 | 1 | 10 | 276 | 1 | 16 | 35 | 1 | 10 | 38 | 1 | 21 | 0 | A | 7 | 0 | A | 7 | 18.3 | A | 7 | -10.6 | A | 7 | 12 | A | 7 | 835 | A | 7 | 50 | A | 7 | 4.1 | A | 7 | 112000 | B | 7 | 77777 | A | 7 | 0.6 | E | 8 | 0.09 | F | 8 | 0.2 | F | 8 | 0 | 1 | D | 9 | 0 | C | 8
1991-05-12 | 20:00 | 0 | 33 | 0 | 1 | 10 | 4 | 1 | 16 | 0 | 1 | 10 | 0 | 1 | 10 | 0 | 1 | 16 | 0 | 1 | 10 | 0 | 1 | 21 | 0 | A | 7 | 0 | A | 7 | 14.4 | A | 7 | -9.4 | A | 7 | 17 | A | 7 | 836 | A | 7 | 80 | A | 7 | 2.6 | A | 7 | 80000 | B | 7 | 77777 | A | 7 | 0.6 | E | 8 | 0.09 | F | 8 | 0.2 | F | 8 | 0 | 1 | D | 9 | 0 | C | 8
1991-05-12 | 21:00 | 0 | 0 | 0 | 1 | 0 | 0 | 1 | 0 | 0 | 1 | 0 | 0 | 1 | 0 | 0 | 1 | 0 | 0 | 1 | 0 | 0 | 1 | 0 | 0 | A | 7 | 0 | A | 7 | 12.2 | A | 7 | -9.4 | A | 7 | 19 | A | 7 | 837 | A | 7 | 120 | A | 7 | 3.1 | A | 7 | 48000 | B | 7 | 77777 | A | 7 | 0.6 | E | 8 | 0.09 | F | 8 | 0.2 | F | 8 | 0 | 1 | D | 9 | 0 | C | 8
1991-05-12 | 22:00 | 0 | 0 | 0 | 1 | 0 | 0 | 1 | 0 | 0 | 1 | 0 | 0 | 1 | 0 | 0 | 1 | 0 | 0 | 1 | 0 | 0 | 1 | 0 | 0 | A | 7 | 0 | A | 7 | 10.6 | A | 7 | -8.9 | A | 7 | 22 | A | 7 | 837 | A | 7 | 120 | A | 7 | 3.1 | A | 7 | 48000 | B | 7 | 77777 | A | 7 | 0.6 | E | 8 | 0.09 | F | 8 | 0.2 | F | 8 | 0 | 1 | D | 9 | 0 | C | 8
1991-05-12 | 23:00 | 0 | 0 | 0 | 1 | 0 | 0 | 1 | 0 | 0 | 1 | 0 | 0 | 1 | 0 | 0 | 1 | 0 | 0 | 1 | 0 | 0 | 1 | 0 | 0 | A | 7 | 0 | A | 7 | 10 | A | 7 | -8.3 | A | 7 | 25 | A | 7 | 837 | A | 7 | 190 | A | 7 | 2.1 | A | 7 | 32000 | B | 7 | 77777 | A | 7 | 0.6 | E | 8 | 0.09 | F | 8 | 0.2 | F | 8 | 0 | 1 | D | 9 | 0 | C | 8
1991-05-12 | 24:00 | 0 | 0 | 0 | 1 | 0 | 0 | 1 | 0 | 0 | 1 | 0 | 0 | 1 | 0 | 0 | 1 | 0 | 0 | 1 | 0 | 0 | 1 | 0 | 0 | A | 7 | 0 | A | 7 | 8.9 | A | 7 | -7.2 | A | 7 | 29 | A | 7 | 838 | A | 7 | 230 | A | 7 | 3.1 | A | 7 | 32000 | B | 7 | 77777 | A | 7 | 0.6 | E | 8 | 0.09 | F | 8 | 0.2 | F | 8 | 0 | 1 | D | 9 | 0 | C | 8
1991-05-13 | 1:00 | 0 | 0 | 0 | 1 | 0 | 0 | 1 | 0 | 0 | 1 | 0 | 0 | 1 | 0 | 0 | 1 | 0 | 0 | 1 | 0 | 0 | 1 | 0 | 0 | A | 7 | 0 | A | 7 | 6.1 | A | 7 | -5.6 | A | 7 | 41 | A | 7 | 838 | A | 7 | 0 | A | 7 | 0 | A | 7 | 32000 | B | 7 | 77777 | A | 7 | 0.6 | E | 8 | 0.09 | F | 8 | 0.2 | F | 8 | 0 | 1 | D | 9 | 0 | C | 8
1991-05-13 | 2:00 | 0 | 0 | 0 | 1 | 0 | 0 | 1 | 0 | 0 | 1 | 0 | 0 | 1 | 0 | 0 | 1 | 0 | 0 | 1 | 0 | 0 | 1 | 0 | 0 | A | 7 | 0 | A | 7 | 5.6 | A | 7 | -5.6 | A | 7 | 42 | A | 7 | 838 | A | 7 | 190 | A | 7 | 1.5 | A | 7 | 32000 | B | 7 | 77777 | A | 7 | 0.5 | E | 8 | 0.09 | F | 8 | 0.2 | F | 8 | 0 | 1 | D | 9 | 0 | C | 8
1991-05-13 | 3:00 | 0 | 0 | 0 | 1 | 0 | 0 | 1 | 0 | 0 | 1 | 0 | 0 | 1 | 0 | 0 | 1 | 0 | 0 | 1 | 0 | 0 | 1 | 0 | 0 | A | 7 | 0 | A | 7 | 6.1 | A | 7 | -6.7 | A | 7 | 37 | A | 7 | 838 | A | 7 | 160 | A | 7 | 1.5 | A | 7 | 32000 | B | 7 | 77777 | A | 7 | 0.5 | E | 8 | 0.09 | F | 8 | 0.2 | F | 8 | 0 | 1 | D | 9 | 0 | C | 8
1991-05-13 | 4:00 | 0 | 0 | 0 | 1 | 0 | 0 | 1 | 0 | 0 | 1 | 0 | 0 | 1 | 0 | 0 | 1 | 0 | 0 | 1 | 0 | 0 | 1 | 0 | 0 | A | 7 | 0 | A | 7 | 6.1 | A | 7 | -7.2 | A | 7 | 35 | A | 7 | 838 | A | 7 | 0 | A | 7 | 0 | A | 7 | 32000 | B | 7 | 77777 | A | 7 | 0.5 | E | 8 | 0.09 | F | 8 | 0.2 | F | 8 | 0 | 1 | D | 9 | 0 | C | 8
1991-05-13 | 5:00 | 5 | 279 | 1 | 1 | 10 | 32 | 1 | 16 | 0 | 1 | 10 | 0 | 1 | 10 | 0 | 1 | 16 | 0 | 1 | 10 | 0 | 1 | 21 | 1 | A | 7 | 1 | A | 7 | 4.4 | A | 7 | -6.1 | A | 7 | 44 | A | 7 | 838 | A | 7 | 160 | A | 7 | 2.1 | A | 7 | 48000 | B | 7 | 77777 | A | 7 | 0.5 | E | 8 | 0.09 | F | 8 | 0.2 | F | 8 | 0 | 1 | D | 9 | 0 | C | 8
1991-05-13 | 6:00 | 167 | 1338 | 81 | 1 | 10 | 447 | 1 | 16 | 25 | 1 | 10 | 82 | 1 | 10 | 301 | 1 | 16 | 45 | 1 | 10 | 49 | 1 | 21 | 1 | A | 7 | 1 | A | 7 | 8.3 | A | 7 | -6.1 | A | 7 | 33 | A | 7 | 838 | A | 7 | 170 | A | 7 | 4.1 | A | 7 | 80000 | B | 7 | 77777 | A | 7 | 0.5 | E | 8 | 0.09 | F | 8 | 0.2 | F | 8 | 0 | 1 | D | 9 | 0 | C | 8
1991-05-13 | 7:00 | 419 | 1338 | 261 | 1 | 10 | 681 | 1 | 16 | 48 | 1 | 10 | 275 | 1 | 10 | 619 | 1 | 16 | 81 | 1 | 10 | 102 | 1 | 21 | 1 | A | 7 | 1 | A | 7 | 12.2 | A | 7 | -8.3 | A | 7 | 21 | A | 7 | 838 | A | 7 | 170 | A | 7 | 4.1 | A | 7 | 96000 | B | 7 | 77777 | A | 7 | 0.5 | E | 8 | 0.09 | F | 8 | 0.2 | F | 8 | 0 | 1 | D | 9 | 0 | C | 8
1991-05-13 | 8:00 | 662 | 1338 | 457 | 1 | 10 | 710 | 1 | 16 | 106 | 1 | 10 | 483 | 1 | 10 | 702 | 1 | 16 | 135 | 1 | 10 | 227 | 1 | 21 | 1 | A | 7 | 1 | A | 7 | 15.6 | A | 7 | -7.8 | A | 7 | 18 | A | 7 | 838 | A | 7 | 220 | A | 7 | 4.1 | A | 7 | 96000 | B | 7 | 77777 | A | 7 | 0.5 | E | 8 | 0.09 | F | 8 | 0.2 | F | 8 | 0 | 1 | D | 9 | 0 | C | 8
1991-05-13 | 9:00 | 879 | 1338 | 662 | 1 | 10 | 908 | 1 | 16 | 65 | 1 | 10 | 696 | 1 | 10 | 904 | 1 | 16 | 100 | 1 | 10 | 184 | 1 | 21 | 1 | A | 7 | 1 | A | 7 | 18.3 | A | 7 | -6.7 | A | 7 | 17 | A | 7 | 836 | A | 7 | 230 | A | 7 | 2.1 | A | 7 | 112000 | B | 7 | 77777 | A | 7 | 0.6 | E | 8 | 0.09 | F | 8 | 0.2 | F | 8 | 0 | 1 | D | 9 | 0 | C | 8
1991-05-13 | 10:00 | 1055 | 1338 | 810 | 1 | 10 | 933 | 1 | 16 | 74 | 1 | 10 | 848 | 1 | 10 | 936 | 1 | 16 | 109 | 1 | 10 | 253 | 1 | 21 | 1 | A | 7 | 1 | A | 7 | 21.1 | A | 7 | -7.8 | A | 7 | 13 | A | 7 | 836 | A | 7 | 140 | A | 7 | 5.2 | A | 7 | 112000 | B | 7 | 77777 | A | 7 | 0.6 | E | 8 | 0.09 | F | 8 | 0.2 | F | 8 | 0 | 1 | D | 9 | 0 | C | 8
1991-05-13 | 11:00 | 1177 | 1338 | 891 | 1 | 10 | 923 | 1 | 16 | 79 | 1 | 10 | 931 | 1 | 10 | 928 | 1 | 16 | 113 | 1 | 10 | 354 | 1 | 21 | 1 | A | 7 | 1 | A | 7 | 22.8 | A | 7 | -6.7 | A | 7 | 13 | A | 7 | 835 | A | 7 | 180 | A | 7 | 4.1 | A | 7 | 112000 | B | 7 | 77777 | A | 7 | 0.6 | E | 8 | 0.09 | F | 8 | 0.2 | F | 8 | 0 | 1 | D | 9 | 0 | C | 8
1991-05-13 | 12:00 | 1237 | 1338 | 969 | 1 | 10 | 882 | 1 | 16 | 153 | 1 | 10 | 991 | 1 | 10 | 883 | 1 | 16 | 173 | 1 | 10 | 705 | 1 | 21 | 2 | A | 7 | 2 | A | 7 | 25 | A | 7 | -5.6 | A | 7 | 12 | A | 7 | 834 | A | 7 | 170 | A | 7 | 4.1 | A | 7 | 112000 | B | 7 | 77777 | A | 7 | 0.6 | E | 8 | 0.09 | F | 8 | 0.2 | F | 8 | 0 | 1 | D | 9 | 0 | C | 8
1991-05-13 | 13:00 | 1231 | 1338 | 946 | 1 | 10 | 900 | 1 | 16 | 117 | 1 | 10 | 976 | 1 | 10 | 903 | 1 | 16 | 143 | 1 | 10 | 578 | 1 | 21 | 5 | A | 7 | 1 | A | 7 | 25.6 | A | 7 | -6.1 | A | 7 | 11 | A | 7 | 833 | A | 7 | 150 | A | 7 | 6.2 | A | 7 | 112000 | B | 7 | 77777 | A | 7 | 0.6 | E | 8 | 0.09 | F | 8 | 0.2 | F | 8 | 0 | 1 | D | 9 | 0 | C | 8
1991-05-13 | 14:00 | 1160 | 1338 | 860 | 1 | 10 | 738 | 1 | 16 | 219 | 1 | 10 | 916 | 1 | 10 | 753 | 1 | 16 | 261 | 1 | 10 | 999 | 1 | 21 | 6 | A | 7 | 4 | A | 7 | 27.2 | A | 7 | -7.2 | A | 7 | 9 | A | 7 | 831 | A | 7 | 180 | A | 7 | 7.2 | A | 7 | 112000 | B | 7 | 8534 | A | 7 | 0.6 | E | 8 | 0.09 | F | 8 | 0.2 | F | 8 | 0 | 1 | D | 9 | 0 | C | 8
1991-05-13 | 15:00 | 1029 | 1338 | 683 | 1 | 10 | 468 | 1 | 16 | 323 | 1 | 10 | 719 | 1 | 10 | 486 | 1 | 16 | 344 | 1 | 10 | 1082 | 1 | 21 | 8 | A | 7 | 6 | A | 7 | 27.2 | A | 7 | -7.2 | A | 7 | 9 | A | 7 | 830 | A | 7 | 160 | A | 7 | 6.2 | A | 7 | 112000 | B | 7 | 8534 | A | 7 | 0.6 | E | 8 | 0.09 | F | 8 | 0.2 | F | 8 | 0 | 1 | D | 9 | 0 | C | 8
1991-05-13 | 16:00 | 846 | 1338 | 376 | 1 | 10 | 99 | 1 | 16 | 314 | 1 | 10 | 414 | 1 | 10 | 101 | 1 | 16 | 350 | 1 | 10 | 1015 | 1 | 21 | 10 | A | 7 | 9 | A | 7 | 24.4 | A | 7 | -2.8 | A | 7 | 16 | A | 7 | 830 | A | 7 | 140 | A | 7 | 8.2 | A | 7 | 96000 | B | 7 | 6096 | A | 7 | 0.6 | E | 8 | 0.09 | F | 8 | 0.2 | F | 8 | 0 | 1 | D | 9 | 0 | C | 8
1991-05-13 | 17:00 | 624 | 1338 | 193 | 1 | 10 | 75 | 1 | 16 | 158 | 1 | 10 | 212 | 1 | 10 | 73 | 1 | 16 | 178 | 1 | 10 | 482 | 1 | 21 | 9 | A | 7 | 8 | A | 7 | 23.9 | A | 7 | -2.8 | A | 7 | 16 | A | 7 | 829 | A | 7 | 160 | A | 7 | 13.9 | A | 7 | 64000 | B | 7 | 5182 | A | 7 | 0.6 | E | 8 | 0.09 | F | 8 | 0.2 | F | 8 | 0 | 1 | D | 9 | 0 | C | 8
1991-05-13 | 18:00 | 378 | 1338 | 142 | 1 | 10 | 151 | 1 | 16 | 99 | 1 | 10 | 155 | 1 | 10 | 135 | 1 | 16 | 117 | 1 | 10 | 220 | 1 | 21 | 9 | A | 7 | 7 | A | 7 | 21.7 | A | 7 | -2.2 | A | 7 | 20 | A | 7 | 829 | A | 7 | 170 | A | 7 | 12.4 | A | 7 | 96000 | B | 7 | 5182 | A | 7 | 0.7 | E | 8 | 0.09 | F | 8 | 0.2 | F | 8 | 0 | 1 | D | 9 | 0 | C | 8
1991-05-13 | 19:00 | 128 | 1338 | 55 | 1 | 10 | 205 | 1 | 16 | 36 | 1 | 10 | 57 | 1 | 10 | 101 | 1 | 16 | 47 | 1 | 10 | 66 | 1 | 21 | 6 | A | 7 | 3 | A | 7 | 21.1 | A | 7 | -1.1 | A | 7 | 22 | A | 7 | 829 | A | 7 | 190 | A | 7 | 8.2 | A | 7 | 80000 | B | 7 | 77777 | A | 7 | 0.7 | E | 8 | 0.09 | F | 8 | 0.2 | F | 8 | 0 | 1 | D | 9 | 0 | C | 8
1991-05-13 | 20:00 | 0 | 56 | 0 | 1 | 10 | 4 | 1 | 16 | 0 | 1 | 10 | 0 | 1 | 10 | 0 | 1 | 16 | 0 | 1 | 10 | 0 | 1 | 21 | 5 | A | 7 | 2 | A | 7 | 20 | A | 7 | -0.6 | A | 7 | 25 | A | 7 | 830 | A | 7 | 170 | A | 7 | 5.2 | A | 7 | 48000 | B | 7 | 77777 | A | 7 | 0.7 | E | 8 | 0.09 | F | 8 | 0.2 | F | 8 | 0 | 1 | D | 9 | 0 | C | 8
1991-05-13 | 21:00 | 0 | 0 | 0 | 1 | 0 | 0 | 1 | 0 | 0 | 1 | 0 | 0 | 1 | 0 | 0 | 1 | 0 | 0 | 1 | 0 | 0 | 1 | 0 | 4 | A | 7 | 1 | A | 7 | 19.4 | A | 7 | -0.6 | A | 7 | 26 | A | 7 | 830 | A | 7 | 180 | A | 7 | 4.6 | A | 7 | 32000 | B | 7 | 77777 | A | 7 | 0.7 | E | 8 | 0.09 | F | 8 | 0.2 | F | 8 | 0 | 1 | D | 9 | 0 | C | 8
1991-05-13 | 22:00 | 0 | 0 | 0 | 1 | 0 | 0 | 1 | 0 | 0 | 1 | 0 | 0 | 1 | 0 | 0 | 1 | 0 | 0 | 1 | 0 | 0 | 1 | 0 | 0 | A | 7 | 0 | A | 7 | 17.8 | A | 7 | -0.6 | A | 7 | 29 | A | 7 | 830 | A | 7 | 180 | A | 7 | 4.1 | A | 7 | 32000 | B | 7 | 77777 | A | 7 | 0.7 | E | 8 | 0.09 | F | 8 | 0.2 | F | 8 | 0 | 1 | D | 9 | 0 | C | 8
1991-05-13 | 23:00 | 0 | 0 | 0 | 1 | 0 | 0 | 1 | 0 | 0 | 1 | 0 | 0 | 1 | 0 | 0 | 1 | 0 | 0 | 1 | 0 | 0 | 1 | 0 | 3 | A | 7 | 1 | A | 7 | 17.2 | A | 7 | -1.7 | A | 7 | 27 | A | 7 | 830 | A | 7 | 200 | A | 7 | 3.1 | A | 7 | 32000 | B | 7 | 77777 | A | 7 | 0.7 | E | 8 | 0.09 | F | 8 | 0.2 | F | 8 | 0 | 1 | D | 9 | 0 | C | 8
1991-05-13 | 24:00 | 0 | 0 | 0 | 1 | 0 | 0 | 1 | 0 | 0 | 1 | 0 | 0 | 1 | 0 | 0 | 1 | 0 | 0 | 1 | 0 | 0 | 1 | 0 | 2 | A | 7 | 2 | A | 7 | 16.7 | A | 7 | -1.1 | A | 7 | 29 | A | 7 | 830 | A | 7 | 200 | A | 7 | 3.1 | A | 7 | 32000 | B | 7 | 77777 | A | 7 | 0.7 | E | 8 | 0.09 | F | 8 | 0.2 | F | 8 | 0 | 1 | D | 9 | 0 | C | 8
1991-05-14 | 1:00 | 0 | 0 | 0 | 1 | 0 | 0 | 1 | 0 | 0 | 1 | 0 | 0 | 1 | 0 | 0 | 1 | 0 | 0 | 1 | 0 | 0 | 1 | 0 | 2 | A | 7 | 2 | A | 7 | 14.4 | A | 7 | -1.1 | A | 7 | 34 | A | 7 | 829 | A | 7 | 200 | A | 7 | 3.1 | A | 7 | 32000 | B | 7 | 77777 | A | 7 | 0.7 | E | 8 | 0.09 | F | 8 | 0.2 | F | 8 | 0 | 1 | D | 9 | 0 | C | 8
1991-05-14 | 2:00 | 0 | 0 | 0 | 1 | 0 | 0 | 1 | 0 | 0 | 1 | 0 | 0 | 1 | 0 | 0 | 1 | 0 | 0 | 1 | 0 | 0 | 1 | 0 | 3 | A | 7 | 3 | A | 7 | 12.2 | A | 7 | -0.6 | A | 7 | 41 | A | 7 | 829 | A | 7 | 240 | A | 7 | 2.6 | A | 7 | 32000 | B | 7 | 77777 | A | 7 | 0.8 | E | 8 | 0.09 | F | 8 | 0.2 | F | 8 | 0 | 1 | D | 9 | 0 | C | 8
1991-05-14 | 3:00 | 0 | 0 | 0 | 1 | 0 | 0 | 1 | 0 | 0 | 1 | 0 | 0 | 1 | 0 | 0 | 1 | 0 | 0 | 1 | 0 | 0 | 1 | 0 | 1 | A | 7 | 1 | A | 7 | 10.6 | A | 7 | -0.6 | A | 7 | 46 | A | 7 | 829 | A | 7 | 180 | A | 7 | 2.1 | A | 7 | 32000 | B | 7 | 77777 | A | 7 | 0.8 | E | 8 | 0.09 | F | 8 | 0.2 | F | 8 | 0 | 1 | D | 9 | 0 | C | 8
1991-05-14 | 4:00 | 0 | 0 | 0 | 1 | 0 | 0 | 1 | 0 | 0 | 1 | 0 | 0 | 1 | 0 | 0 | 1 | 0 | 0 | 1 | 0 | 0 | 1 | 0 | 1 | A | 7 | 1 | A | 7 | 8.3 | A | 7 | -0.6 | A | 7 | 53 | A | 7 | 829 | A | 7 | 150 | A | 7 | 2.1 | A | 7 | 32000 | B | 7 | 77777 | A | 7 | 0.8 | E | 8 | 0.09 | F | 8 | 0.2 | F | 8 | 0 | 1 | D | 9 | 0 | C | 8
1991-05-14 | 5:00 | 5 | 301 | 0 | 1 | 10 | 13 | 1 | 16 | 0 | 1 | 10 | 0 | 1 | 10 | 0 | 1 | 16 | 0 | 1 | 10 | 0 | 1 | 21 | 2 | A | 7 | 2 | A | 7 | 6.7 | A | 7 | 0 | A | 7 | 62 | A | 7 | 829 | A | 7 | 160 | A | 7 | 1.5 | A | 7 | 48000 | B | 7 | 77777 | A | 7 | 0.8 | E | 8 | 0.09 | F | 8 | 0.2 | F | 8 | 0 | 1 | D | 9 | 0 | C | 8
1991-05-14 | 6:00 | 171 | 1337 | 68 | 1 | 10 | 177 | 1 | 16 | 45 | 1 | 10 | 70 | 1 | 10 | 105 | 1 | 16 | 56 | 1 | 10 | 82 | 1 | 21 | 8 | A | 7 | 3 | A | 7 | 13.3 | A | 7 | 2.8 | A | 7 | 49 | A | 7 | 829 | A | 7 | 150 | A | 7 | 1.5 | A | 7 | 96000 | B | 7 | 77777 | A | 7 | 0.8 | E | 8 | 0.09 | F | 8 | 0.2 | F | 8 | 0 | 1 | D | 9 | 0 | C | 8
1991-05-14 | 7:00 | 422 | 1337 | 208 | 1 | 10 | 179 | 1 | 16 | 151 | 1 | 10 | 223 | 1 | 10 | 165 | 1 | 16 | 171 | 1 | 10 | 340 | 1 | 21 | 9 | A | 7 | 5 | A | 7 | 17.2 | A | 7 | 0.6 | A | 7 | 33 | A | 7 | 829 | A | 7 | 190 | A | 7 | 4.1 | A | 7 | 96000 | B | 7 | 7620 | A | 7 | 0.8 | E | 8 | 0.09 | F | 8 | 0.2 | F | 8 | 0 | 1 | D | 9 | 0 | C | 8
1991-05-14 | 8:00 | 665 | 1337 | 351 | 1 | 10 | 326 | 1 | 16 | 189 | 1 | 10 | 378 | 1 | 10 | 338 | 1 | 16 | 210 | 1 | 10 | 420 | 1 | 21 | 9 | A | 7 | 5 | A | 7 | 18.9 | A | 7 | 0 | A | 7 | 28 | A | 7 | 829 | A | 7 | 210 | A | 7 | 4.1 | A | 7 | 96000 | B | 7 | 7620 | A | 7 | 0.8 | E | 8 | 0.09 | F | 8 | 0.2 | F | 8 | 0 | 1 | D | 9 | 0 | C | 8
1991-05-14 | 9:00 | 882 | 1337 | 506 | 1 | 10 | 494 | 1 | 16 | 180 | 1 | 10 | 552 | 1 | 10 | 512 | 1 | 16 | 214 | 1 | 10 | 458 | 1 | 21 | 9 | A | 7 | 6 | A | 7 | 21.1 | A | 7 | -0.6 | A | 7 | 23 | A | 7 | 828 | A | 7 | 230 | A | 7 | 3.1 | A | 7 | 96000 | B | 7 | 7620 | A | 7 | 0.8 | E | 8 | 0.09 | F | 8 | 0.2 | F | 8 | 0 | 1 | D | 9 | 0 | C | 8
1991-05-14 | 10:00 | 1057 | 1337 | 541 | 1 | 10 | 213 | 1 | 16 | 373 | 1 | 10 | 594 | 1 | 10 | 226 | 1 | 16 | 415 | 1 | 10 | 1312 | 1 | 21 | 9 | A | 7 | 6 | A | 7 | 24.4 | A | 7 | -2.8 | A | 7 | 16 | A | 7 | 828 | A | 7 | 230 | A | 7 | 5.2 | A | 7 | 96000 | B | 7 | 7620 | A | 7 | 0.8 | E | 8 | 0.09 | F | 8 | 0.2 | F | 8 | 0 | 1 | D | 9 | 0 | C | 8
1991-05-14 | 11:00 | 1178 | 1337 | 845 | 1 | 10 | 696 | 1 | 16 | 231 | 1 | 10 | 899 | 1 | 10 | 709 | 1 | 16 | 272 | 1 | 10 | 1117 | 1 | 21 | 10 | A | 7 | 4 | A | 7 | 27.2 | A | 7 | -5.6 | A | 7 | 11 | A | 7 | 827 | A | 7 | 210 | A | 7 | 6.7 | A | 7 | 96000 | B | 7 | 77777 | A | 7 | 0.8 | E | 8 | 0.09 | F | 8 | 0.2 | F | 8 | 0 | 1 | D | 9 | 0 | C | 8
1991-05-14 | 12:00 | 1239 | 1337 | 897 | 1 | 10 | 701 | 1 | 16 | 248 | 1 | 10 | 956 | 1 | 10 | 714 | 1 | 16 | 293 | 1 | 10 | 1529 | 1 | 21 | 10 | A | 7 | 6 | A | 7 | 28.3 | A | 7 | -6.7 | A | 7 | 9 | A | 7 | 826 | A | 7 | 210 | A | 7 | 8.8 | A | 7 | 96000 | B | 7 | 8534 | A | 7 | 0.8 | E | 8 | 0.09 | F | 8 | 0.2 | F | 8 | 0 | 1 | D | 9 | 0 | C | 8
1991-05-14 | 13:00 | 1233 | 1337 | 697 | 1 | 10 | 362 | 1 | 16 | 363 | 1 | 10 | 773 | 1 | 10 | 394 | 1 | 16 | 409 | 1 | 10 | 1993 | 1 | 21 | 9 | A | 7 | 7 | A | 7 | 28.3 | A | 7 | -11.1 | A | 7 | 6 | A | 7 | 825 | A | 7 | 190 | A | 7 | 7.2 | A | 7 | 96000 | B | 7 | 8534 | A | 7 | 0.8 | E | 8 | 0.09 | F | 8 | 0.2 | F | 8 | 0 | 1 | D | 9 | 0 | C | 8
1991-05-14 | 14:00 | 1162 | 1337 | 629 | 1 | 10 | 294 | 1 | 16 | 373 | 1 | 10 | 690 | 1 | 10 | 319 | 1 | 16 | 411 | 1 | 10 | 1628 | 1 | 21 | 9 | A | 7 | 8 | A | 7 | 27.2 | A | 7 | -12.8 | A | 7 | 6 | A | 7 | 825 | A | 7 | 200 | A | 7 | 9.8 | A | 7 | 32000 | B | 7 | 7620 | A | 7 | 0.8 | E | 8 | 0.09 | F | 8 | 0.2 | F | 8 | 0 | 1 | D | 9 | 0 | C | 8
1991-05-14 | 15:00 | 1031 | 1337 | 731 | 1 | 10 | 611 | 1 | 16 | 260 | 1 | 10 | 787 | 1 | 10 | 637 | 1 | 16 | 295 | 1 | 10 | 860 | 1 | 21 | 9 | A | 7 | 5 | A | 7 | 26.7 | A | 7 | -11.7 | A | 7 | 6 | A | 7 | 824 | A | 7 | 220 | A | 7 | 7.2 | A | 7 | 96000 | B | 7 | 7620 | A | 7 | 0.8 | E | 8 | 0.09 | F | 8 | 0.2 | F | 8 | 0 | 1 | D | 9 | 0 | C | 8
1991-05-14 | 16:00 | 848 | 1337 | 560 | 1 | 10 | 591 | 1 | 16 | 186 | 1 | 10 | 584 | 1 | 10 | 590 | 1 | 16 | 209 | 1 | 10 | 449 | 1 | 21 | 8 | A | 7 | 4 | A | 7 | 27.2 | A | 7 | -11.7 | A | 7 | 6 | A | 7 | 824 | A | 7 | 220 | A | 7 | 4.1 | A | 7 | 80000 | B | 7 | 77777 | A | 7 | 0.8 | E | 8 | 0.09 | F | 8 | 0.2 | F | 8 | 0 | 1 | D | 9 | 0 | C | 8
1991-05-14 | 17:00 | 626 | 1337 | 384 | 1 | 10 | 571 | 1 | 16 | 116 | 1 | 10 | 400 | 1 | 10 | 556 | 1 | 16 | 139 | 1 | 10 | 238 | 1 | 21 | 7 | A | 7 | 2 | A | 7 | 27.8 | A | 7 | -7.2 | A | 7 | 9 | A | 7 | 824 | A | 7 | 170 | A | 7 | 8.2 | A | 7 | 80000 | B | 7 | 77777 | A | 7 | 0.8 | E | 8 | 0.09 | F | 8 | 0.2 | F | 8 | 0 | 1 | D | 9 | 0 | C | 8
1991-05-14 | 18:00 | 381 | 1337 | 207 | 1 | 10 | 368 | 1 | 16 | 102 | 1 | 10 | 214 | 1 | 10 | 319 | 1 | 16 | 123 | 1 | 10 | 192 | 1 | 21 | 6 | A | 7 | 3 | A | 7 | 26.1 | A | 7 | -3.3 | A | 7 | 14 | A | 7 | 823 | A | 7 | 140 | A | 7 | 7.2 | A | 7 | 80000 | B | 7 | 77777 | A | 7 | 0.8 | E | 8 | 0.09 | F | 8 | 0.2 | F | 8 | 0 | 1 | D | 9 | 0 | C | 8
1991-05-14 | 19:00 | 131 | 1337 | 48 | 1 | 10 | 183 | 1 | 16 | 30 | 1 | 10 | 50 | 1 | 10 | 93 | 1 | 16 | 41 | 1 | 10 | 53 | 1 | 21 | 5 | A | 7 | 2 | A | 7 | 23.3 | A | 7 | 3.9 | A | 7 | 28 | A | 7 | 823 | A | 7 | 150 | A | 7 | 6.7 | A | 7 | 80000 | B | 7 | 77777 | A | 7 | 0.8 | E | 8 | 0.09 | F | 8 | 0.2 | F | 8 | 0 | 1 | D | 9 | 0 | C | 8
1991-05-14 | 20:00 | 0 | 78 | 0 | 1 | 10 | 2 | 1 | 16 | 0 | 1 | 10 | 0 | 1 | 10 | 0 | 1 | 16 | 0 | 1 | 10 | 0 | 1 | 21 | 4 | A | 7 | 3 | A | 7 | 21.1 | A | 7 | 1.7 | A | 7 | 28 | A | 7 | 823 | A | 7 | 160 | A | 7 | 4.6 | A | 7 | 48000 | B | 7 | 77777 | A | 7 | 0.8 | E | 8 | 0.09 | F | 8 | 0.2 | F | 8 | 0 | 1 | D | 9 | 0 | C | 8
1991-05-14 | 21:00 | 0 | 0 | 0 | 1 | 0 | 0 | 1 | 0 | 0 | 1 | 0 | 0 | 1 | 0 | 0 | 1 | 0 | 0 | 1 | 0 | 0 | 1 | 0 | 4 | A | 7 | 1 | A | 7 | 19.4 | A | 7 | 3.3 | A | 7 | 34 | A | 7 | 823 | A | 7 | 170 | A | 7 | 4.1 | A | 7 | 32000 | B | 7 | 77777 | A | 7 | 0.8 | E | 8 | 0.09 | F | 8 | 0.2 | F | 8 | 0 | 1 | D | 9 | 0 | C | 8
1991-05-14 | 22:00 | 0 | 0 | 0 | 1 | 0 | 0 | 1 | 0 | 0 | 1 | 0 | 0 | 1 | 0 | 0 | 1 | 0 | 0 | 1 | 0 | 0 | 1 | 0 | 6 | A | 7 | 3 | A | 7 | 17.2 | A | 7 | 3.9 | A | 7 | 41 | A | 7 | 824 | A | 7 | 210 | A | 7 | 2.1 | A | 7 | 32000 | B | 7 | 77777 | A | 7 | 0.8 | E | 8 | 0.09 | F | 8 | 0.2 | F | 8 | 0 | 1 | D | 9 | 0 | C | 8
1991-05-14 | 23:00 | 0 | 0 | 0 | 1 | 0 | 0 | 1 | 0 | 0 | 1 | 0 | 0 | 1 | 0 | 0 | 1 | 0 | 0 | 1 | 0 | 0 | 1 | 0 | 7 | A | 7 | 4 | A | 7 | 16.1 | A | 7 | -0.6 | A | 7 | 32 | A | 7 | 824 | A | 7 | 160 | A | 7 | 2.1 | A | 7 | 32000 | B | 7 | 6706 | A | 7 | 0.8 | E | 8 | 0.09 | F | 8 | 0.2 | F | 8 | 0 | 1 | D | 9 | 0 | C | 8
1991-05-14 | 24:00 | 0 | 0 | 0 | 1 | 0 | 0 | 1 | 0 | 0 | 1 | 0 | 0 | 1 | 0 | 0 | 1 | 0 | 0 | 1 | 0 | 0 | 1 | 0 | 10 | A | 7 | 9 | A | 7 | 17.8 | A | 7 | -3.3 | A | 7 | 23 | A | 7 | 825 | A | 7 | 30 | A | 7 | 1.5 | A | 7 | 32000 | B | 7 | 6706 | A | 7 | 0.8 | E | 8 | 0.09 | F | 8 | 0.2 | F | 8 | 0 | 1 | D | 9 | 0 | C | 8
1991-05-15 | 1:00 | 0 | 0 | 0 | 1 | 0 | 0 | 1 | 0 | 0 | 1 | 0 | 0 | 1 | 0 | 0 | 1 | 0 | 0 | 1 | 0 | 0 | 1 | 0 | 5 | A | 7 | 4 | A | 7 | 16.1 | A | 7 | -2.2 | A | 7 | 28 | A | 7 | 825 | A | 7 | 280 | A | 7 | 3.1 | A | 7 | 32000 | B | 7 | 77777 | A | 7 | 0.8 | E | 8 | 0.09 | F | 8 | 0.2 | F | 8 | 0 | 1 | D | 9 | 0 | C | 8
1991-05-15 | 2:00 | 0 | 0 | 0 | 1 | 0 | 0 | 1 | 0 | 0 | 1 | 0 | 0 | 1 | 0 | 0 | 1 | 0 | 0 | 1 | 0 | 0 | 1 | 0 | 6 | A | 7 | 4 | A | 7 | 16.1 | A | 7 | -1.1 | A | 7 | 30 | A | 7 | 826 | A | 7 | 360 | A | 7 | 3.6 | A | 7 | 32000 | B | 7 | 7620 | A | 7 | 0.8 | E | 8 | 0.09 | F | 8 | 0.2 | F | 8 | 0 | 1 | D | 9 | 0 | C | 8
1991-05-15 | 3:00 | 0 | 0 | 0 | 1 | 0 | 0 | 1 | 0 | 0 | 1 | 0 | 0 | 1 | 0 | 0 | 1 | 0 | 0 | 1 | 0 | 0 | 1 | 0 | 4 | A | 7 | 3 | A | 7 | 13.9 | A | 7 | -1.1 | A | 7 | 35 | A | 7 | 826 | A | 7 | 0 | A | 7 | 0 | A | 7 | 32000 | B | 7 | 77777 | A | 7 | 0.8 | E | 8 | 0.09 | F | 8 | 0.2 | F | 8 | 0 | 1 | D | 9 | 0 | C | 8
1991-05-15 | 4:00 | 0 | 0 | 0 | 1 | 0 | 0 | 1 | 0 | 0 | 1 | 0 | 0 | 1 | 0 | 0 | 1 | 0 | 0 | 1 | 0 | 0 | 1 | 0 | 4 | A | 7 | 2 | A | 7 | 12.8 | A | 7 | -1.1 | A | 7 | 38 | A | 7 | 826 | A | 7 | 40 | A | 7 | 2.6 | A | 7 | 32000 | B | 7 | 77777 | A | 7 | 0.8 | E | 8 | 0.09 | F | 8 | 0.2 | F | 8 | 0 | 1 | D | 9 | 0 | C | 8
1991-05-15 | 5:00 | 6 | 323 | 1 | 1 | 10 | 13 | 1 | 16 | 0 | 1 | 10 | 0 | 1 | 10 | 0 | 1 | 16 | 0 | 1 | 10 | 0 | 1 | 21 | 3 | A | 7 | 3 | A | 7 | 11.7 | A | 7 | -0.6 | A | 7 | 42 | A | 7 | 827 | A | 7 | 360 | A | 7 | 3.6 | A | 7 | 48000 | B | 7 | 77777 | A | 7 | 0.8 | E | 8 | 0.09 | F | 8 | 0.2 | F | 8 | 0 | 1 | D | 9 | 0 | C | 8
1991-05-15 | 6:00 | 174 | 1337 | 78 | 1 | 10 | 373 | 1 | 16 | 29 | 1 | 10 | 80 | 1 | 10 | 239 | 1 | 16 | 49 | 1 | 10 | 53 | 1 | 21 | 1 | A | 7 | 1 | A | 7 | 13.9 | A | 7 | 1.1 | A | 7 | 42 | A | 7 | 827 | A | 7 | 20 | A | 7 | 3.1 | A | 7 | 96000 | B | 7 | 77777 | A | 7 | 0.9 | E | 8 | 0.09 | F | 8 | 0.2 | F | 8 | 0 | 1 | D | 9 | 0 | C | 8
1991-05-15 | 7:00 | 425 | 1337 | 239 | 1 | 10 | 487 | 1 | 16 | 84 | 1 | 10 | 246 | 1 | 10 | 435 | 1 | 16 | 108 | 1 | 10 | 156 | 1 | 21 | 3 | A | 7 | 3 | A | 7 | 16.7 | A | 7 | 2.2 | A | 7 | 38 | A | 7 | 828 | A | 7 | 10 | A | 7 | 6.2 | A | 7 | 96000 | B | 7 | 77777 | A | 7 | 0.9 | E | 8 | 0.09 | F | 8 | 0.2 | F | 8 | 0 | 1 | D | 9 | 0 | C | 8
1991-05-15 | 8:00 | 668 | 1337 | 345 | 1 | 10 | 121 | 1 | 16 | 284 | 1 | 10 | 377 | 1 | 10 | 122 | 1 | 16 | 316 | 1 | 10 | 786 | 1 | 21 | 6 | A | 7 | 6 | A | 7 | 18.3 | A | 7 | 3.3 | A | 7 | 37 | A | 7 | 827 | A | 7 | 360 | A | 7 | 8.2 | A | 7 | 96000 | B | 7 | 1402 | A | 7 | 0.9 | E | 8 | 0.09 | F | 8 | 0.2 | F | 8 | 0 | 1 | D | 9 | 0 | C | 8
1991-05-15 | 9:00 | 884 | 1337 | 194 | 1 | 10 | 0 | 1 | 16 | 194 | 1 | 10 | 230 | 1 | 10 | 0 | 1 | 16 | 230 | 1 | 10 | 902 | 1 | 21 | 10 | A | 7 | 10 | A | 7 | 15.6 | A | 7 | 5 | A | 7 | 49 | A | 7 | 828 | A | 7 | 10 | A | 7 | 6.2 | A | 7 | 80000 | B | 7 | 1250 | A | 7 | 0.9 | E | 8 | 0.09 | F | 8 | 0.2 | F | 8 | 0 | 1 | D | 9 | 0 | C | 8
1991-05-15 | 10:00 | 1058 | 1337 | 237 | 1 | 10 | 0 | 1 | 16 | 237 | 1 | 10 | 284 | 1 | 10 | 0 | 1 | 16 | 284 | 1 | 10 | 1137 | 1 | 21 | 10 | A | 7 | 10 | A | 7 | 15.6 | A | 7 | 6.7 | A | 7 | 55 | A | 7 | 828 | A | 7 | 360 | A | 7 | 7.7 | A | 7 | 64000 | B | 7 | 1036 | A | 7 | 1 | E | 8 | 0.09 | F | 8 | 0.2 | F | 8 | 0 | 1 | D | 9 | 0 | C | 8
1991-05-15 | 11:00 | 1180 | 1337 | 267 | 1 | 10 | 0 | 1 | 16 | 267 | 1 | 10 | 322 | 1 | 10 | 0 | 1 | 16 | 322 | 1 | 10 | 1281 | 1 | 21 | 10 | A | 7 | 10 | A | 7 | 15.6 | A | 7 | 8.3 | A | 7 | 62 | A | 7 | 828 | A | 7 | 10 | A | 7 | 9.3 | A | 7 | 48000 | B | 7 | 762 | A | 7 | 1 | E | 8 | 0.09 | F | 8 | 0.2 | F | 8 | 0 | 1 | D | 9 | 0 | C | 8
1991-05-15 | 12:00 | 1240 | 1337 | 281 | 1 | 10 | 0 | 1 | 16 | 281 | 1 | 10 | 340 | 1 | 10 | 0 | 1 | 16 | 340 | 1 | 10 | 1348 | 1 | 21 | 10 | A | 7 | 10 | A | 7 | 15 | A | 7 | 8.3 | A | 7 | 64 | A | 7 | 828 | A | 7 | 350 | A | 7 | 7.2 | A | 7 | 32000 | B | 7 | 792 | A | 7 | 1 | E | 8 | 0.09 | F | 8 | 0.2 | F | 8 | 10 | 1 | D | 9 | 0 | C | 8
1991-05-15 | 13:00 | 1234 | 1337 | 280 | 1 | 10 | 0 | 1 | 16 | 280 | 1 | 10 | 339 | 1 | 10 | 0 | 1 | 16 | 339 | 1 | 10 | 1343 | 1 | 21 | 10 | A | 7 | 10 | A | 7 | 10 | A | 7 | 4.4 | A | 7 | 68 | A | 7 | 829 | A | 7 | 250 | A | 7 | 7.2 | A | 7 | 9600 | B | 7 | 884 | A | 7 | 1 | E | 8 | 0.09 | F | 8 | 0.2 | F | 8 | 38 | 1 | D | 9 | 80 | C | 8
1991-05-15 | 14:00 | 1164 | 1337 | 263 | 1 | 10 | 0 | 1 | 16 | 263 | 1 | 10 | 317 | 1 | 10 | 0 | 1 | 16 | 317 | 1 | 10 | 1262 | 1 | 21 | 10 | A | 7 | 10 | A | 7 | 8.3 | A | 7 | 5.6 | A | 7 | 83 | A | 7 | 831 | A | 7 | 200 | A | 7 | 6.2 | A | 7 | 6400 | B | 7 | 884 | A | 7 | 1.1 | E | 8 | 0.09 | F | 8 | 0.2 | F | 8 | 28 | 1 | D | 9 | 80 | C | 8
1991-05-15 | 15:00 | 1033 | 1337 | 231 | 1 | 10 | 0 | 1 | 16 | 231 | 1 | 10 | 276 | 1 | 10 | 0 | 1 | 16 | 276 | 1 | 10 | 1105 | 1 | 21 | 10 | A | 7 | 10 | A | 7 | 9.4 | A | 7 | 5 | A | 7 | 74 | A | 7 | 829 | A | 7 | 290 | A | 7 | 5.7 | A | 7 | 96000 | B | 7 | 2438 | A | 7 | 1.1 | E | 8 | 0.09 | F | 8 | 0.2 | F | 8 | 0 | 1 | D | 9 | 80 | C | 8
1991-05-15 | 16:00 | 850 | 1337 | 434 | 1 | 10 | 367 | 1 | 16 | 200 | 1 | 10 | 466 | 1 | 10 | 379 | 1 | 16 | 225 | 1 | 10 | 495 | 1 | 21 | 7 | A | 7 | 6 | A | 7 | 12.8 | A | 7 | 6.1 | A | 7 | 64 | A | 7 | 828 | A | 7 | 260 | A | 7 | 7.7 | A | 7 | 96000 | B | 7 | 7620 | A | 7 | 1.1 | E | 8 | 0.09 | F | 8 | 0.2 | F | 8 | 0 | 1 | D | 9 | 0 | C | 8
1991-05-15 | 17:00 | 629 | 1337 | 381 | 1 | 10 | 470 | 1 | 16 | 159 | 1 | 10 | 401 | 1 | 10 | 466 | 1 | 16 | 182 | 1 | 10 | 327 | 1 | 21 | 5 | A | 7 | 4 | A | 7 | 14.4 | A | 7 | 5.6 | A | 7 | 55 | A | 7 | 829 | A | 7 | 230 | A | 7 | 4.1 | A | 7 | 80000 | B | 7 | 77777 | A | 7 | 1.1 | E | 8 | 0.09 | F | 8 | 0.2 | F | 8 | 0 | 1 | D | 9 | 15 | C | 8
1991-05-15 | 18:00 | 384 | 1337 | 143 | 1 | 10 | 212 | 1 | 16 | 82 | 1 | 10 | 155 | 1 | 10 | 189 | 1 | 16 | 100 | 1 | 10 | 154 | 1 | 21 | 5 | A | 7 | 5 | A | 7 | 15 | A | 7 | 3.9 | A | 7 | 47 | A | 7 | 829 | A | 7 | 310 | A | 7 | 2.1 | A | 7 | 96000 | B | 7 | 77777 | A | 7 | 1.2 | E | 8 | 0.09 | F | 8 | 0.2 | F | 8 | 0 | 1 | D | 9 | 0 | C | 8
1991-05-15 | 19:00 | 134 | 1337 | 42 | 1 | 10 | 85 | 1 | 16 | 33 | 1 | 10 | 44 | 1 | 10 | 41 | 1 | 16 | 40 | 1 | 10 | 60 | 1 | 21 | 6 | A | 7 | 4 | A | 7 | 12.2 | A | 7 | 6.1 | A | 7 | 66 | A | 7 | 830 | A | 7 | 40 | A | 7 | 5.7 | A | 7 | 80000 | B | 7 | 7620 | A | 7 | 1.2 | E | 8 | 0.09 | F | 8 | 0.2 | F | 8 | 0 | 1 | D | 9 | 0 | C | 8
1991-05-15 | 20:00 | 1 | 100 | 0 | 1 | 10 | 1 | 1 | 16 | 0 | 1 | 10 | 0 | 1 | 10 | 0 | 1 | 16 | 0 | 1 | 10 | 0 | 1 | 21 | 7 | A | 7 | 6 | A | 7 | 10.6 | A | 7 | 5.6 | A | 7 | 71 | A | 7 | 831 | A | 7 | 70 | A | 7 | 3.1 | A | 7 | 48000 | B | 7 | 3962 | A | 7 | 1.2 | E | 8 | 0.09 | F | 8 | 0.2 | F | 8 | 0 | 1 | D | 9 | 0 | C | 8
1991-05-15 | 21:00 | 0 | 0 | 0 | 1 | 0 | 0 | 1 | 0 | 0 | 1 | 0 | 0 | 1 | 0 | 0 | 1 | 0 | 0 | 1 | 0 | 0 | 1 | 0 | 8 | A | 7 | 8 | A | 7 | 10.6 | A | 7 | 4.4 | A | 7 | 65 | A | 7 | 832 | A | 7 | 70 | A | 7 | 3.1 | A | 7 | 32000 | B | 7 | 1981 | A | 7 | 1.2 | E | 8 | 0.09 | F | 8 | 0.2 | F | 8 | 0 | 1 | D | 9 | 0 | C | 8
1991-05-15 | 22:00 | 0 | 0 | 0 | 1 | 0 | 0 | 1 | 0 | 0 | 1 | 0 | 0 | 1 | 0 | 0 | 1 | 0 | 0 | 1 | 0 | 0 | 1 | 0 | 10 | A | 7 | 7 | A | 7 | 11.1 | A | 7 | 5.6 | A | 7 | 69 | A | 7 | 832 | A | 7 | 10 | A | 7 | 5.2 | A | 7 | 24000 | B | 7 | 1006 | A | 7 | 1.3 | E | 8 | 0.09 | F | 8 | 0.2 | F | 8 | 0 | 1 | D | 9 | 0 | C | 8
1991-05-15 | 23:00 | 0 | 0 | 0 | 1 | 0 | 0 | 1 | 0 | 0 | 1 | 0 | 0 | 1 | 0 | 0 | 1 | 0 | 0 | 1 | 0 | 0 | 1 | 0 | 10 | A | 7 | 8 | A | 7 | 10.6 | A | 7 | 6.1 | A | 7 | 74 | A | 7 | 832 | A | 7 | 340 | A | 7 | 3.1 | A | 7 | 24000 | B | 7 | 975 | A | 7 | 1.3 | E | 8 | 0.09 | F | 8 | 0.2 | F | 8 | 0 | 1 | D | 9 | 0 | C | 8
1991-05-15 | 24:00 | 0 | 0 | 0 | 1 | 0 | 0 | 1 | 0 | 0 | 1 | 0 | 0 | 1 | 0 | 0 | 1 | 0 | 0 | 1 | 0 | 0 | 1 | 0 | 10 | A | 7 | 10 | A | 7 | 10 | A | 7 | 6.7 | A | 7 | 80 | A | 7 | 833 | A | 7 | 290 | A | 7 | 3.1 | A | 7 | 32000 | B | 7 | 671 | A | 7 | 1.3 | E | 8 | 0.09 | F | 8 | 0.2 | F | 8 | 33 | 1 | D | 9 | 0 | C | 8
1991-05-16 | 1:00 | 0 | 0 | 0 | 1 | 0 | 0 | 1 | 0 | 0 | 1 | 0 | 0 | 1 | 0 | 0 | 1 | 0 | 0 | 1 | 0 | 0 | 1 | 0 | 10 | A | 7 | 10 | A | 7 | 8.9 | A | 7 | 6.1 | A | 7 | 83 | A | 7 | 832 | A | 7 | 340 | A | 7 | 3.1 | A | 7 | 24000 | B | 7 | 518 | A | 7 | 1.4 | E | 8 | 0.091 | F | 8 | 0.2 | F | 8 | 3 | 1 | D | 9 | 80 | C | 8
1991-05-16 | 2:00 | 0 | 0 | 0 | 1 | 0 | 0 | 1 | 0 | 0 | 1 | 0 | 0 | 1 | 0 | 0 | 1 | 0 | 0 | 1 | 0 | 0 | 1 | 0 | 10 | A | 7 | 10 | A | 7 | 8.9 | A | 7 | 5.6 | A | 7 | 80 | A | 7 | 833 | A | 7 | 40 | A | 7 | 4.1 | A | 7 | 24000 | B | 7 | 671 | A | 7 | 1.4 | E | 8 | 0.091 | F | 8 | 0.2 | F | 8 | 3 | 1 | D | 9 | 80 | C | 8
1991-05-16 | 3:00 | 0 | 0 | 0 | 1 | 0 | 0 | 1 | 0 | 0 | 1 | 0 | 0 | 1 | 0 | 0 | 1 | 0 | 0 | 1 | 0 | 0 | 1 | 0 | 10 | A | 7 | 10 | A | 7 | 7.8 | A | 7 | 6.7 | A | 7 | 93 | A | 7 | 833 | A | 7 | 20 | A | 7 | 3.1 | A | 7 | 9600 | B | 7 | 305 | A | 7 | 1.4 | E | 8 | 0.091 | F | 8 | 0.2 | F | 8 | 0 | 1 | D | 9 | 45 | C | 8
1991-05-16 | 4:00 | 0 | 0 | 0 | 1 | 0 | 0 | 1 | 0 | 0 | 1 | 0 | 0 | 1 | 0 | 0 | 1 | 0 | 0 | 1 | 0 | 0 | 1 | 0 | 10 | A | 7 | 10 | A | 7 | 8.3 | A | 7 | 7.8 | A | 7 | 97 | A | 7 | 833 | A | 7 | 340 | A | 7 | 2.6 | A | 7 | 9600 | B | 7 | 305 | A | 7 | 1.4 | E | 8 | 0.091 | F | 8 | 0.2 | F | 8 | 8 | 1 | D | 9 | 45 | C | 8
1991-05-16 | 5:00 | 7 | 345 | 0 | 1 | 10 | 0 | 1 | 16 | 0 | 1 | 10 | 0 | 1 | 10 | 0 | 1 | 16 | 0 | 1 | 10 | 0 | 1 | 21 | 10 | A | 7 | 10 | A | 7 | 8.3 | A | 7 | 7.8 | A | 7 | 97 | A | 7 | 833 | A | 7 | 310 | A | 7 | 2.1 | A | 7 | 2400 | B | 7 | 152 | A | 7 | 1.5 | E | 8 | 0.091 | F | 8 | 0.2 | F | 8 | 3 | 1 | D | 9 | 45 | C | 8
1991-05-16 | 6:00 | 177 | 1336 | 24 | 1 | 10 | 0 | 1 | 16 | 24 | 1 | 10 | 28 | 1 | 10 | 0 | 1 | 16 | 28 | 1 | 10 | 92 | 1 | 21 | 10 | A | 7 | 10 | A | 7 | 7.8 | A | 7 | 6.7 | A | 7 | 93 | A | 7 | 833 | A | 7 | 290 | A | 7 | 3.6 | A | 7 | 9600 | B | 7 | 427 | A | 7 | 1.4 | E | 8 | 0.091 | F | 8 | 0.2 | F | 8 | 3 | 1 | D | 9 | 45 | C | 8
1991-05-16 | 7:00 | 428 | 1336 | 64 | 1 | 10 | 0 | 1 | 16 | 64 | 1 | 10 | 76 | 1 | 10 | 0 | 1 | 16 | 76 | 1 | 10 | 270 | 1 | 21 | 10 | A | 7 | 10 | A | 7 | 7.8 | A | 7 | 6.7 | A | 7 | 93 | A | 7 | 833 | A | 7 | 320 | A | 7 | 3.6 | A | 7 | 8000 | B | 7 | 305 | A | 7 | 1.4 | E | 8 | 0.091 | F | 8 | 0.2 | F | 8 | 10 | 1 | D | 9 | 45 | C | 8
1991-05-16 | 8:00 | 670 | 1336 | 95 | 1 | 10 | 0 | 1 | 16 | 95 | 1 | 10 | 115 | 1 | 10 | 0 | 1 | 16 | 115 | 1 | 10 | 444 | 1 | 21 | 10 | A | 7 | 10 | A | 7 | 7.2 | A | 7 | 6.7 | A | 7 | 97 | A | 7 | 834 | A | 7 | 340 | A | 7 | 6.2 | A | 7 | 9600 | B | 7 | 152 | A | 7 | 1.4 | E | 8 | 0.091 | F | 8 | 0.2 | F | 8 | 8 | 1 | D | 9 | 45 | C | 8
1991-05-16 | 9:00 | 886 | 1336 | 191 | 1 | 10 | 0 | 1 | 16 | 191 | 1 | 10 | 226 | 1 | 10 | 0 | 1 | 16 | 226 | 1 | 10 | 892 | 1 | 21 | 10 | A | 7 | 10 | A | 7 | 7.2 | A | 7 | 6.1 | A | 7 | 93 | A | 7 | 835 | A | 7 | 350 | A | 7 | 4.1 | A | 7 | 11200 | B | 7 | 457 | A | 7 | 1.4 | E | 8 | 0.091 | F | 8 | 0.2 | F | 8 | 0 | 1 | D | 9 | 61 | C | 8
1991-05-16 | 10:00 | 1060 | 1336 | 235 | 1 | 10 | 0 | 1 | 16 | 235 | 1 | 10 | 282 | 1 | 10 | 0 | 1 | 16 | 282 | 1 | 10 | 1130 | 1 | 21 | 10 | A | 7 | 10 | A | 7 | 7.8 | A | 7 | 6.1 | A | 7 | 89 | A | 7 | 835 | A | 7 | 340 | A | 7 | 3.1 | A | 7 | 32000 | B | 7 | 1219 | A | 7 | 1.4 | E | 8 | 0.091 | F | 8 | 0.2 | F | 8 | 0 | 1 | D | 9 | 61 | C | 8
1991-05-16 | 11:00 | 1181 | 1336 | 484 | 1 | 10 | 204 | 1 | 16 | 303 | 1 | 10 | 540 | 1 | 10 | 222 | 1 | 16 | 343 | 1 | 10 | 1373 | 1 | 21 | 9 | A | 7 | 9 | A | 7 | 10.6 | A | 7 | 7.8 | A | 7 | 83 | A | 7 | 835 | A | 7 | 330 | A | 7 | 2.1 | A | 7 | 48000 | B | 7 | 7010 | A | 7 | 1.4 | E | 8 | 0.091 | F | 8 | 0.2 | F | 8 | 0 | 1 | D | 9 | 21 | C | 8
1991-05-16 | 12:00 | 1241 | 1336 | 280 | 1 | 10 | 0 | 1 | 16 | 280 | 1 | 10 | 339 | 1 | 10 | 0 | 1 | 16 | 339 | 1 | 10 | 1344 | 1 | 21 | 10 | A | 7 | 10 | A | 7 | 11.7 | A | 7 | 7.2 | A | 7 | 74 | A | 7 | 835 | A | 7 | 300 | A | 7 | 3.1 | A | 7 | 48000 | B | 7 | 1981 | A | 7 | 1.4 | E | 8 | 0.091 | F | 8 | 0.2 | F | 8 | 0 | 1 | D | 9 | 0 | C | 8
1991-05-16 | 13:00 | 1236 | 1336 | 883 | 1 | 10 | 596 | 1 | 16 | 331 | 1 | 10 | 954 | 1 | 10 | 624 | 1 | 16 | 376 | 1 | 10 | 2073 | 1 | 21 | 9 | A | 7 | 7 | A | 7 | 14.4 | A | 7 | 7.8 | A | 7 | 65 | A | 7 | 835 | A | 7 | 310 | A | 7 | 3.1 | A | 7 | 64000 | B | 7 | 1524 | A | 7 | 1.4 | E | 8 | 0.091 | F | 8 | 0.2 | F | 8 | 0 | 1 | D | 9 | 0 | C | 8
1991-05-16 | 14:00 | 1165 | 1336 | 401 | 1 | 10 | 149 | 1 | 16 | 271 | 1 | 10 | 453 | 1 | 10 | 160 | 1 | 16 | 313 | 1 | 10 | 1171 | 1 | 21 | 9 | A | 7 | 9 | A | 7 | 15 | A | 7 | 6.7 | A | 7 | 58 | A | 7 | 835 | A | 7 | 10 | A | 7 | 3.6 | A | 7 | 80000 | B | 7 | 1036 | A | 7 | 1.4 | E | 8 | 0.091 | F | 8 | 0.2 | F | 8 | 0 | 1 | D | 9 | 0 | C | 8
1991-05-16 | 15:00 | 1035 | 1336 | 342 | 1 | 10 | 224 | 1 | 16 | 168 | 1 | 10 | 384 | 1 | 10 | 235 | 1 | 16 | 202 | 1 | 10 | 548 | 1 | 21 | 7 | A | 7 | 7 | A | 7 | 16.7 | A | 7 | 6.1 | A | 7 | 50 | A | 7 | 834 | A | 7 | 360 | A | 7 | 3.1 | A | 7 | 64000 | B | 7 | 2134 | A | 7 | 1.4 | E | 8 | 0.091 | F | 8 | 0.2 | F | 8 | 0 | 1 | D | 9 | 0 | C | 8
1991-05-16 | 16:00 | 852 | 1336 | 449 | 1 | 10 | 467 | 1 | 16 | 151 | 1 | 10 | 475 | 1 | 10 | 472 | 1 | 16 | 173 | 1 | 10 | 379 | 1 | 21 | 6 | A | 7 | 4 | A | 7 | 16.7 | A | 7 | 5.6 | A | 7 | 48 | A | 7 | 834 | A | 7 | 350 | A | 7 | 5.2 | A | 7 | 64000 | B | 7 | 7620 | A | 7 | 1.4 | E | 8 | 0.091 | F | 8 | 0.2 | F | 8 | 0 | 1 | D | 9 | 0 | C | 8
1991-05-16 | 17:00 | 632 | 1336 | 396 | 1 | 10 | 513 | 1 | 16 | 153 | 1 | 10 | 419 | 1 | 10 | 509 | 1 | 16 | 178 | 1 | 10 | 314 | 1 | 21 | 9 | A | 7 | 6 | A | 7 | 14.4 | A | 7 | 7.8 | A | 7 | 65 | A | 7 | 834 | A | 7 | 20 | A | 7 | 6.2 | A | 7 | 80000 | B | 7 | 2743 | A | 7 | 1.4 | E | 8 | 0.091 | F | 8 | 0.2 | F | 8 | 0 | 1 | D | 9 | 0 | C | 8
1991-05-16 | 18:00 | 387 | 1336 | 101 | 1 | 10 | 176 | 1 | 16 | 50 | 1 | 10 | 113 | 1 | 10 | 155 | 1 | 16 | 68 | 1 | 10 | 88 | 1 | 21 | 9 | A | 7 | 8 | A | 7 | 12.8 | A | 7 | 7.2 | A | 7 | 69 | A | 7 | 835 | A | 7 | 30 | A | 7 | 6.7 | A | 7 | 48000 | B | 7 | 2743 | A | 7 | 1.4 | E | 8 | 0.091 | F | 8 | 0.2 | F | 8 | 0 | 1 | D | 9 | 0 | C | 8
1991-05-16 | 19:00 | 138 | 1336 | 37 | 1 | 10 | 4 | 1 | 16 | 36 | 1 | 10 | 40 | 1 | 10 | 0 | 1 | 16 | 40 | 1 | 10 | 117 | 1 | 21 | 9 | A | 7 | 6 | A | 7 | 12.2 | A | 7 | 7.2 | A | 7 | 71 | A | 7 | 836 | A | 7 | 360 | A | 7 | 3.6 | A | 7 | 48000 | B | 7 | 2743 | A | 7 | 1.4 | E | 8 | 0.091 | F | 8 | 0.2 | F | 8 | 0 | 1 | D | 9 | 0 | C | 8
1991-05-16 | 20:00 | 1 | 122 | 0 | 1 | 10 | 0 | 1 | 16 | 0 | 1 | 10 | 0 | 1 | 10 | 0 | 1 | 16 | 0 | 1 | 10 | 0 | 1 | 21 | 10 | A | 7 | 9 | A | 7 | 11.1 | A | 7 | 7.8 | A | 7 | 80 | A | 7 | 837 | A | 7 | 350 | A | 7 | 2.6 | A | 7 | 32000 | B | 7 | 1219 | A | 7 | 1.4 | E | 8 | 0.091 | F | 8 | 0.2 | F | 8 | 0 | 1 | D | 9 | 0 | C | 8
1991-05-16 | 21:00 | 0 | 0 | 0 | 1 | 0 | 0 | 1 | 0 | 0 | 1 | 0 | 0 | 1 | 0 | 0 | 1 | 0 | 0 | 1 | 0 | 0 | 1 | 0 | 10 | A | 7 | 9 | A | 7 | 11.1 | A | 7 | 7.2 | A | 7 | 77 | A | 7 | 838 | A | 7 | 350 | A | 7 | 2.1 | A | 7 | 32000 | B | 7 | 1372 | A | 7 | 1.4 | E | 8 | 0.091 | F | 8 | 0.2 | F | 8 | 0 | 1 | D | 9 | 0 | C | 8
1991-05-16 | 22:00 | 0 | 0 | 0 | 1 | 0 | 0 | 1 | 0 | 0 | 1 | 0 | 0 | 1 | 0 | 0 | 1 | 0 | 0 | 1 | 0 | 0 | 1 | 0 | 10 | A | 7 | 10 | A | 7 | 9.4 | A | 7 | 8.3 | A | 7 | 93 | A | 7 | 838 | A | 7 | 330 | A | 7 | 2.1 | A | 7 | 6400 | B | 7 | 792 | A | 7 | 1.3 | E | 8 | 0.091 | F | 8 | 0.2 | F | 8 | 0 | 1 | D | 9 | 80 | C | 8
1991-05-16 | 23:00 | 0 | 0 | 0 | 1 | 0 | 0 | 1 | 0 | 0 | 1 | 0 | 0 | 1 | 0 | 0 | 1 | 0 | 0 | 1 | 0 | 0 | 1 | 0 | 10 | A | 7 | 9 | A | 7 | 9.4 | A | 7 | 6.7 | A | 7 | 83 | A | 7 | 838 | A | 7 | 310 | A | 7 | 2.1 | A | 7 | 16000 | B | 7 | 1097 | A | 7 | 1.3 | E | 8 | 0.091 | F | 8 | 0.2 | F | 8 | 0 | 1 | D | 9 | 80 | C | 8
1991-05-16 | 24:00 | 0 | 0 | 0 | 1 | 0 | 0 | 1 | 0 | 0 | 1 | 0 | 0 | 1 | 0 | 0 | 1 | 0 | 0 | 1 | 0 | 0 | 1 | 0 | 5 | A | 7 | 5 | A | 7 | 9.4 | A | 7 | 6.1 | A | 7 | 80 | A | 7 | 838 | A | 7 | 270 | A | 7 | 1.5 | A | 7 | 32000 | B | 7 | 77777 | A | 7 | 1.3 | E | 8 | 0.091 | F | 8 | 0.2 | F | 8 | 0 | 1 | D | 9 | 0 | C | 8
1991-05-17 | 1:00 | 0 | 0 | 0 | 1 | 0 | 0 | 1 | 0 | 0 | 1 | 0 | 0 | 1 | 0 | 0 | 1 | 0 | 0 | 1 | 0 | 0 | 1 | 0 | 10 | A | 7 | 9 | A | 7 | 9.4 | A | 7 | 7.8 | A | 7 | 90 | A | 7 | 837 | A | 7 | 0 | A | 7 | 0 | A | 7 | 32000 | B | 7 | 1494 | A | 7 | 1.3 | E | 8 | 0.091 | F | 8 | 0.2 | F | 8 | 0 | 1 | D | 9 | 0 | C | 8
1991-05-17 | 2:00 | 0 | 0 | 0 | 1 | 0 | 0 | 1 | 0 | 0 | 1 | 0 | 0 | 1 | 0 | 0 | 1 | 0 | 0 | 1 | 0 | 0 | 1 | 0 | 10 | A | 7 | 9 | A | 7 | 9.4 | A | 7 | 6.1 | A | 7 | 80 | A | 7 | 837 | A | 7 | 0 | A | 7 | 0 | A | 7 | 24000 | B | 7 | 1402 | A | 7 | 1.3 | E | 8 | 0.091 | F | 8 | 0.2 | F | 8 | 0 | 1 | D | 9 | 0 | C | 8
1991-05-17 | 3:00 | 0 | 0 | 0 | 1 | 0 | 0 | 1 | 0 | 0 | 1 | 0 | 0 | 1 | 0 | 0 | 1 | 0 | 0 | 1 | 0 | 0 | 1 | 0 | 5 | A | 7 | 5 | A | 7 | 8.9 | A | 7 | 6.1 | A | 7 | 83 | A | 7 | 837 | A | 7 | 20 | A | 7 | 2.1 | A | 7 | 32000 | B | 7 | 77777 | A | 7 | 1.3 | E | 8 | 0.091 | F | 8 | 0.2 | F | 8 | 0 | 1 | D | 9 | 0 | C | 8
1991-05-17 | 4:00 | 0 | 0 | 0 | 1 | 0 | 0 | 1 | 0 | 0 | 1 | 0 | 0 | 1 | 0 | 0 | 1 | 0 | 0 | 1 | 0 | 0 | 1 | 0 | 2 | A | 7 | 2 | A | 7 | 7.8 | A | 7 | 6.1 | A | 7 | 89 | A | 7 | 836 | A | 7 | 40 | A | 7 | 1.5 | A | 7 | 32000 | B | 7 | 77777 | A | 7 | 1.3 | E | 8 | 0.091 | F | 8 | 0.2 | F | 8 | 0 | 1 | D | 9 | 0 | C | 8
1991-05-17 | 5:00 | 8 | 367 | 1 | 1 | 10 | 1 | 1 | 16 | 0 | 1 | 10 | 0 | 1 | 10 | 0 | 1 | 16 | 0 | 1 | 10 | 0 | 1 | 21 | 8 | A | 7 | 8 | A | 7 | 8.3 | A | 7 | 7.2 | A | 7 | 93 | A | 7 | 837 | A | 7 | 0 | A | 7 | 0 | A | 7 | 40000 | B | 7 | 1372 | A | 7 | 1.3 | E | 8 | 0.091 | F | 8 | 0.2 | F | 8 | 0 | 1 | D | 9 | 0 | C | 8
1991-05-17 | 6:00 | 181 | 1336 | 78 | 1 | 10 | 81 | 1 | 16 | 67 | 1 | 10 | 83 | 1 | 10 | 52 | 1 | 16 | 76 | 1 | 10 | 141 | 1 | 21 | 6 | A | 7 | 6 | A | 7 | 8.9 | A | 7 | 5.6 | A | 7 | 80 | A | 7 | 838 | A | 7 | 80 | A | 7 | 2.1 | A | 7 | 48000 | B | 7 | 1372 | A | 7 | 1.3 | E | 8 | 0.091 | F | 8 | 0.2 | F | 8 | 0 | 1 | D | 9 | 0 | C | 8
1991-05-17 | 7:00 | 431 | 1336 | 266 | 1 | 10 | 643 | 1 | 16 | 58 | 1 | 10 | 275 | 1 | 10 | 584 | 1 | 16 | 86 | 1 | 10 | 115 | 1 | 21 | 1 | A | 7 | 0 | A | 7 | 11.1 | A | 7 | 5.6 | A | 7 | 69 | A | 7 | 838 | A | 7 | 0 | A | 7 | 0 | A | 7 | 64000 | B | 7 | 77777 | A | 7 | 1.3 | E | 8 | 0.091 | F | 8 | 0.2 | F | 8 | 0 | 1 | D | 9 | 0 | C | 8
1991-05-17 | 8:00 | 672 | 1336 | 450 | 1 | 10 | 712 | 1 | 16 | 92 | 1 | 10 | 469 | 1 | 10 | 697 | 1 | 16 | 118 | 1 | 10 | 193 | 1 | 21 | 2 | A | 7 | 2 | A | 7 | 12.8 | A | 7 | 6.1 | A | 7 | 64 | A | 7 | 838 | A | 7 | 280 | A | 7 | 1.5 | A | 7 | 64000 | B | 7 | 77777 | A | 7 | 1.3 | E | 8 | 0.091 | F | 8 | 0.2 | F | 8 | 0 | 1 | D | 9 | 0 | C | 8
1991-05-17 | 9:00 | 888 | 1336 | 647 | 1 | 10 | 768 | 1 | 16 | 136 | 1 | 10 | 692 | 1 | 10 | 783 | 1 | 16 | 170 | 1 | 10 | 363 | 1 | 21 | 3 | A | 7 | 3 | A | 7 | 13.3 | A | 7 | 6.1 | A | 7 | 62 | A | 7 | 837 | A | 7 | 310 | A | 7 | 2.6 | A | 7 | 80000 | B | 7 | 77777 | A | 7 | 1.3 | E | 8 | 0.091 | F | 8 | 0.2 | F | 8 | 0 | 1 | D | 9 | 0 | C | 8
1991-05-17 | 10:00 | 1062 | 1336 | 500 | 1 | 10 | 246 | 1 | 16 | 304 | 1 | 10 | 550 | 1 | 10 | 267 | 1 | 16 | 337 | 1 | 10 | 1043 | 1 | 21 | 7 | A | 7 | 7 | A | 7 | 14.4 | A | 7 | 5.6 | A | 7 | 55 | A | 7 | 837 | A | 7 | 0 | A | 7 | 0 | A | 7 | 64000 | B | 7 | 975 | A | 7 | 1.3 | E | 8 | 0.091 | F | 8 | 0.2 | F | 8 | 0 | 1 | D | 9 | 0 | C | 8
1991-05-17 | 11:00 | 1183 | 1336 | 884 | 1 | 10 | 644 | 1 | 16 | 313 | 1 | 10 | 920 | 1 | 10 | 645 | 1 | 16 | 348 | 1 | 10 | 1507 | 1 | 21 | 6 | A | 7 | 6 | A | 7 | 15 | A | 7 | 5.6 | A | 7 | 53 | A | 7 | 837 | A | 7 | 30 | A | 7 | 2.1 | A | 7 | 32000 | B | 7 | 975 | A | 7 | 1.3 | E | 8 | 0.091 | F | 8 | 0.2 | F | 8 | 0 | 1 | D | 9 | 0 | C | 8
1991-05-17 | 12:00 | 1243 | 1336 | 932 | 1 | 10 | 802 | 1 | 16 | 185 | 1 | 10 | 981 | 1 | 10 | 808 | 1 | 16 | 228 | 1 | 10 | 1098 | 1 | 21 | 5 | A | 7 | 5 | A | 7 | 17.2 | A | 7 | 5.6 | A | 7 | 46 | A | 7 | 837 | A | 7 | 60 | A | 7 | 2.6 | A | 7 | 24000 | B | 7 | 77777 | A | 7 | 1.2 | E | 8 | 0.091 | F | 8 | 0.2 | F | 8 | 0 | 1 | D | 9 | 0 | C | 8
1991-05-17 | 13:00 | 1237 | 1336 | 839 | 1 | 10 | 594 | 1 | 16 | 288 | 1 | 10 | 884 | 1 | 10 | 600 | 1 | 16 | 326 | 1 | 10 | 1761 | 1 | 21 | 5 | A | 7 | 5 | A | 7 | 17.2 | A | 7 | 5.6 | A | 7 | 46 | A | 7 | 837 | A | 7 | 50 | A | 7 | 4.1 | A | 7 | 19200 | B | 7 | 77777 | A | 7 | 1.2 | E | 8 | 0.091 | F | 8 | 0.2 | F | 8 | 0 | 1 | D | 9 | 0 | C | 8
1991-05-17 | 14:00 | 1167 | 1336 | 658 | 1 | 10 | 434 | 1 | 16 | 278 | 1 | 10 | 717 | 1 | 10 | 455 | 1 | 16 | 319 | 1 | 10 | 1318 | 1 | 21 | 5 | A | 7 | 5 | A | 7 | 18.9 | A | 7 | 5.6 | A | 7 | 42 | A | 7 | 836 | A | 7 | 50 | A | 7 | 3.1 | A | 7 | 19200 | B | 7 | 77777 | A | 7 | 1.2 | E | 8 | 0.091 | F | 8 | 0.2 | F | 8 | 0 | 1 | D | 9 | 0 | C | 8
1991-05-17 | 15:00 | 1036 | 1336 | 736 | 1 | 10 | 628 | 1 | 16 | 248 | 1 | 10 | 767 | 1 | 10 | 631 | 1 | 16 | 276 | 1 | 10 | 803 | 1 | 21 | 6 | A | 7 | 6 | A | 7 | 19.4 | A | 7 | 5.6 | A | 7 | 40 | A | 7 | 836 | A | 7 | 30 | A | 7 | 2.6 | A | 7 | 24000 | B | 7 | 1676 | A | 7 | 1.2 | E | 8 | 0.091 | F | 8 | 0.2 | F | 8 | 0 | 1 | D | 9 | 0 | C | 8
1991-05-17 | 16:00 | 855 | 1336 | 577 | 1 | 10 | 569 | 1 | 16 | 212 | 1 | 10 | 616 | 1 | 10 | 587 | 1 | 16 | 240 | 1 | 10 | 530 | 1 | 21 | 5 | A | 7 | 4 | A | 7 | 19.4 | A | 7 | 5 | A | 7 | 39 | A | 7 | 835 | A | 7 | 70 | A | 7 | 2.6 | A | 7 | 32000 | B | 7 | 77777 | A | 7 | 1.2 | E | 8 | 0.091 | F | 8 | 0.2 | F | 8 | 0 | 1 | D | 9 | 0 | C | 8
1991-05-17 | 17:00 | 634 | 1336 | 250 | 1 | 10 | 127 | 1 | 16 | 190 | 1 | 10 | 274 | 1 | 10 | 129 | 1 | 16 | 212 | 1 | 10 | 465 | 1 | 21 | 8 | A | 7 | 8 | A | 7 | 18.9 | A | 7 | 5.6 | A | 7 | 42 | A | 7 | 835 | A | 7 | 40 | A | 7 | 3.1 | A | 7 | 24000 | B | 7 | 1981 | A | 7 | 1.2 | E | 8 | 0.091 | F | 8 | 0.2 | F | 8 | 0 | 1 | D | 9 | 15 | C | 8
1991-05-17 | 18:00 | 390 | 1336 | 72 | 1 | 10 | 30 | 1 | 16 | 63 | 1 | 10 | 79 | 1 | 10 | 27 | 1 | 16 | 71 | 1 | 10 | 182 | 1 | 21 | 9 | A | 7 | 9 | A | 7 | 17.2 | A | 7 | 6.7 | A | 7 | 50 | A | 7 | 835 | A | 7 | 340 | A | 7 | 3.1 | A | 7 | 24000 | B | 7 | 2134 | A | 7 | 1.2 | E | 8 | 0.091 | F | 8 | 0.2 | F | 8 | 0 | 1 | D | 9 | 0 | C | 8
1991-05-17 | 19:00 | 141 | 1336 | 32 | 1 | 10 | 18 | 1 | 16 | 30 | 1 | 10 | 35 | 1 | 10 | 12 | 1 | 16 | 34 | 1 | 10 | 74 | 1 | 21 | 9 | A | 7 | 8 | A | 7 | 16.7 | A | 7 | 6.7 | A | 7 | 52 | A | 7 | 835 | A | 7 | 10 | A | 7 | 3.1 | A | 7 | 24000 | B | 7 | 1981 | A | 7 | 1.2 | E | 8 | 0.091 | F | 8 | 0.2 | F | 8 | 0 | 1 | D | 9 | 0 | C | 8
1991-05-17 | 20:00 | 1 | 145 | 0 | 1 | 10 | 0 | 1 | 16 | 0 | 1 | 10 | 0 | 1 | 10 | 0 | 1 | 16 | 0 | 1 | 10 | 0 | 1 | 21 | 9 | A | 7 | 7 | A | 7 | 16.7 | A | 7 | 6.1 | A | 7 | 50 | A | 7 | 836 | A | 7 | 70 | A | 7 | 3.1 | A | 7 | 24000 | B | 7 | 1981 | A | 7 | 1.2 | E | 8 | 0.091 | F | 8 | 0.2 | F | 8 | 0 | 1 | D | 9 | 0 | C | 8
1991-05-17 | 21:00 | 0 | 0 | 0 | 1 | 0 | 0 | 1 | 0 | 0 | 1 | 0 | 0 | 1 | 0 | 0 | 1 | 0 | 0 | 1 | 0 | 0 | 1 | 0 | 10 | A | 7 | 8 | A | 7 | 15.6 | A | 7 | 7.2 | A | 7 | 57 | A | 7 | 837 | A | 7 | 70 | A | 7 | 3.6 | A | 7 | 24000 | B | 7 | 1981 | A | 7 | 1.2 | E | 8 | 0.091 | F | 8 | 0.2 | F | 8 | 0 | 1 | D | 9 | 0 | C | 8
1991-05-17 | 22:00 | 0 | 0 | 0 | 1 | 0 | 0 | 1 | 0 | 0 | 1 | 0 | 0 | 1 | 0 | 0 | 1 | 0 | 0 | 1 | 0 | 0 | 1 | 0 | 7 | A | 7 | 7 | A | 7 | 14.4 | A | 7 | 7.8 | A | 7 | 65 | A | 7 | 837 | A | 7 | 100 | A | 7 | 4.6 | A | 7 | 24000 | B | 7 | 1829 | A | 7 | 1.2 | E | 8 | 0.091 | F | 8 | 0.2 | F | 8 | 0 | 1 | D | 9 | 0 | C | 8
1991-05-17 | 23:00 | 0 | 0 | 0 | 1 | 0 | 0 | 1 | 0 | 0 | 1 | 0 | 0 | 1 | 0 | 0 | 1 | 0 | 0 | 1 | 0 | 0 | 1 | 0 | 8 | A | 7 | 8 | A | 7 | 13.3 | A | 7 | 6.1 | A | 7 | 62 | A | 7 | 837 | A | 7 | 110 | A | 7 | 6.7 | A | 7 | 24000 | B | 7 | 1981 | A | 7 | 1.2 | E | 8 | 0.091 | F | 8 | 0.2 | F | 8 | 0 | 1 | D | 9 | 0 | C | 8
1991-05-17 | 24:00 | 0 | 0 | 0 | 1 | 0 | 0 | 1 | 0 | 0 | 1 | 0 | 0 | 1 | 0 | 0 | 1 | 0 | 0 | 1 | 0 | 0 | 1 | 0 | 10 | A | 7 | 9 | A | 7 | 13.3 | A | 7 | 7.2 | A | 7 | 67 | A | 7 | 838 | A | 7 | 120 | A | 7 | 5.2 | A | 7 | 32000 | B | 7 | 1981 | A | 7 | 1.2 | E | 8 | 0.091 | F | 8 | 0.2 | F | 8 | 0 | 1 | D | 9 | 0 | C | 8
1991-05-18 | 1:00 | 0 | 0 | 0 | 1 | 0 | 0 | 1 | 0 | 0 | 1 | 0 | 0 | 1 | 0 | 0 | 1 | 0 | 0 | 1 | 0 | 0 | 1 | 0 | 9 | A | 7 | 9 | A | 7 | 13.3 | A | 7 | 8.3 | A | 7 | 72 | A | 7 | 837 | A | 7 | 120 | A | 7 | 5.2 | A | 7 | 32000 | B | 7 | 1981 | A | 7 | 1.2 | E | 8 | 0.091 | F | 8 | 0.2 | F | 8 | 0 | 1 | D | 9 | 0 | C | 8
1991-05-18 | 2:00 | 0 | 0 | 0 | 1 | 0 | 0 | 1 | 0 | 0 | 1 | 0 | 0 | 1 | 0 | 0 | 1 | 0 | 0 | 1 | 0 | 0 | 1 | 0 | 9 | A | 7 | 9 | A | 7 | 13.3 | A | 7 | 8.9 | A | 7 | 75 | A | 7 | 838 | A | 7 | 140 | A | 7 | 3.6 | A | 7 | 32000 | B | 7 | 1676 | A | 7 | 1.1 | E | 8 | 0.091 | F | 8 | 0.2 | F | 8 | 0 | 1 | D | 9 | 0 | C | 8
1991-05-18 | 3:00 | 0 | 0 | 0 | 1 | 0 | 0 | 1 | 0 | 0 | 1 | 0 | 0 | 1 | 0 | 0 | 1 | 0 | 0 | 1 | 0 | 0 | 1 | 0 | 10 | A | 7 | 9 | A | 7 | 12.8 | A | 7 | 8.9 | A | 7 | 77 | A | 7 | 838 | A | 7 | 110 | A | 7 | 2.6 | A | 7 | 32000 | B | 7 | 1676 | A | 7 | 1.1 | E | 8 | 0.091 | F | 8 | 0.2 | F | 8 | 0 | 1 | D | 9 | 0 | C | 8
1991-05-18 | 4:00 | 0 | 0 | 0 | 1 | 0 | 0 | 1 | 0 | 0 | 1 | 0 | 0 | 1 | 0 | 0 | 1 | 0 | 0 | 1 | 0 | 0 | 1 | 0 | 10 | A | 7 | 10 | A | 7 | 12.8 | A | 7 | 8.9 | A | 7 | 77 | A | 7 | 837 | A | 7 | 100 | A | 7 | 5.2 | A | 7 | 32000 | B | 7 | 1676 | A | 7 | 1.1 | E | 8 | 0.091 | F | 8 | 0.2 | F | 8 | 0 | 1 | D | 9 | 0 | C | 8
1991-05-18 | 5:00 | 9 | 389 | 1 | 1 | 10 | 0 | 1 | 16 | 1 | 1 | 10 | 0 | 1 | 10 | 0 | 1 | 16 | 0 | 1 | 10 | 0 | 1 | 21 | 9 | A | 7 | 7 | A | 7 | 12.2 | A | 7 | 8.9 | A | 7 | 80 | A | 7 | 838 | A | 7 | 120 | A | 7 | 4.6 | A | 7 | 48000 | B | 7 | 1829 | A | 7 | 1.1 | E | 8 | 0.091 | F | 8 | 0.2 | F | 8 | 0 | 1 | D | 9 | 15 | C | 8
1991-05-18 | 6:00 | 184 | 1335 | 52 | 1 | 10 | 34 | 1 | 16 | 47 | 1 | 10 | 57 | 1 | 10 | 24 | 1 | 16 | 53 | 1 | 10 | 114 | 1 | 21 | 6 | A | 7 | 5 | A | 7 | 12.8 | A | 7 | 10 | A | 7 | 83 | A | 7 | 838 | A | 7 | 130 | A | 7 | 5.2 | A | 7 | 64000 | B | 7 | 7620 | A | 7 | 1.1 | E | 8 | 0.091 | F | 8 | 0.2 | F | 8 | 0 | 1 | D | 9 | 0 | C | 8
1991-05-18 | 7:00 | 433 | 1335 | 225 | 1 | 10 | 324 | 1 | 16 | 119 | 1 | 10 | 239 | 1 | 10 | 301 | 1 | 16 | 141 | 1 | 10 | 238 | 1 | 21 | 4 | A | 7 | 2 | A | 7 | 15 | A | 7 | 9.4 | A | 7 | 69 | A | 7 | 838 | A | 7 | 130 | A | 7 | 4.1 | A | 7 | 64000 | B | 7 | 77777 | A | 7 | 1.1 | E | 8 | 0.091 | F | 8 | 0.2 | F | 8 | 0 | 1 | D | 9 | 0 | C | 8
1991-05-18 | 8:00 | 675 | 1335 | 437 | 1 | 10 | 460 | 1 | 16 | 204 | 1 | 10 | 453 | 1 | 10 | 460 | 1 | 16 | 220 | 1 | 10 | 441 | 1 | 21 | 8 | A | 7 | 3 | A | 7 | 16.1 | A | 7 | 8.9 | A | 7 | 62 | A | 7 | 838 | A | 7 | 140 | A | 7 | 4.1 | A | 7 | 64000 | B | 7 | 77777 | A | 7 | 1.1 | E | 8 | 0.091 | F | 8 | 0.2 | F | 8 | 0 | 1 | D | 9 | 0 | C | 8
1991-05-18 | 9:00 | 889 | 1335 | 617 | 1 | 10 | 519 | 1 | 16 | 271 | 1 | 10 | 647 | 1 | 10 | 535 | 1 | 16 | 290 | 1 | 10 | 722 | 1 | 21 | 10 | A | 7 | 4 | A | 7 | 17.2 | A | 7 | 8.3 | A | 7 | 56 | A | 7 | 838 | A | 7 | 150 | A | 7 | 6.2 | A | 7 | 64000 | B | 7 | 77777 | A | 7 | 1.2 | E | 8 | 0.091 | F | 8 | 0.2 | F | 8 | 0 | 1 | D | 9 | 0 | C | 8
1991-05-18 | 10:00 | 1063 | 1335 | 673 | 1 | 10 | 505 | 1 | 16 | 270 | 1 | 10 | 725 | 1 | 10 | 527 | 1 | 16 | 304 | 1 | 10 | 963 | 1 | 21 | 8 | A | 7 | 3 | A | 7 | 19.4 | A | 7 | 8.9 | A | 7 | 51 | A | 7 | 837 | A | 7 | 160 | A | 7 | 4.1 | A | 7 | 64000 | B | 7 | 77777 | A | 7 | 1.2 | E | 8 | 0.091 | F | 8 | 0.2 | F | 8 | 0 | 1 | D | 9 | 0 | C | 8
1991-05-18 | 11:00 | 1184 | 1335 | 829 | 1 | 10 | 590 | 1 | 16 | 306 | 1 | 10 | 898 | 1 | 10 | 617 | 1 | 16 | 349 | 1 | 10 | 1550 | 1 | 21 | 10 | A | 7 | 4 | A | 7 | 20.6 | A | 7 | 8.9 | A | 7 | 47 | A | 7 | 837 | A | 7 | 160 | A | 7 | 4.1 | A | 7 | 96000 | B | 7 | 77777 | A | 7 | 1.2 | E | 8 | 0.091 | F | 8 | 0.2 | F | 8 | 0 | 1 | D | 9 | 0 | C | 8
1991-05-18 | 12:00 | 1244 | 1335 | 864 | 1 | 10 | 456 | 1 | 16 | 439 | 1 | 10 | 908 | 1 | 10 | 475 | 1 | 16 | 465 | 1 | 10 | 2910 | 1 | 21 | 10 | A | 7 | 3 | A | 7 | 22.8 | A | 7 | 6.7 | A | 7 | 35 | A | 7 | 836 | A | 7 | 130 | A | 7 | 3.1 | A | 7 | 96000 | B | 7 | 77777 | A | 7 | 1.2 | E | 8 | 0.091 | F | 8 | 0.2 | F | 8 | 0 | 1 | D | 9 | 0 | C | 8
1991-05-18 | 13:00 | 1239 | 1335 | 906 | 1 | 10 | 668 | 1 | 16 | 286 | 1 | 10 | 955 | 1 | 10 | 675 | 1 | 16 | 328 | 1 | 10 | 1765 | 1 | 21 | 10 | A | 7 | 4 | A | 7 | 24.4 | A | 7 | 6.7 | A | 7 | 32 | A | 7 | 835 | A | 7 | 140 | A | 7 | 6.7 | A | 7 | 96000 | B | 7 | 77777 | A | 7 | 1.2 | E | 8 | 0.091 | F | 8 | 0.2 | F | 8 | 0 | 1 | D | 9 | 0 | C | 8
1991-05-18 | 14:00 | 1168 | 1335 | 836 | 1 | 10 | 620 | 1 | 16 | 293 | 1 | 10 | 873 | 1 | 10 | 623 | 1 | 16 | 327 | 1 | 10 | 1349 | 1 | 21 | 9 | A | 7 | 3 | A | 7 | 25 | A | 7 | 7.2 | A | 7 | 32 | A | 7 | 834 | A | 7 | 160 | A | 7 | 12.9 | A | 7 | 96000 | B | 7 | 77777 | A | 7 | 1.2 | E | 8 | 0.091 | F | 8 | 0.2 | F | 8 | 0 | 1 | D | 9 | 0 | C | 8
1991-05-18 | 15:00 | 1038 | 1335 | 665 | 1 | 10 | 530 | 1 | 16 | 253 | 1 | 10 | 719 | 1 | 10 | 553 | 1 | 16 | 288 | 1 | 10 | 851 | 1 | 21 | 10 | A | 7 | 2 | A | 7 | 25.6 | A | 7 | 6.7 | A | 7 | 30 | A | 7 | 834 | A | 7 | 130 | A | 7 | 11.3 | A | 7 | 96000 | B | 7 | 77777 | A | 7 | 1.2 | E | 8 | 0.091 | F | 8 | 0.2 | F | 8 | 0 | 1 | D | 9 | 0 | C | 8
1991-05-18 | 16:00 | 857 | 1335 | 540 | 1 | 10 | 518 | 1 | 16 | 207 | 1 | 10 | 578 | 1 | 10 | 534 | 1 | 16 | 235 | 1 | 10 | 518 | 1 | 21 | 10 | A | 7 | 3 | A | 7 | 25.6 | A | 7 | 10.6 | A | 7 | 39 | A | 7 | 833 | A | 7 | 160 | A | 7 | 10.3 | A | 7 | 64000 | B | 7 | 77777 | A | 7 | 1.2 | E | 8 | 0.091 | F | 8 | 0.2 | F | 8 | 0 | 1 | D | 9 | 0 | C | 8
1991-05-18 | 17:00 | 637 | 1335 | 431 | 1 | 10 | 555 | 1 | 16 | 166 | 1 | 10 | 453 | 1 | 10 | 551 | 1 | 16 | 190 | 1 | 10 | 345 | 1 | 21 | 10 | A | 7 | 0 | A | 7 | 26.1 | A | 7 | 11.7 | A | 7 | 41 | A | 7 | 833 | A | 7 | 140 | A | 7 | 6.2 | A | 7 | 56000 | B | 7 | 77777 | A | 7 | 1.2 | E | 8 | 0.091 | F | 8 | 0.2 | F | 8 | 0 | 1 | D | 9 | 0 | C | 8
1991-05-18 | 18:00 | 393 | 1335 | 219 | 1 | 10 | 386 | 1 | 16 | 106 | 1 | 10 | 227 | 1 | 10 | 338 | 1 | 16 | 128 | 1 | 10 | 200 | 1 | 21 | 9 | A | 7 | 0 | A | 7 | 26.1 | A | 7 | 11.1 | A | 7 | 39 | A | 7 | 832 | A | 7 | 130 | A | 7 | 7.7 | A | 7 | 56000 | B | 7 | 77777 | A | 7 | 1.2 | E | 8 | 0.091 | F | 8 | 0.2 | F | 8 | 0 | 1 | D | 9 | 0 | C | 8
1991-05-18 | 19:00 | 144 | 1335 | 51 | 1 | 10 | 91 | 1 | 16 | 41 | 1 | 10 | 53 | 1 | 10 | 46 | 1 | 16 | 48 | 1 | 10 | 77 | 1 | 21 | 7 | A | 7 | 1 | A | 7 | 27.2 | A | 7 | 12.4 | B | 8 | 40 | A | 7 | 832 | A | 7 | 150 | A | 7 | 6.7 | A | 7 | 72000 | B | 7 | 77777 | A | 7 | 1.2 | E | 8 | 0.091 | F | 8 | 0.2 | F | 8 | 0 | 1 | D | 9 | 0 | C | 8
1991-05-18 | 20:00 | 2 | 167 | 0 | 1 | 10 | 0 | 1 | 16 | 0 | 1 | 10 | 0 | 1 | 10 | 0 | 1 | 16 | 0 | 1 | 10 | 0 | 1 | 21 | 6 | A | 7 | 0 | A | 7 | 16.7 | A | 7 | 13.3 | A | 7 | 80 | A | 7 | 834 | A | 7 | 340 | A | 7 | 5.7 | A | 7 | 32000 | B | 7 | 77777 | A | 7 | 1.3 | E | 8 | 0.091 | F | 8 | 0.2 | F | 8 | 0 | 1 | D | 9 | 0 | C | 8
1991-05-18 | 21:00 | 0 | 0 | 0 | 1 | 0 | 0 | 1 | 0 | 0 | 1 | 0 | 0 | 1 | 0 | 0 | 1 | 0 | 0 | 1 | 0 | 0 | 1 | 0 | 4 | A | 7 | 0 | A | 7 | 15.6 | A | 7 | 12.8 | A | 7 | 83 | A | 7 | 835 | A | 7 | 310 | A | 7 | 3.1 | A | 7 | 16000 | B | 7 | 77777 | A | 7 | 1.3 | E | 8 | 0.091 | F | 8 | 0.2 | F | 8 | 0 | 1 | D | 9 | 0 | C | 8
1991-05-18 | 22:00 | 0 | 0 | 0 | 1 | 0 | 0 | 1 | 0 | 0 | 1 | 0 | 0 | 1 | 0 | 0 | 1 | 0 | 0 | 1 | 0 | 0 | 1 | 0 | 0 | A | 7 | 0 | A | 7 | 14.4 | A | 7 | 12.8 | A | 7 | 90 | A | 7 | 835 | A | 7 | 340 | A | 7 | 3.1 | A | 7 | 11200 | B | 7 | 77777 | A | 7 | 1.3 | E | 8 | 0.091 | F | 8 | 0.2 | F | 8 | 0 | 1 | D | 9 | 0 | C | 8
1991-05-18 | 23:00 | 0 | 0 | 0 | 1 | 0 | 0 | 1 | 0 | 0 | 1 | 0 | 0 | 1 | 0 | 0 | 1 | 0 | 0 | 1 | 0 | 0 | 1 | 0 | 0 | A | 7 | 0 | A | 7 | 14.4 | A | 7 | 13.3 | A | 7 | 93 | A | 7 | 835 | A | 7 | 30 | A | 7 | 2.1 | A | 7 | 16000 | B | 7 | 77777 | A | 7 | 1.3 | E | 8 | 0.091 | F | 8 | 0.2 | F | 8 | 0 | 1 | D | 9 | 0 | C | 8
1991-05-18 | 24:00 | 0 | 0 | 0 | 1 | 0 | 0 | 1 | 0 | 0 | 1 | 0 | 0 | 1 | 0 | 0 | 1 | 0 | 0 | 1 | 0 | 0 | 1 | 0 | 0 | A | 7 | 0 | A | 7 | 14.4 | A | 7 | 13.3 | A | 7 | 93 | A | 7 | 836 | A | 7 | 310 | A | 7 | 1.5 | A | 7 | 9600 | B | 7 | 77777 | A | 7 | 1.3 | E | 8 | 0.091 | F | 8 | 0.2 | F | 8 | 0 | 1 | D | 9 | 45 | C | 8
1991-05-19 | 1:00 | 0 | 0 | 0 | 1 | 0 | 0 | 1 | 0 | 0 | 1 | 0 | 0 | 1 | 0 | 0 | 1 | 0 | 0 | 1 | 0 | 0 | 1 | 0 | 0 | A | 7 | 0 | A | 7 | 12.8 | A | 7 | 12.2 | A | 7 | 96 | A | 7 | 836 | A | 7 | 10 | A | 7 | 2.1 | A | 7 | 9600 | B | 7 | 77777 | A | 7 | 1.3 | E | 8 | 0.091 | F | 8 | 0.2 | F | 8 | 0 | 1 | D | 9 | 45 | C | 8
1991-05-19 | 2:00 | 0 | 0 | 0 | 1 | 0 | 0 | 1 | 0 | 0 | 1 | 0 | 0 | 1 | 0 | 0 | 1 | 0 | 0 | 1 | 0 | 0 | 1 | 0 | 0 | A | 7 | 0 | A | 7 | 16.1 | A | 7 | 11.7 | A | 7 | 75 | A | 7 | 836 | A | 7 | 200 | A | 7 | 4.1 | A | 7 | 9600 | B | 7 | 77777 | A | 7 | 1.3 | E | 8 | 0.091 | F | 8 | 0.2 | F | 8 | 0 | 1 | D | 9 | 45 | C | 8
1991-05-19 | 3:00 | 0 | 0 | 0 | 1 | 0 | 0 | 1 | 0 | 0 | 1 | 0 | 0 | 1 | 0 | 0 | 1 | 0 | 0 | 1 | 0 | 0 | 1 | 0 | 0 | A | 7 | 0 | A | 7 | 17.8 | A | 7 | 10.6 | A | 7 | 63 | A | 7 | 836 | A | 7 | 180 | A | 7 | 7.2 | A | 7 | 24000 | B | 7 | 77777 | A | 7 | 1.3 | E | 8 | 0.091 | F | 8 | 0.2 | F | 8 | 0 | 1 | D | 9 | 0 | C | 8
1991-05-19 | 4:00 | 0 | 0 | 0 | 1 | 0 | 0 | 1 | 0 | 0 | 1 | 0 | 0 | 1 | 0 | 0 | 1 | 0 | 0 | 1 | 0 | 0 | 1 | 0 | 9 | A | 7 | 7 | A | 7 | 17.2 | A | 7 | 11.1 | A | 7 | 67 | A | 7 | 836 | A | 7 | 190 | A | 7 | 6.7 | A | 7 | 24000 | B | 7 | 7620 | A | 7 | 1.3 | E | 8 | 0.091 | F | 8 | 0.2 | F | 8 | 0 | 1 | D | 9 | 0 | C | 8
1991-05-19 | 5:00 | 9 | 389 | 1 | 1 | 10 | 7 | 1 | 16 | 1 | 1 | 10 | 0 | 1 | 10 | 0 | 1 | 16 | 0 | 1 | 10 | 0 | 1 | 21 | 8 | A | 7 | 4 | A | 7 | 16.7 | A | 7 | 10.6 | A | 7 | 67 | A | 7 | 837 | A | 7 | 180 | A | 7 | 3.6 | A | 7 | 40000 | B | 7 | 7620 | A | 7 | 1.3 | E | 8 | 0.091 | F | 8 | 0.2 | F | 8 | 0 | 1 | D | 9 | 0 | C | 8
1991-05-19 | 6:00 | 187 | 1335 | 84 | 1 | 10 | 318 | 1 | 16 | 39 | 1 | 10 | 85 | 1 | 10 | 207 | 1 | 16 | 56 | 1 | 10 | 69 | 1 | 21 | 2 | A | 7 | 2 | A | 7 | 16.7 | A | 7 | 10.6 | A | 7 | 67 | A | 7 | 837 | A | 7 | 180 | A | 7 | 3.6 | A | 7 | 48000 | B | 7 | 77777 | A | 7 | 1.3 | E | 8 | 0.091 | F | 8 | 0.2 | F | 8 | 0 | 1 | D | 9 | 0 | C | 8
1991-05-19 | 7:00 | 436 | 1335 | 271 | 1 | 10 | 661 | 1 | 16 | 55 | 1 | 10 | 282 | 1 | 10 | 604 | 1 | 16 | 85 | 1 | 10 | 113 | 1 | 21 | 1 | A | 7 | 1 | A | 7 | 18.3 | A | 7 | 10.6 | A | 7 | 61 | A | 7 | 838 | A | 7 | 190 | A | 7 | 4.1 | A | 7 | 64000 | B | 7 | 77777 | A | 7 | 1.3 | E | 8 | 0.091 | F | 8 | 0.2 | F | 8 | 0 | 1 | D | 9 | 0 | C | 8
1991-05-19 | 8:00 | 677 | 1335 | 460 | 1 | 10 | 763 | 1 | 16 | 73 | 1 | 10 | 492 | 1 | 10 | 755 | 1 | 16 | 109 | 1 | 10 | 167 | 1 | 21 | 1 | A | 7 | 1 | A | 7 | 20.6 | A | 7 | 10 | A | 7 | 51 | A | 7 | 838 | A | 7 | 200 | A | 7 | 4.6 | A | 7 | 64000 | B | 7 | 77777 | A | 7 | 1.3 | E | 8 | 0.091 | F | 8 | 0.2 | F | 8 | 0 | 1 | D | 9 | 0 | C | 8
1991-05-19 | 9:00 | 891 | 1335 | 678 | 1 | 10 | 877 | 1 | 16 | 91 | 1 | 10 | 704 | 1 | 10 | 872 | 1 | 16 | 121 | 1 | 10 | 219 | 1 | 21 | 0 | A | 7 | 0 | A | 7 | 23.9 | A | 7 | 7.8 | A | 7 | 36 | A | 7 | 837 | A | 7 | 170 | A | 7 | 3.6 | A | 7 | 64000 | B | 7 | 77777 | A | 7 | 1.3 | E | 8 | 0.091 | F | 8 | 0.2 | F | 8 | 0 | 1 | D | 9 | 0 | C | 8
1991-05-19 | 10:00 | 1065 | 1335 | 801 | 1 | 10 | 779 | 1 | 16 | 179 | 1 | 10 | 858 | 1 | 10 | 798 | 1 | 16 | 220 | 1 | 10 | 643 | 1 | 21 | 2 | A | 7 | 2 | A | 7 | 26.1 | A | 7 | 5.6 | A | 7 | 27 | A | 7 | 837 | A | 7 | 160 | A | 7 | 6.2 | A | 7 | 96000 | B | 7 | 77777 | A | 7 | 1.3 | E | 8 | 0.091 | F | 8 | 0.2 | F | 8 | 0 | 1 | D | 9 | 0 | C | 8
1991-05-19 | 11:00 | 1185 | 1335 | 891 | 1 | 10 | 880 | 1 | 16 | 109 | 1 | 10 | 922 | 1 | 10 | 883 | 1 | 16 | 136 | 1 | 10 | 462 | 1 | 21 | 1 | A | 7 | 1 | A | 7 | 27.8 | A | 7 | 1.1 | A | 7 | 18 | A | 7 | 836 | A | 7 | 160 | A | 7 | 7.2 | A | 7 | 96000 | B | 7 | 77777 | A | 7 | 1.3 | E | 8 | 0.091 | F | 8 | 0.2 | F | 8 | 0 | 1 | D | 9 | 0 | C | 8
1991-05-19 | 12:00 | 1245 | 1335 | 914 | 1 | 10 | 860 | 1 | 16 | 112 | 1 | 10 | 945 | 1 | 10 | 863 | 1 | 16 | 138 | 1 | 10 | 609 | 1 | 21 | 1 | A | 7 | 1 | A | 7 | 28.9 | A | 7 | 0 | A | 7 | 15 | A | 7 | 836 | A | 7 | 170 | A | 7 | 7.7 | A | 7 | 96000 | B | 7 | 77777 | A | 7 | 1.4 | E | 8 | 0.091 | F | 8 | 0.2 | F | 8 | 0 | 1 | D | 9 | 0 | C | 8
1991-05-19 | 13:00 | 1240 | 1335 | 865 | 1 | 10 | 777 | 1 | 16 | 143 | 1 | 10 | 936 | 1 | 10 | 791 | 1 | 16 | 200 | 1 | 10 | 873 | 1 | 21 | 3 | A | 7 | 1 | A | 7 | 30 | A | 7 | -0.6 | A | 7 | 14 | A | 7 | 835 | A | 7 | 150 | A | 7 | 8.2 | A | 7 | 96000 | B | 7 | 77777 | A | 7 | 1.4 | E | 8 | 0.091 | F | 8 | 0.2 | F | 8 | 0 | 1 | D | 9 | 0 | C | 8
1991-05-19 | 14:00 | 1170 | 1335 | 878 | 1 | 10 | 774 | 1 | 16 | 199 | 1 | 10 | 943 | 1 | 10 | 794 | 1 | 16 | 246 | 1 | 10 | 952 | 1 | 21 | 6 | A | 7 | 2 | A | 7 | 30.6 | A | 7 | 2.8 | A | 7 | 17 | A | 7 | 834 | A | 7 | 160 | A | 7 | 8.2 | A | 7 | 96000 | B | 7 | 77777 | A | 7 | 1.4 | E | 8 | 0.091 | F | 8 | 0.2 | F | 8 | 0 | 1 | D | 9 | 0 | C | 8
1991-05-19 | 15:00 | 1040 | 1335 | 440 | 1 | 10 | 120 | 1 | 16 | 346 | 1 | 10 | 484 | 1 | 10 | 128 | 1 | 16 | 384 | 1 | 10 | 1191 | 1 | 21 | 9 | A | 7 | 9 | A | 7 | 27.8 | A | 7 | 1.1 | A | 7 | 18 | A | 7 | 834 | A | 7 | 170 | A | 7 | 13.4 | A | 7 | 96000 | B | 7 | 7620 | A | 7 | 1.4 | E | 8 | 0.091 | F | 8 | 0.2 | F | 8 | 0 | 1 | D | 9 | 0 | C | 8
1991-05-19 | 16:00 | 859 | 1335 | 309 | 1 | 10 | 83 | 1 | 16 | 255 | 1 | 10 | 340 | 1 | 10 | 84 | 1 | 16 | 286 | 1 | 10 | 873 | 1 | 21 | 10 | A | 7 | 9 | A | 7 | 21.7 | A | 7 | 3.9 | A | 7 | 31 | A | 7 | 835 | A | 7 | 140 | A | 7 | 7.7 | A | 7 | 64000 | B | 7 | 2134 | A | 7 | 1.4 | E | 8 | 0.091 | F | 8 | 0.2 | F | 8 | 0 | 1 | D | 9 | 0 | C | 8
1991-05-19 | 17:00 | 639 | 1335 | 130 | 1 | 10 | 0 | 1 | 16 | 130 | 1 | 10 | 152 | 1 | 10 | 0 | 1 | 16 | 152 | 1 | 10 | 565 | 1 | 21 | 10 | A | 7 | 10 | A | 7 | 22.2 | A | 7 | 7.2 | A | 7 | 38 | A | 7 | 835 | A | 7 | 130 | A | 7 | 10.8 | A | 7 | 80000 | B | 7 | 2134 | A | 7 | 1.4 | E | 8 | 0.091 | F | 8 | 0.2 | F | 8 | 0 | 1 | D | 9 | 15 | C | 8
1991-05-19 | 18:00 | 396 | 1335 | 161 | 1 | 10 | 65 | 1 | 16 | 141 | 1 | 10 | 175 | 1 | 10 | 60 | 1 | 16 | 158 | 1 | 10 | 352 | 1 | 21 | 10 | A | 7 | 9 | A | 7 | 21.1 | A | 7 | 3.9 | A | 7 | 32 | A | 7 | 837 | A | 7 | 230 | A | 7 | 5.7 | A | 7 | 64000 | B | 7 | 2286 | A | 7 | 1.4 | E | 8 | 0.091 | F | 8 | 0.2 | F | 8 | 0 | 1 | D | 9 | 0 | C | 8
1991-05-19 | 19:00 | 148 | 1335 | 41 | 1 | 10 | 12 | 1 | 16 | 40 | 1 | 10 | 45 | 1 | 10 | 8 | 1 | 16 | 44 | 1 | 10 | 95 | 1 | 21 | 10 | A | 7 | 9 | A | 7 | 19.4 | A | 7 | 5 | A | 7 | 39 | A | 7 | 838 | A | 7 | 170 | A | 7 | 3.6 | A | 7 | 80000 | B | 7 | 4267 | A | 7 | 1.4 | E | 8 | 0.091 | F | 8 | 0.2 | F | 8 | 0 | 1 | D | 9 | 0 | C | 8
1991-05-19 | 20:00 | 2 | 189 | 0 | 1 | 10 | 0 | 1 | 16 | 0 | 1 | 10 | 0 | 1 | 10 | 0 | 1 | 16 | 0 | 1 | 10 | 0 | 1 | 21 | 10 | A | 7 | 9 | A | 7 | 18.9 | A | 7 | 6.1 | A | 7 | 43 | A | 7 | 838 | A | 7 | 120 | A | 7 | 2.1 | A | 7 | 32000 | B | 7 | 3962 | A | 7 | 1.4 | E | 8 | 0.091 | F | 8 | 0.2 | F | 8 | 0 | 1 | D | 9 | 0 | C | 8
1991-05-19 | 21:00 | 0 | 0 | 0 | 1 | 0 | 0 | 1 | 0 | 0 | 1 | 0 | 0 | 1 | 0 | 0 | 1 | 0 | 0 | 1 | 0 | 0 | 1 | 0 | 10 | A | 7 | 10 | A | 7 | 18.9 | A | 7 | 5 | A | 7 | 40 | A | 7 | 838 | A | 7 | 150 | A | 7 | 6.2 | A | 7 | 24000 | B | 7 | 1829 | A | 7 | 1.4 | E | 8 | 0.091 | F | 8 | 0.2 | F | 8 | 0 | 1 | D | 9 | 0 | C | 8
1991-05-19 | 22:00 | 0 | 0 | 0 | 1 | 0 | 0 | 1 | 0 | 0 | 1 | 0 | 0 | 1 | 0 | 0 | 1 | 0 | 0 | 1 | 0 | 0 | 1 | 0 | 10 | A | 7 | 10 | A | 7 | 17.8 | A | 7 | 6.1 | A | 7 | 46 | A | 7 | 839 | A | 7 | 180 | A | 7 | 3.1 | A | 7 | 24000 | B | 7 | 1981 | A | 7 | 1.4 | E | 8 | 0.091 | F | 8 | 0.2 | F | 8 | 0 | 1 | D | 9 | 0 | C | 8
1991-05-19 | 23:00 | 0 | 0 | 0 | 1 | 0 | 0 | 1 | 0 | 0 | 1 | 0 | 0 | 1 | 0 | 0 | 1 | 0 | 0 | 1 | 0 | 0 | 1 | 0 | 10 | A | 7 | 10 | A | 7 | 17.8 | A | 7 | 5.6 | A | 7 | 45 | A | 7 | 838 | A | 7 | 180 | A | 7 | 2.6 | A | 7 | 24000 | B | 7 | 3962 | A | 7 | 1.4 | E | 8 | 0.091 | F | 8 | 0.2 | F | 8 | 0 | 1 | D | 9 | 2 | C | 8
1991-05-19 | 24:00 | 0 | 0 | 0 | 1 | 0 | 0 | 1 | 0 | 0 | 1 | 0 | 0 | 1 | 0 | 0 | 1 | 0 | 0 | 1 | 0 | 0 | 1 | 0 | 10 | A | 7 | 7 | A | 7 | 17.2 | A | 7 | 6.1 | A | 7 | 48 | A | 7 | 837 | A | 7 | 190 | A | 7 | 4.1 | A | 7 | 32000 | B | 7 | 3962 | A | 7 | 1.4 | E | 8 | 0.091 | F | 8 | 0.2 | F | 8 | 0 | 1 | D | 9 | 0 | C | 8
1991-05-20 | 1:00 | 0 | 0 | 0 | 1 | 0 | 0 | 1 | 0 | 0 | 1 | 0 | 0 | 1 | 0 | 0 | 1 | 0 | 0 | 1 | 0 | 0 | 1 | 0 | 10 | A | 7 | 9 | A | 7 | 17.2 | A | 7 | 6.1 | A | 7 | 48 | A | 7 | 837 | A | 7 | 190 | A | 7 | 4.1 | A | 7 | 32000 | B | 7 | 4572 | A | 7 | 1.4 | E | 8 | 0.091 | F | 8 | 0.2 | F | 8 | 0 | 1 | D | 9 | 0 | C | 8
1991-05-20 | 2:00 | 0 | 0 | 0 | 1 | 0 | 0 | 1 | 0 | 0 | 1 | 0 | 0 | 1 | 0 | 0 | 1 | 0 | 0 | 1 | 0 | 0 | 1 | 0 | 10 | A | 7 | 9 | A | 7 | 17.2 | A | 7 | 6.1 | A | 7 | 48 | A | 7 | 836 | A | 7 | 160 | A | 7 | 3.6 | A | 7 | 32000 | B | 7 | 4572 | A | 7 | 1.4 | E | 8 | 0.091 | F | 8 | 0.2 | F | 8 | 0 | 1 | D | 9 | 0 | C | 8
1991-05-20 | 3:00 | 0 | 0 | 0 | 1 | 0 | 0 | 1 | 0 | 0 | 1 | 0 | 0 | 1 | 0 | 0 | 1 | 0 | 0 | 1 | 0 | 0 | 1 | 0 | 10 | A | 7 | 9 | A | 7 | 17.2 | A | 7 | 5.6 | A | 7 | 46 | A | 7 | 836 | A | 7 | 190 | A | 7 | 4.1 | A | 7 | 32000 | B | 7 | 4267 | A | 7 | 1.4 | E | 8 | 0.091 | F | 8 | 0.2 | F | 8 | 0 | 1 | D | 9 | 0 | C | 8
1991-05-20 | 4:00 | 0 | 0 | 0 | 1 | 0 | 0 | 1 | 0 | 0 | 1 | 0 | 0 | 1 | 0 | 0 | 1 | 0 | 0 | 1 | 0 | 0 | 1 | 0 | 10 | A | 7 | 10 | A | 7 | 16.7 | A | 7 | 5.6 | A | 7 | 48 | A | 7 | 835 | A | 7 | 180 | A | 7 | 5.2 | A | 7 | 32000 | B | 7 | 4267 | A | 7 | 1.4 | E | 8 | 0.091 | F | 8 | 0.2 | F | 8 | 0 | 1 | D | 9 | 0 | C | 8
1991-05-20 | 5:00 | 10 | 411 | 1 | 1 | 10 | 0 | 1 | 16 | 1 | 1 | 10 | 0 | 1 | 10 | 0 | 1 | 16 | 0 | 1 | 10 | 0 | 1 | 21 | 10 | A | 7 | 10 | A | 7 | 17.2 | A | 7 | 3.9 | A | 7 | 41 | A | 7 | 835 | A | 7 | 180 | A | 7 | 6.2 | A | 7 | 64000 | B | 7 | 7620 | A | 7 | 1.4 | E | 8 | 0.091 | F | 8 | 0.2 | F | 8 | 0 | 1 | D | 9 | 0 | C | 8
1991-05-20 | 6:00 | 189 | 1334 | 61 | 1 | 10 | 37 | 1 | 16 | 56 | 1 | 10 | 67 | 1 | 10 | 27 | 1 | 16 | 63 | 1 | 10 | 132 | 1 | 21 | 9 | A | 7 | 8 | A | 7 | 17.2 | A | 7 | 3.9 | A | 7 | 41 | A | 7 | 835 | A | 7 | 190 | A | 7 | 6.2 | A | 7 | 80000 | B | 7 | 7315 | A | 7 | 1.4 | E | 8 | 0.091 | F | 8 | 0.2 | F | 8 | 0 | 1 | D | 9 | 0 | C | 8
1991-05-20 | 7:00 | 438 | 1334 | 262 | 1 | 10 | 242 | 1 | 16 | 182 | 1 | 10 | 279 | 1 | 10 | 224 | 1 | 16 | 205 | 1 | 10 | 412 | 1 | 21 | 9 | A | 7 | 7 | A | 7 | 19.4 | A | 7 | 5 | A | 7 | 39 | A | 7 | 836 | A | 7 | 190 | A | 7 | 7.2 | A | 7 | 80000 | B | 7 | 7315 | A | 7 | 1.4 | E | 8 | 0.091 | F | 8 | 0.2 | F | 8 | 0 | 1 | D | 9 | 0 | C | 8
1991-05-20 | 8:00 | 679 | 1334 | 371 | 1 | 10 | 489 | 1 | 16 | 122 | 1 | 10 | 389 | 1 | 10 | 483 | 1 | 16 | 143 | 1 | 10 | 260 | 1 | 21 | 8 | A | 7 | 6 | A | 7 | 21.1 | A | 7 | 5 | A | 7 | 35 | A | 7 | 836 | A | 7 | 200 | A | 7 | 5.2 | A | 7 | 80000 | B | 7 | 7315 | A | 7 | 1.4 | E | 8 | 0.091 | F | 8 | 0.2 | F | 8 | 0 | 1 | D | 9 | 0 | C | 8
1991-05-20 | 9:00 | 893 | 1334 | 492 | 1 | 10 | 445 | 1 | 16 | 194 | 1 | 10 | 534 | 1 | 10 | 461 | 1 | 16 | 225 | 1 | 10 | 505 | 1 | 21 | 7 | A | 7 | 6 | A | 7 | 21.1 | A | 7 | 5.6 | A | 7 | 36 | A | 7 | 836 | A | 7 | 190 | A | 7 | 3.6 | A | 7 | 80000 | B | 7 | 6706 | A | 7 | 1.4 | E | 8 | 0.091 | F | 8 | 0.2 | F | 8 | 0 | 1 | D | 9 | 0 | C | 8
1991-05-20 | 10:00 | 1066 | 1334 | 637 | 1 | 10 | 535 | 1 | 16 | 209 | 1 | 10 | 674 | 1 | 10 | 544 | 1 | 16 | 239 | 1 | 10 | 742 | 1 | 21 | 8 | A | 7 | 5 | A | 7 | 23.3 | A | 7 | 6.1 | A | 7 | 33 | A | 7 | 835 | A | 7 | 200 | A | 7 | 4.6 | A | 7 | 80000 | B | 7 | 6706 | A | 7 | 1.4 | E | 8 | 0.091 | F | 8 | 0.2 | F | 8 | 0 | 1 | D | 9 | 0 | C | 8
1991-05-20 | 11:00 | 1187 | 1334 | 627 | 1 | 10 | 346 | 1 | 16 | 319 | 1 | 10 | 676 | 1 | 10 | 362 | 1 | 16 | 353 | 1 | 10 | 1639 | 1 | 21 | 10 | A | 7 | 7 | A | 7 | 25 | A | 7 | 5 | A | 7 | 28 | A | 7 | 835 | A | 7 | 160 | A | 7 | 5.7 | A | 7 | 80000 | B | 7 | 6706 | A | 7 | 1.5 | E | 8 | 0.091 | F | 8 | 0.2 | F | 8 | 0 | 1 | D | 9 | 0 | C | 8
1991-05-20 | 12:00 | 1246 | 1334 | 358 | 1 | 10 | 0 | 1 | 16 | 358 | 1 | 10 | 426 | 1 | 10 | 0 | 1 | 16 | 426 | 1 | 10 | 1621 | 1 | 21 | 10 | A | 7 | 10 | A | 7 | 22.8 | A | 7 | 7.2 | A | 7 | 37 | A | 7 | 835 | A | 7 | 180 | A | 7 | 7.2 | A | 7 | 80000 | B | 7 | 7620 | A | 7 | 1.5 | E | 8 | 0.091 | F | 8 | 0.2 | F | 8 | 0 | 1 | D | 9 | 0 | C | 8
1991-05-20 | 13:00 | 1241 | 1334 | 340 | 1 | 10 | 97 | 1 | 16 | 249 | 1 | 10 | 388 | 1 | 10 | 105 | 1 | 16 | 290 | 1 | 10 | 1357 | 1 | 21 | 10 | A | 7 | 9 | A | 7 | 21.7 | A | 7 | 3.3 | A | 7 | 30 | A | 7 | 836 | A | 7 | 190 | A | 7 | 4.1 | A | 7 | 80000 | B | 7 | 7620 | A | 7 | 1.5 | E | 8 | 0.091 | F | 8 | 0.2 | F | 8 | 0 | 1 | D | 9 | 0 | C | 8
1991-05-20 | 14:00 | 1171 | 1334 | 356 | 1 | 10 | 133 | 1 | 16 | 239 | 1 | 10 | 405 | 1 | 10 | 143 | 1 | 16 | 279 | 1 | 10 | 1053 | 1 | 21 | 10 | A | 7 | 9 | A | 7 | 21.7 | A | 7 | 6.7 | A | 7 | 38 | A | 7 | 835 | A | 7 | 260 | A | 7 | 4.6 | A | 7 | 80000 | B | 7 | 3658 | A | 7 | 1.5 | E | 8 | 0.091 | F | 8 | 0.2 | F | 8 | 0 | 1 | D | 9 | 0 | C | 8
1991-05-20 | 15:00 | 1041 | 1334 | 485 | 1 | 10 | 118 | 1 | 16 | 393 | 1 | 10 | 534 | 1 | 10 | 122 | 1 | 16 | 439 | 1 | 10 | 1497 | 1 | 21 | 10 | A | 7 | 9 | A | 7 | 20.6 | A | 7 | 6.7 | A | 7 | 40 | A | 7 | 834 | A | 7 | 230 | A | 7 | 2.6 | A | 7 | 80000 | B | 7 | 7620 | A | 7 | 1.5 | E | 8 | 0.091 | F | 8 | 0.2 | F | 8 | 0 | 1 | D | 9 | 0 | C | 8
1991-05-20 | 16:00 | 861 | 1334 | 242 | 1 | 10 | 0 | 1 | 16 | 242 | 1 | 10 | 281 | 1 | 10 | 0 | 1 | 16 | 281 | 1 | 10 | 1052 | 1 | 21 | 10 | A | 7 | 10 | A | 7 | 20.6 | A | 7 | 6.7 | A | 7 | 40 | A | 7 | 834 | A | 7 | 180 | A | 7 | 2.6 | A | 7 | 80000 | B | 7 | 8534 | A | 7 | 1.5 | E | 8 | 0.091 | F | 8 | 0.2 | F | 8 | 0 | 1 | D | 9 | 0 | C | 8
1991-05-20 | 17:00 | 641 | 1334 | 175 | 1 | 10 | 0 | 1 | 16 | 175 | 1 | 10 | 200 | 1 | 10 | 0 | 1 | 16 | 200 | 1 | 10 | 708 | 1 | 21 | 10 | A | 7 | 10 | A | 7 | 21.1 | A | 7 | 3.9 | A | 7 | 32 | A | 7 | 835 | A | 7 | 190 | A | 7 | 8.2 | A | 7 | 80000 | B | 7 | 8534 | A | 7 | 1.5 | E | 8 | 0.091 | F | 8 | 0.2 | F | 8 | 0 | 1 | D | 9 | 15 | C | 8
1991-05-20 | 18:00 | 399 | 1334 | 56 | 1 | 10 | 61 | 1 | 16 | 38 | 1 | 10 | 65 | 1 | 10 | 55 | 1 | 16 | 48 | 1 | 10 | 65 | 1 | 21 | 10 | A | 7 | 8 | A | 7 | 19.4 | A | 7 | 5 | A | 7 | 39 | A | 7 | 834 | A | 7 | 210 | A | 7 | 4.6 | A | 7 | 80000 | B | 7 | 8534 | A | 7 | 1.5 | E | 8 | 0.091 | F | 8 | 0.2 | F | 8 | 0 | 1 | D | 9 | 0 | C | 8
1991-05-20 | 19:00 | 151 | 1334 | 70 | 1 | 10 | 293 | 1 | 16 | 37 | 1 | 10 | 70 | 1 | 10 | 170 | 1 | 16 | 51 | 1 | 10 | 63 | 1 | 21 | 4 | A | 7 | 4 | A | 7 | 17.8 | A | 7 | 6.1 | A | 7 | 46 | A | 7 | 834 | A | 7 | 200 | A | 7 | 2.6 | A | 7 | 64000 | B | 7 | 77777 | A | 7 | 1.5 | E | 8 | 0.091 | F | 8 | 0.2 | F | 8 | 0 | 1 | D | 9 | 0 | C | 8
1991-05-20 | 20:00 | 2 | 211 | 0 | 1 | 10 | 4 | 1 | 16 | 0 | 1 | 10 | 0 | 1 | 10 | 0 | 1 | 16 | 0 | 1 | 10 | 0 | 1 | 21 | 6 | A | 7 | 5 | A | 7 | 16.7 | A | 7 | 6.7 | A | 7 | 52 | A | 7 | 834 | A | 7 | 150 | A | 7 | 2.6 | A | 7 | 48000 | B | 7 | 8534 | A | 7 | 1.6 | E | 8 | 0.091 | F | 8 | 0.2 | F | 8 | 0 | 1 | D | 9 | 0 | C | 8
1991-05-20 | 21:00 | 0 | 0 | 0 | 1 | 0 | 0 | 1 | 0 | 0 | 1 | 0 | 0 | 1 | 0 | 0 | 1 | 0 | 0 | 1 | 0 | 0 | 1 | 0 | 10 | A | 7 | 4 | A | 7 | 16.7 | A | 7 | 5 | A | 7 | 46 | A | 7 | 834 | A | 7 | 200 | A | 7 | 3.1 | A | 7 | 32000 | B | 7 | 77777 | A | 7 | 1.6 | E | 8 | 0.091 | F | 8 | 0.2 | F | 8 | 0 | 1 | D | 9 | 0 | C | 8
1991-05-20 | 22:00 | 0 | 0 | 0 | 1 | 0 | 0 | 1 | 0 | 0 | 1 | 0 | 0 | 1 | 0 | 0 | 1 | 0 | 0 | 1 | 0 | 0 | 1 | 0 | 10 | A | 7 | 3 | A | 7 | 16.1 | A | 7 | 5 | A | 7 | 48 | A | 7 | 833 | A | 7 | 180 | A | 7 | 1.5 | A | 7 | 32000 | B | 7 | 77777 | A | 7 | 1.6 | E | 8 | 0.091 | F | 8 | 0.2 | F | 8 | 0 | 1 | D | 9 | 0 | C | 8
1991-05-20 | 23:00 | 0 | 0 | 0 | 1 | 0 | 0 | 1 | 0 | 0 | 1 | 0 | 0 | 1 | 0 | 0 | 1 | 0 | 0 | 1 | 0 | 0 | 1 | 0 | 10 | A | 7 | 10 | A | 7 | 16.1 | A | 7 | 5 | A | 7 | 48 | A | 7 | 833 | A | 7 | 160 | A | 7 | 1.5 | A | 7 | 32000 | B | 7 | 8534 | A | 7 | 1.6 | E | 8 | 0.091 | F | 8 | 0.2 | F | 8 | 0 | 1 | D | 9 | 0 | C | 8
1991-05-20 | 24:00 | 0 | 0 | 0 | 1 | 0 | 0 | 1 | 0 | 0 | 1 | 0 | 0 | 1 | 0 | 0 | 1 | 0 | 0 | 1 | 0 | 0 | 1 | 0 | 10 | A | 7 | 9 | A | 7 | 14.4 | A | 7 | 5.6 | A | 7 | 55 | A | 7 | 833 | A | 7 | 150 | A | 7 | 2.1 | A | 7 | 32000 | B | 7 | 5182 | A | 7 | 1.6 | E | 8 | 0.091 | F | 8 | 0.2 | F | 8 | 0 | 1 | D | 9 | 0 | C | 8
1991-05-21 | 1:00 | 0 | 0 | 0 | 1 | 0 | 0 | 1 | 0 | 0 | 1 | 0 | 0 | 1 | 0 | 0 | 1 | 0 | 0 | 1 | 0 | 0 | 1 | 0 | 10 | A | 7 | 10 | A | 7 | 14.4 | A | 7 | 5.6 | A | 7 | 55 | A | 7 | 833 | A | 7 | 230 | A | 7 | 1.5 | A | 7 | 32000 | B | 7 | 5182 | A | 7 | 1.6 | E | 8 | 0.092 | F | 8 | 0.2 | F | 8 | 0 | 1 | D | 9 | 0 | C | 8
1991-05-21 | 2:00 | 0 | 0 | 0 | 1 | 0 | 0 | 1 | 0 | 0 | 1 | 0 | 0 | 1 | 0 | 0 | 1 | 0 | 0 | 1 | 0 | 0 | 1 | 0 | 10 | A | 7 | 10 | A | 7 | 13.9 | A | 7 | 5.6 | A | 7 | 57 | A | 7 | 833 | A | 7 | 220 | A | 7 | 2.1 | A | 7 | 32000 | B | 7 | 4877 | A | 7 | 1.6 | E | 8 | 0.092 | F | 8 | 0.2 | F | 8 | 0 | 1 | D | 9 | 0 | C | 8
1991-05-21 | 3:00 | 0 | 0 | 0 | 1 | 0 | 0 | 1 | 0 | 0 | 1 | 0 | 0 | 1 | 0 | 0 | 1 | 0 | 0 | 1 | 0 | 0 | 1 | 0 | 10 | A | 7 | 10 | A | 7 | 13.9 | A | 7 | 5.6 | A | 7 | 57 | A | 7 | 832 | A | 7 | 210 | A | 7 | 2.1 | A | 7 | 32000 | B | 7 | 4572 | A | 7 | 1.6 | E | 8 | 0.092 | F | 8 | 0.2 | F | 8 | 0 | 1 | D | 9 | 0 | C | 8
1991-05-21 | 4:00 | 0 | 0 | 0 | 1 | 0 | 0 | 1 | 0 | 0 | 1 | 0 | 0 | 1 | 0 | 0 | 1 | 0 | 0 | 1 | 0 | 0 | 1 | 0 | 10 | A | 7 | 10 | A | 7 | 14.4 | A | 7 | 5.6 | A | 7 | 55 | A | 7 | 832 | A | 7 | 310 | A | 7 | 1.5 | A | 7 | 32000 | B | 7 | 5486 | A | 7 | 1.6 | E | 8 | 0.092 | F | 8 | 0.2 | F | 8 | 0 | 1 | D | 9 | 0 | C | 8
1991-05-21 | 5:00 | 11 | 433 | 1 | 1 | 10 | 4 | 1 | 16 | 1 | 1 | 10 | 0 | 1 | 10 | 0 | 1 | 16 | 0 | 1 | 10 | 0 | 1 | 21 | 10 | A | 7 | 8 | A | 7 | 13.9 | A | 7 | 6.1 | A | 7 | 59 | A | 7 | 832 | A | 7 | 250 | A | 7 | 1.5 | A | 7 | 80000 | B | 7 | 4877 | A | 7 | 1.6 | E | 8 | 0.092 | F | 8 | 0.2 | F | 8 | 0 | 1 | D | 9 | 0 | C | 8
1991-05-21 | 6:00 | 192 | 1334 | 58 | 1 | 10 | 47 | 1 | 16 | 52 | 1 | 10 | 64 | 1 | 10 | 34 | 1 | 16 | 59 | 1 | 10 | 125 | 1 | 21 | 10 | A | 7 | 9 | A | 7 | 13.3 | A | 7 | 7.2 | A | 7 | 67 | A | 7 | 832 | A | 7 | 340 | A | 7 | 2.6 | A | 7 | 80000 | B | 7 | 7620 | A | 7 | 1.7 | E | 8 | 0.092 | F | 8 | 0.2 | F | 8 | 0 | 1 | D | 9 | 0 | C | 8
1991-05-21 | 7:00 | 441 | 1334 | 243 | 1 | 10 | 494 | 1 | 16 | 80 | 1 | 10 | 252 | 1 | 10 | 447 | 1 | 16 | 104 | 1 | 10 | 151 | 1 | 21 | 8 | A | 7 | 4 | A | 7 | 16.1 | A | 7 | 8.3 | A | 7 | 60 | A | 7 | 833 | A | 7 | 330 | A | 7 | 1.5 | A | 7 | 96000 | B | 7 | 77777 | A | 7 | 1.7 | E | 8 | 0.092 | F | 8 | 0.2 | F | 8 | 0 | 1 | D | 9 | 0 | C | 8
1991-05-21 | 8:00 | 681 | 1334 | 179 | 1 | 10 | 0 | 1 | 16 | 179 | 1 | 10 | 206 | 1 | 10 | 0 | 1 | 16 | 206 | 1 | 10 | 744 | 1 | 21 | 10 | A | 7 | 10 | A | 7 | 17.8 | A | 7 | 8.3 | A | 7 | 54 | A | 7 | 833 | A | 7 | 0 | A | 7 | 0 | A | 7 | 64000 | B | 7 | 7620 | A | 7 | 1.7 | E | 8 | 0.092 | F | 8 | 0.2 | F | 8 | 0 | 1 | D | 9 | 0 | C | 8
1991-05-21 | 9:00 | 894 | 1334 | 575 | 1 | 10 | 477 | 1 | 16 | 255 | 1 | 10 | 607 | 1 | 10 | 493 | 1 | 16 | 276 | 1 | 10 | 681 | 1 | 21 | 10 | A | 7 | 8 | A | 7 | 20.6 | A | 7 | 8.3 | A | 7 | 45 | A | 7 | 833 | A | 7 | 330 | A | 7 | 2.1 | A | 7 | 64000 | B | 7 | 7620 | A | 7 | 1.7 | E | 8 | 0.092 | F | 8 | 0.2 | F | 8 | 0 | 1 | D | 9 | 0 | C | 8
1991-05-21 | 10:00 | 1067 | 1334 | 563 | 1 | 10 | 213 | 1 | 16 | 392 | 1 | 10 | 616 | 1 | 10 | 226 | 1 | 16 | 434 | 1 | 10 | 1409 | 1 | 21 | 10 | A | 7 | 7 | A | 7 | 21.7 | A | 7 | 7.8 | A | 7 | 41 | A | 7 | 832 | A | 7 | 330 | A | 7 | 2.1 | A | 7 | 64000 | B | 7 | 7620 | A | 7 | 1.7 | E | 8 | 0.092 | F | 8 | 0.2 | F | 8 | 0 | 1 | D | 9 | 0 | C | 8
1991-05-21 | 11:00 | 1188 | 1334 | 779 | 1 | 10 | 232 | 1 | 16 | 572 | 1 | 10 | 841 | 1 | 10 | 245 | 1 | 16 | 622 | 1 | 10 | 2638 | 1 | 21 | 9 | A | 7 | 8 | A | 7 | 23.3 | A | 7 | 7.2 | A | 7 | 35 | A | 7 | 832 | A | 7 | 280 | A | 7 | 1.5 | A | 7 | 64000 | B | 7 | 7620 | A | 7 | 1.7 | E | 8 | 0.092 | F | 8 | 0.2 | F | 8 | 0 | 1 | D | 9 | 0 | C | 8
1991-05-21 | 12:00 | 1247 | 1334 | 750 | 1 | 10 | 558 | 1 | 16 | 228 | 1 | 10 | 805 | 1 | 10 | 571 | 1 | 16 | 269 | 1 | 10 | 1504 | 1 | 21 | 7 | A | 7 | 7 | A | 7 | 26.1 | A | 7 | 3.9 | A | 7 | 24 | A | 7 | 832 | A | 7 | 50 | A | 7 | 2.1 | A | 7 | 64000 | B | 7 | 7620 | A | 7 | 1.7 | E | 8 | 0.092 | F | 8 | 0.2 | F | 8 | 0 | 1 | D | 9 | 0 | C | 8
1991-05-21 | 13:00 | 1242 | 1334 | 732 | 1 | 10 | 204 | 1 | 16 | 542 | 1 | 10 | 797 | 1 | 10 | 216 | 1 | 16 | 595 | 1 | 10 | 2976 | 1 | 21 | 9 | A | 7 | 8 | A | 7 | 26.1 | A | 7 | 3.3 | A | 7 | 23 | A | 7 | 831 | A | 7 | 90 | A | 7 | 4.6 | A | 7 | 80000 | B | 7 | 7620 | A | 7 | 1.7 | E | 8 | 0.092 | F | 8 | 0.2 | F | 8 | 0 | 1 | D | 9 | 0 | C | 8
1991-05-21 | 14:00 | 1173 | 1334 | 942 | 1 | 10 | 758 | 1 | 16 | 275 | 1 | 10 | 989 | 1 | 10 | 765 | 1 | 16 | 315 | 1 | 10 | 1300 | 1 | 21 | 6 | A | 7 | 6 | A | 7 | 27.2 | A | 7 | 1.1 | A | 7 | 18 | A | 7 | 831 | A | 7 | 0 | A | 7 | 0 | A | 7 | 80000 | B | 7 | 7620 | A | 7 | 1.7 | E | 8 | 0.092 | F | 8 | 0.2 | F | 8 | 0 | 1 | D | 9 | 0 | C | 8
1991-05-21 | 15:00 | 1043 | 1334 | 320 | 1 | 10 | 62 | 1 | 16 | 271 | 1 | 10 | 353 | 1 | 10 | 63 | 1 | 16 | 304 | 1 | 10 | 1100 | 1 | 21 | 8 | A | 7 | 8 | A | 7 | 25.6 | A | 7 | 1.1 | A | 7 | 20 | A | 7 | 831 | A | 7 | 360 | A | 7 | 5.2 | A | 7 | 80000 | B | 7 | 7620 | A | 7 | 1.7 | E | 8 | 0.092 | F | 8 | 0.2 | F | 8 | 0 | 1 | D | 9 | 0 | C | 8
1991-05-21 | 16:00 | 863 | 1334 | 189 | 1 | 10 | 0 | 1 | 16 | 189 | 1 | 10 | 223 | 1 | 10 | 0 | 1 | 16 | 223 | 1 | 10 | 875 | 1 | 21 | 10 | A | 7 | 10 | A | 7 | 23.9 | A | 7 | 5.6 | A | 7 | 31 | A | 7 | 831 | A | 7 | 300 | A | 7 | 4.1 | A | 7 | 80000 | B | 7 | 2438 | A | 7 | 1.7 | E | 8 | 0.092 | F | 8 | 0.2 | F | 8 | 0 | 1 | D | 9 | 0 | C | 8
1991-05-21 | 17:00 | 644 | 1334 | 167 | 1 | 10 | 0 | 1 | 16 | 167 | 1 | 10 | 192 | 1 | 10 | 0 | 1 | 16 | 192 | 1 | 10 | 686 | 1 | 21 | 10 | A | 7 | 10 | A | 7 | 19.4 | A | 7 | 6.7 | A | 7 | 44 | A | 7 | 832 | A | 7 | 200 | A | 7 | 4.6 | A | 7 | 80000 | B | 7 | 8534 | A | 7 | 1.7 | E | 8 | 0.092 | F | 8 | 0.2 | F | 8 | 0 | 1 | D | 9 | 15 | C | 8
1991-05-21 | 18:00 | 402 | 1334 | 93 | 1 | 10 | 0 | 1 | 16 | 93 | 1 | 10 | 106 | 1 | 10 | 0 | 1 | 16 | 106 | 1 | 10 | 354 | 1 | 21 | 10 | A | 7 | 10 | A | 7 | 20 | A | 7 | 5.6 | A | 7 | 39 | A | 7 | 831 | A | 7 | 230 | A | 7 | 3.1 | A | 7 | 80000 | B | 7 | 4267 | A | 7 | 1.7 | E | 8 | 0.092 | F | 8 | 0.2 | F | 8 | 0 | 1 | D | 9 | 0 | C | 8
1991-05-21 | 19:00 | 154 | 1334 | 27 | 1 | 10 | 0 | 1 | 16 | 27 | 1 | 10 | 31 | 1 | 10 | 0 | 1 | 16 | 31 | 1 | 10 | 98 | 1 | 21 | 10 | A | 7 | 10 | A | 7 | 18.9 | A | 7 | 7.2 | A | 7 | 47 | A | 7 | 831 | A | 7 | 210 | A | 7 | 2.1 | A | 7 | 64000 | B | 7 | 8534 | A | 7 | 1.7 | E | 8 | 0.092 | F | 8 | 0.2 | F | 8 | 0 | 1 | D | 9 | 0 | C | 8
1991-05-21 | 20:00 | 3 | 233 | 0 | 1 | 10 | 0 | 1 | 16 | 0 | 1 | 10 | 0 | 1 | 10 | 0 | 1 | 16 | 0 | 1 | 10 | 0 | 1 | 21 | 10 | A | 7 | 10 | A | 7 | 17.2 | A | 7 | 7.8 | A | 7 | 54 | A | 7 | 831 | A | 7 | 180 | A | 7 | 2.6 | A | 7 | 48000 | B | 7 | 8534 | A | 7 | 1.7 | E | 8 | 0.092 | F | 8 | 0.2 | F | 8 | 0 | 1 | D | 9 | 0 | C | 8
1991-05-21 | 21:00 | 0 | 0 | 0 | 1 | 0 | 0 | 1 | 0 | 0 | 1 | 0 | 0 | 1 | 0 | 0 | 1 | 0 | 0 | 1 | 0 | 0 | 1 | 0 | 10 | A | 7 | 8 | A | 7 | 16.7 | A | 7 | 7.8 | A | 7 | 56 | A | 7 | 831 | A | 7 | 150 | A | 7 | 2.6 | A | 7 | 32000 | B | 7 | 8534 | A | 7 | 1.7 | E | 8 | 0.092 | F | 8 | 0.2 | F | 8 | 0 | 1 | D | 9 | 0 | C | 8
1991-05-21 | 22:00 | 0 | 0 | 0 | 1 | 0 | 0 | 1 | 0 | 0 | 1 | 0 | 0 | 1 | 0 | 0 | 1 | 0 | 0 | 1 | 0 | 0 | 1 | 0 | 10 | A | 7 | 10 | A | 7 | 16.1 | A | 7 | 7.2 | A | 7 | 56 | A | 7 | 832 | A | 7 | 180 | A | 7 | 2.6 | A | 7 | 32000 | B | 7 | 8534 | A | 7 | 1.8 | E | 8 | 0.092 | F | 8 | 0.2 | F | 8 | 0 | 1 | D | 9 | 0 | C | 8
1991-05-21 | 23:00 | 0 | 0 | 0 | 1 | 0 | 0 | 1 | 0 | 0 | 1 | 0 | 0 | 1 | 0 | 0 | 1 | 0 | 0 | 1 | 0 | 0 | 1 | 0 | 10 | A | 7 | 10 | A | 7 | 15 | A | 7 | 7.2 | A | 7 | 60 | A | 7 | 831 | A | 7 | 210 | A | 7 | 1.5 | A | 7 | 32000 | B | 7 | 3048 | A | 7 | 1.8 | E | 8 | 0.092 | F | 8 | 0.2 | F | 8 | 0 | 1 | D | 9 | 0 | C | 8
1991-05-21 | 24:00 | 0 | 0 | 0 | 1 | 0 | 0 | 1 | 0 | 0 | 1 | 0 | 0 | 1 | 0 | 0 | 1 | 0 | 0 | 1 | 0 | 0 | 1 | 0 | 6 | A | 7 | 5 | A | 7 | 16.7 | A | 7 | 6.7 | A | 7 | 52 | A | 7 | 831 | A | 7 | 20 | A | 7 | 3.1 | A | 7 | 32000 | B | 7 | 7620 | A | 7 | 1.8 | E | 8 | 0.092 | F | 8 | 0.2 | F | 8 | 0 | 1 | D | 9 | 0 | C | 8
1991-05-22 | 1:00 | 0 | 0 | 0 | 1 | 0 | 0 | 1 | 0 | 0 | 1 | 0 | 0 | 1 | 0 | 0 | 1 | 0 | 0 | 1 | 0 | 0 | 1 | 0 | 10 | A | 7 | 10 | A | 7 | 15.6 | A | 7 | 6.7 | A | 7 | 55 | A | 7 | 831 | A | 7 | 70 | A | 7 | 1.5 | A | 7 | 32000 | B | 7 | 4267 | A | 7 | 1.8 | E | 8 | 0.092 | F | 8 | 0.2 | F | 8 | 0 | 1 | D | 9 | 0 | C | 8
1991-05-22 | 2:00 | 0 | 0 | 0 | 1 | 0 | 0 | 1 | 0 | 0 | 1 | 0 | 0 | 1 | 0 | 0 | 1 | 0 | 0 | 1 | 0 | 0 | 1 | 0 | 10 | A | 7 | 9 | A | 7 | 13.9 | A | 7 | 7.2 | A | 7 | 64 | A | 7 | 832 | A | 7 | 0 | A | 7 | 0 | A | 7 | 32000 | B | 7 | 7620 | A | 7 | 1.8 | E | 8 | 0.092 | F | 8 | 0.2 | F | 8 | 0 | 1 | D | 9 | 0 | C | 8
1991-05-22 | 3:00 | 0 | 0 | 0 | 1 | 0 | 0 | 1 | 0 | 0 | 1 | 0 | 0 | 1 | 0 | 0 | 1 | 0 | 0 | 1 | 0 | 0 | 1 | 0 | 6 | A | 7 | 2 | A | 7 | 13.3 | A | 7 | 7.2 | A | 7 | 67 | A | 7 | 832 | A | 7 | 160 | A | 7 | 1.5 | A | 7 | 32000 | B | 7 | 77777 | A | 7 | 1.8 | E | 8 | 0.092 | F | 8 | 0.2 | F | 8 | 0 | 1 | D | 9 | 0 | C | 8
1991-05-22 | 4:00 | 0 | 0 | 0 | 1 | 0 | 0 | 1 | 0 | 0 | 1 | 0 | 0 | 1 | 0 | 0 | 1 | 0 | 0 | 1 | 0 | 0 | 1 | 0 | 9 | A | 7 | 5 | A | 7 | 11.7 | A | 7 | 7.2 | A | 7 | 74 | A | 7 | 831 | A | 7 | 210 | A | 7 | 1.5 | A | 7 | 32000 | B | 7 | 6706 | A | 7 | 1.8 | E | 8 | 0.092 | F | 8 | 0.2 | F | 8 | 0 | 1 | D | 9 | 0 | C | 8
1991-05-22 | 5:00 | 12 | 455 | 2 | 1 | 10 | 0 | 1 | 16 | 1 | 1 | 10 | 0 | 1 | 10 | 0 | 1 | 16 | 0 | 1 | 10 | 0 | 1 | 21 | 10 | A | 7 | 7 | A | 7 | 12.8 | A | 7 | 7.8 | A | 7 | 72 | A | 7 | 831 | A | 7 | 210 | A | 7 | 2.6 | A | 7 | 80000 | B | 7 | 4572 | A | 7 | 1.8 | E | 8 | 0.092 | F | 8 | 0.2 | F | 8 | 0 | 1 | D | 9 | 14 | C | 8
1991-05-22 | 6:00 | 195 | 1333 | 45 | 1 | 10 | 22 | 1 | 16 | 41 | 1 | 10 | 49 | 1 | 10 | 16 | 1 | 16 | 46 | 1 | 10 | 104 | 1 | 21 | 9 | A | 7 | 8 | A | 7 | 14.4 | A | 7 | 7.2 | A | 7 | 62 | A | 7 | 832 | A | 7 | 240 | A | 7 | 1.5 | A | 7 | 96000 | B | 7 | 4267 | A | 7 | 1.8 | E | 8 | 0.092 | F | 8 | 0.2 | F | 8 | 0 | 1 | D | 9 | 0 | C | 8
1991-05-22 | 7:00 | 443 | 1333 | 235 | 1 | 10 | 333 | 1 | 16 | 125 | 1 | 10 | 251 | 1 | 10 | 311 | 1 | 16 | 147 | 1 | 10 | 252 | 1 | 21 | 7 | A | 7 | 6 | A | 7 | 16.1 | A | 7 | 7.2 | A | 7 | 56 | A | 7 | 832 | A | 7 | 220 | A | 7 | 2.6 | A | 7 | 96000 | B | 7 | 2896 | A | 7 | 1.8 | E | 8 | 0.092 | F | 8 | 0.2 | F | 8 | 0 | 1 | D | 9 | 0 | C | 8
1991-05-22 | 8:00 | 682 | 1333 | 348 | 1 | 10 | 218 | 1 | 16 | 236 | 1 | 10 | 378 | 1 | 10 | 224 | 1 | 16 | 263 | 1 | 10 | 593 | 1 | 21 | 8 | A | 7 | 8 | A | 7 | 17.8 | A | 7 | 7.8 | A | 7 | 52 | A | 7 | 832 | A | 7 | 290 | A | 7 | 2.6 | A | 7 | 88000 | B | 7 | 2743 | A | 7 | 1.8 | E | 8 | 0.092 | F | 8 | 0.2 | F | 8 | 0 | 1 | D | 9 | 0 | C | 8
1991-05-22 | 9:00 | 896 | 1333 | 529 | 1 | 10 | 255 | 1 | 16 | 358 | 1 | 10 | 573 | 1 | 10 | 268 | 1 | 16 | 393 | 1 | 10 | 1046 | 1 | 21 | 7 | A | 7 | 7 | A | 7 | 18.3 | A | 7 | 8.3 | A | 7 | 52 | A | 7 | 833 | A | 7 | 360 | A | 7 | 9.3 | A | 7 | 80000 | B | 7 | 2591 | A | 7 | 1.8 | E | 8 | 0.092 | F | 8 | 0.2 | F | 8 | 0 | 1 | D | 9 | 0 | C | 8
1991-05-22 | 10:00 | 1069 | 1333 | 704 | 1 | 10 | 525 | 1 | 16 | 283 | 1 | 10 | 756 | 1 | 10 | 548 | 1 | 16 | 316 | 1 | 10 | 1029 | 1 | 21 | 5 | A | 7 | 4 | A | 7 | 16.7 | A | 7 | 8.3 | A | 7 | 58 | A | 7 | 833 | A | 7 | 30 | A | 7 | 6.7 | A | 7 | 80000 | B | 7 | 77777 | A | 7 | 1.8 | E | 8 | 0.092 | F | 8 | 0.2 | F | 8 | 0 | 1 | D | 9 | 80 | C | 8
1991-05-22 | 11:00 | 1189 | 1333 | 743 | 1 | 10 | 584 | 1 | 16 | 221 | 1 | 10 | 793 | 1 | 10 | 597 | 1 | 16 | 260 | 1 | 10 | 1131 | 1 | 21 | 5 | A | 7 | 5 | A | 7 | 19.4 | A | 7 | 9.4 | A | 7 | 52 | A | 7 | 834 | A | 7 | 20 | A | 7 | 4.1 | A | 7 | 80000 | B | 7 | 77777 | A | 7 | 1.8 | E | 8 | 0.092 | F | 8 | 0.2 | F | 8 | 0 | 1 | D | 9 | 25 | C | 8
1991-05-22 | 12:00 | 1249 | 1333 | 872 | 1 | 10 | 698 | 1 | 16 | 218 | 1 | 10 | 939 | 1 | 10 | 716 | 1 | 16 | 267 | 1 | 10 | 1453 | 1 | 21 | 4 | A | 7 | 4 | A | 7 | 20 | A | 7 | 7.8 | A | 7 | 45 | A | 7 | 834 | A | 7 | 50 | A | 7 | 2.1 | A | 7 | 64000 | B | 7 | 77777 | A | 7 | 1.8 | E | 8 | 0.092 | F | 8 | 0.2 | F | 8 | 0 | 1 | D | 9 | 0 | C | 8
1991-05-22 | 13:00 | 1243 | 1333 | 926 | 1 | 10 | 742 | 1 | 16 | 233 | 1 | 10 | 991 | 1 | 10 | 759 | 1 | 16 | 282 | 1 | 10 | 1507 | 1 | 21 | 2 | A | 7 | 2 | A | 7 | 21.1 | A | 7 | 7.2 | A | 7 | 41 | A | 7 | 833 | A | 7 | 350 | A | 7 | 2.6 | A | 7 | 64000 | B | 7 | 77777 | A | 7 | 1.8 | E | 8 | 0.092 | F | 8 | 0.2 | F | 8 | 0 | 1 | D | 9 | 0 | C | 8
1991-05-22 | 14:00 | 1174 | 1333 | 855 | 1 | 10 | 678 | 1 | 16 | 258 | 1 | 10 | 903 | 1 | 10 | 687 | 1 | 16 | 297 | 1 | 10 | 1234 | 1 | 21 | 3 | A | 7 | 3 | A | 7 | 23.3 | A | 7 | 7.2 | A | 7 | 35 | A | 7 | 832 | A | 7 | 100 | A | 7 | 4.1 | A | 7 | 64000 | B | 7 | 77777 | A | 7 | 1.8 | E | 8 | 0.092 | F | 8 | 0.2 | F | 8 | 0 | 1 | D | 9 | 0 | C | 8
1991-05-22 | 15:00 | 1045 | 1333 | 238 | 1 | 10 | 88 | 1 | 16 | 168 | 1 | 10 | 273 | 1 | 10 | 95 | 1 | 16 | 198 | 1 | 10 | 583 | 1 | 21 | 9 | A | 7 | 9 | A | 7 | 22.2 | A | 7 | 6.1 | A | 7 | 35 | A | 7 | 833 | A | 7 | 310 | A | 7 | 1.5 | A | 7 | 96000 | B | 7 | 7620 | A | 7 | 1.8 | E | 8 | 0.092 | F | 8 | 0.2 | F | 8 | 0 | 1 | D | 9 | 0 | C | 8
1991-05-22 | 16:00 | 865 | 1333 | 283 | 1 | 10 | 207 | 1 | 16 | 148 | 1 | 10 | 319 | 1 | 10 | 223 | 1 | 16 | 175 | 1 | 10 | 360 | 1 | 21 | 8 | A | 7 | 6 | A | 7 | 25 | A | 7 | 6.7 | A | 7 | 31 | A | 7 | 832 | A | 7 | 40 | A | 7 | 3.1 | A | 7 | 80000 | B | 7 | 7620 | A | 7 | 1.8 | E | 8 | 0.092 | F | 8 | 0.2 | F | 8 | 0 | 1 | D | 9 | 0 | C | 8
1991-05-22 | 17:00 | 646 | 1333 | 122 | 1 | 10 | 0 | 1 | 16 | 122 | 1 | 10 | 144 | 1 | 10 | 0 | 1 | 16 | 144 | 1 | 10 | 540 | 1 | 21 | 10 | A | 7 | 10 | A | 7 | 21.1 | A | 7 | 6.1 | A | 7 | 38 | A | 7 | 832 | A | 7 | 20 | A | 7 | 6.2 | A | 7 | 64000 | B | 7 | 1981 | A | 7 | 1.8 | E | 8 | 0.092 | F | 8 | 0.2 | F | 8 | 0 | 1 | D | 9 | 15 | C | 8
1991-05-22 | 18:00 | 404 | 1333 | 64 | 1 | 10 | 0 | 1 | 16 | 64 | 1 | 10 | 75 | 1 | 10 | 0 | 1 | 16 | 75 | 1 | 10 | 265 | 1 | 21 | 10 | A | 7 | 10 | A | 7 | 14.4 | A | 7 | 10 | A | 7 | 75 | A | 7 | 834 | A | 7 | 340 | A | 7 | 7.2 | A | 7 | 48000 | B | 7 | 2134 | A | 7 | 1.8 | E | 8 | 0.092 | F | 8 | 0.2 | F | 8 | 0 | 1 | D | 9 | 17 | C | 8
1991-05-22 | 19:00 | 157 | 1333 | 27 | 1 | 10 | 0 | 1 | 16 | 27 | 1 | 10 | 31 | 1 | 10 | 0 | 1 | 16 | 31 | 1 | 10 | 98 | 1 | 21 | 10 | A | 7 | 10 | A | 7 | 13.3 | A | 7 | 11.1 | A | 7 | 87 | A | 7 | 834 | A | 7 | 360 | A | 7 | 5.2 | A | 7 | 9600 | B | 7 | 2286 | A | 7 | 1.8 | E | 8 | 0.092 | F | 8 | 0.2 | F | 8 | 0 | 1 | D | 9 | 89 | C | 8
1991-05-22 | 20:00 | 3 | 255 | 0 | 1 | 10 | 0 | 1 | 16 | 0 | 1 | 10 | 0 | 1 | 10 | 0 | 1 | 16 | 0 | 1 | 10 | 0 | 1 | 21 | 10 | A | 7 | 9 | A | 7 | 13.3 | A | 7 | 11.1 | A | 7 | 87 | A | 7 | 835 | A | 7 | 330 | A | 7 | 3.1 | A | 7 | 32000 | B | 7 | 2438 | A | 7 | 1.7 | E | 8 | 0.092 | F | 8 | 0.2 | F | 8 | 3 | 1 | D | 9 | 80 | C | 8
1991-05-22 | 21:00 | 0 | 0 | 0 | 1 | 0 | 0 | 1 | 0 | 0 | 1 | 0 | 0 | 1 | 0 | 0 | 1 | 0 | 0 | 1 | 0 | 0 | 1 | 0 | 10 | A | 7 | 10 | A | 7 | 12.8 | A | 7 | 11.1 | A | 7 | 89 | A | 7 | 837 | A | 7 | 330 | A | 7 | 2.6 | A | 7 | 24000 | B | 7 | 1981 | A | 7 | 1.7 | E | 8 | 0.092 | F | 8 | 0.2 | F | 8 | 5 | 1 | D | 9 | 80 | C | 8
1991-05-22 | 22:00 | 0 | 0 | 0 | 1 | 0 | 0 | 1 | 0 | 0 | 1 | 0 | 0 | 1 | 0 | 0 | 1 | 0 | 0 | 1 | 0 | 0 | 1 | 0 | 10 | A | 7 | 10 | A | 7 | 13.3 | A | 7 | 11.7 | A | 7 | 90 | A | 7 | 837 | A | 7 | 10 | A | 7 | 2.6 | A | 7 | 24000 | B | 7 | 1981 | A | 7 | 1.7 | E | 8 | 0.092 | F | 8 | 0.2 | F | 8 | 0 | 1 | D | 9 | 80 | C | 8
1991-05-22 | 23:00 | 0 | 0 | 0 | 1 | 0 | 0 | 1 | 0 | 0 | 1 | 0 | 0 | 1 | 0 | 0 | 1 | 0 | 0 | 1 | 0 | 0 | 1 | 0 | 10 | A | 7 | 7 | A | 7 | 12.8 | A | 7 | 11.1 | A | 7 | 89 | A | 7 | 837 | A | 7 | 360 | A | 7 | 2.1 | A | 7 | 32000 | B | 7 | 3658 | A | 7 | 1.7 | E | 8 | 0.092 | F | 8 | 0.2 | F | 8 | 0 | 1 | D | 9 | 0 | C | 8
1991-05-22 | 24:00 | 0 | 0 | 0 | 1 | 0 | 0 | 1 | 0 | 0 | 1 | 0 | 0 | 1 | 0 | 0 | 1 | 0 | 0 | 1 | 0 | 0 | 1 | 0 | 9 | A | 7 | 9 | A | 7 | 12.2 | A | 7 | 11.1 | A | 7 | 93 | A | 7 | 837 | A | 7 | 350 | A | 7 | 2.1 | A | 7 | 24000 | B | 7 | 1829 | A | 7 | 1.7 | E | 8 | 0.092 | F | 8 | 0.2 | F | 8 | 0 | 1 | D | 9 | 0 | C | 8
1991-05-23 | 1:00 | 0 | 0 | 0 | 1 | 0 | 0 | 1 | 0 | 0 | 1 | 0 | 0 | 1 | 0 | 0 | 1 | 0 | 0 | 1 | 0 | 0 | 1 | 0 | 10 | A | 7 | 10 | A | 7 | 12.2 | A | 7 | 10.6 | A | 7 | 90 | A | 7 | 837 | A | 7 | 360 | A | 7 | 2.1 | A | 7 | 24000 | B | 7 | 1676 | A | 7 | 1.7 | E | 8 | 0.092 | F | 8 | 0.2 | F | 8 | 0 | 1 | D | 9 | 0 | C | 8
1991-05-23 | 2:00 | 0 | 0 | 0 | 1 | 0 | 0 | 1 | 0 | 0 | 1 | 0 | 0 | 1 | 0 | 0 | 1 | 0 | 0 | 1 | 0 | 0 | 1 | 0 | 2 | A | 7 | 2 | A | 7 | 11.7 | A | 7 | 10 | A | 7 | 89 | A | 7 | 837 | A | 7 | 180 | A | 7 | 1.5 | A | 7 | 24000 | B | 7 | 77777 | A | 7 | 1.7 | E | 8 | 0.092 | F | 8 | 0.2 | F | 8 | 0 | 1 | D | 9 | 0 | C | 8
1991-05-23 | 3:00 | 0 | 0 | 0 | 1 | 0 | 0 | 1 | 0 | 0 | 1 | 0 | 0 | 1 | 0 | 0 | 1 | 0 | 0 | 1 | 0 | 0 | 1 | 0 | 8 | A | 7 | 8 | A | 7 | 11.1 | A | 7 | 10 | A | 7 | 93 | A | 7 | 837 | A | 7 | 190 | A | 7 | 2.6 | A | 7 | 16000 | B | 7 | 3962 | A | 7 | 1.7 | E | 8 | 0.092 | F | 8 | 0.2 | F | 8 | 0 | 1 | D | 9 | 0 | C | 8
1991-05-23 | 4:00 | 0 | 0 | 0 | 1 | 0 | 0 | 1 | 0 | 0 | 1 | 0 | 0 | 1 | 0 | 0 | 1 | 0 | 0 | 1 | 0 | 0 | 1 | 0 | 10 | A | 7 | 7 | A | 7 | 11.7 | A | 7 | 10 | A | 7 | 89 | A | 7 | 836 | A | 7 | 130 | A | 7 | 2.1 | A | 7 | 16000 | B | 7 | 4267 | A | 7 | 1.7 | E | 8 | 0.092 | F | 8 | 0.2 | F | 8 | 0 | 1 | D | 9 | 0 | C | 8
1991-05-23 | 5:00 | 13 | 455 | 2 | 1 | 10 | 3 | 1 | 16 | 2 | 1 | 10 | 0 | 1 | 10 | 0 | 1 | 16 | 0 | 1 | 10 | 0 | 1 | 21 | 10 | A | 7 | 5 | A | 7 | 11.7 | A | 7 | 10 | A | 7 | 89 | A | 7 | 837 | A | 7 | 120 | A | 7 | 2.1 | A | 7 | 40000 | B | 7 | 4267 | A | 7 | 1.7 | E | 8 | 0.092 | F | 8 | 0.2 | F | 8 | 0 | 1 | D | 9 | 0 | C | 8
1991-05-23 | 6:00 | 197 | 1332 | 71 | 1 | 10 | 60 | 1 | 16 | 62 | 1 | 10 | 76 | 1 | 10 | 40 | 1 | 16 | 70 | 1 | 10 | 131 | 1 | 21 | 7 | A | 7 | 6 | A | 7 | 12.2 | A | 7 | 10 | A | 7 | 86 | A | 7 | 838 | A | 7 | 90 | A | 7 | 3.1 | A | 7 | 48000 | B | 7 | 4267 | A | 7 | 1.7 | E | 8 | 0.092 | F | 8 | 0.2 | F | 8 | 0 | 1 | D | 9 | 0 | C | 8
1991-05-23 | 7:00 | 445 | 1332 | 73 | 1 | 10 | 35 | 1 | 16 | 61 | 1 | 10 | 80 | 1 | 10 | 32 | 1 | 16 | 70 | 1 | 10 | 184 | 1 | 21 | 10 | A | 7 | 9 | A | 7 | 12.8 | A | 7 | 9.4 | A | 7 | 80 | A | 7 | 838 | A | 7 | 90 | A | 7 | 3.6 | A | 7 | 24000 | B | 7 | 975 | A | 7 | 1.7 | E | 8 | 0.092 | F | 8 | 0.2 | F | 8 | 0 | 1 | D | 9 | 0 | C | 8
1991-05-23 | 8:00 | 684 | 1332 | 189 | 1 | 10 | 62 | 1 | 16 | 157 | 1 | 10 | 208 | 1 | 10 | 61 | 1 | 16 | 177 | 1 | 10 | 504 | 1 | 21 | 10 | A | 7 | 9 | A | 7 | 13.3 | A | 7 | 8.9 | A | 7 | 75 | A | 7 | 838 | A | 7 | 110 | A | 7 | 2.1 | A | 7 | 16000 | B | 7 | 1067 | A | 7 | 1.7 | E | 8 | 0.092 | F | 8 | 0.2 | F | 8 | 0 | 1 | D | 9 | 0 | C | 8
1991-05-23 | 9:00 | 897 | 1332 | 390 | 1 | 10 | 147 | 1 | 16 | 291 | 1 | 10 | 428 | 1 | 10 | 155 | 1 | 16 | 323 | 1 | 10 | 851 | 1 | 21 | 10 | A | 7 | 9 | A | 7 | 15 | A | 7 | 10 | A | 7 | 72 | A | 7 | 838 | A | 7 | 350 | A | 7 | 2.6 | A | 7 | 16000 | B | 7 | 1128 | A | 7 | 1.7 | E | 8 | 0.092 | F | 8 | 0.2 | F | 8 | 0 | 1 | D | 9 | 0 | C | 8
1991-05-23 | 10:00 | 1070 | 1332 | 652 | 1 | 10 | 374 | 1 | 16 | 351 | 1 | 10 | 710 | 1 | 10 | 405 | 1 | 16 | 384 | 1 | 10 | 1251 | 1 | 21 | 9 | A | 7 | 7 | A | 7 | 16.1 | A | 7 | 10 | A | 7 | 67 | A | 7 | 838 | A | 7 | 10 | A | 7 | 2.6 | A | 7 | 16000 | B | 7 | 1219 | A | 7 | 1.7 | E | 8 | 0.092 | F | 8 | 0.2 | F | 8 | 0 | 1 | D | 9 | 0 | C | 8
1991-05-23 | 11:00 | 1190 | 1332 | 790 | 1 | 10 | 292 | 1 | 16 | 528 | 1 | 10 | 846 | 1 | 10 | 316 | 1 | 16 | 563 | 1 | 10 | 2635 | 1 | 21 | 10 | A | 7 | 8 | A | 7 | 16.7 | A | 7 | 10 | A | 7 | 65 | A | 7 | 837 | A | 7 | 10 | A | 7 | 3.1 | A | 7 | 16000 | B | 7 | 671 | A | 7 | 1.7 | E | 8 | 0.092 | F | 8 | 0.2 | F | 8 | 0 | 1 | D | 9 | 15 | C | 8
1991-05-23 | 12:00 | 1250 | 1332 | 281 | 1 | 10 | 0 | 1 | 16 | 281 | 1 | 10 | 341 | 1 | 10 | 0 | 1 | 16 | 341 | 1 | 10 | 1351 | 1 | 21 | 10 | A | 7 | 10 | A | 7 | 17.2 | A | 7 | 10.6 | A | 7 | 65 | A | 7 | 837 | A | 7 | 10 | A | 7 | 4.1 | A | 7 | 16000 | B | 7 | 792 | A | 7 | 1.7 | E | 8 | 0.092 | F | 8 | 0.2 | F | 8 | 0 | 1 | D | 9 | 0 | C | 8
1991-05-23 | 13:00 | 1244 | 1332 | 280 | 1 | 10 | 0 | 1 | 16 | 280 | 1 | 10 | 340 | 1 | 10 | 0 | 1 | 16 | 340 | 1 | 10 | 1346 | 1 | 21 | 10 | A | 7 | 10 | A | 7 | 16.1 | A | 7 | 10.6 | A | 7 | 70 | A | 7 | 837 | A | 7 | 10 | A | 7 | 5.2 | A | 7 | 16000 | B | 7 | 1097 | A | 7 | 1.7 | E | 8 | 0.092 | F | 8 | 0.2 | F | 8 | 5 | 1 | D | 9 | 80 | C | 8
1991-05-23 | 14:00 | 1175 | 1332 | 438 | 1 | 10 | 138 | 1 | 16 | 316 | 1 | 10 | 490 | 1 | 10 | 148 | 1 | 16 | 359 | 1 | 10 | 1411 | 1 | 21 | 10 | A | 7 | 9 | A | 7 | 16.1 | A | 7 | 10.6 | A | 7 | 70 | A | 7 | 836 | A | 7 | 20 | A | 7 | 3.1 | A | 7 | 19200 | B | 7 | 1372 | A | 7 | 1.6 | E | 8 | 0.092 | F | 8 | 0.2 | F | 8 | 51 | 1 | D | 9 | 17 | C | 8
1991-05-23 | 15:00 | 1046 | 1332 | 230 | 1 | 10 | 0 | 1 | 16 | 230 | 1 | 10 | 276 | 1 | 10 | 0 | 1 | 16 | 276 | 1 | 10 | 1107 | 1 | 21 | 10 | A | 7 | 10 | A | 7 | 11.7 | A | 7 | 9.4 | A | 7 | 86 | A | 7 | 836 | A | 7 | 360 | A | 7 | 5.2 | A | 7 | 12800 | B | 7 | 1372 | A | 7 | 1.6 | E | 8 | 0.092 | F | 8 | 0.2 | F | 8 | 8 | 1 | D | 9 | 80 | C | 8
1991-05-23 | 16:00 | 867 | 1332 | 184 | 1 | 10 | 0 | 1 | 16 | 184 | 1 | 10 | 218 | 1 | 10 | 0 | 1 | 16 | 218 | 1 | 10 | 858 | 1 | 21 | 10 | A | 7 | 10 | A | 7 | 12.8 | A | 7 | 7.8 | A | 7 | 72 | A | 7 | 835 | A | 7 | 90 | A | 7 | 4.1 | A | 7 | 19200 | B | 7 | 2286 | A | 7 | 1.6 | E | 8 | 0.092 | F | 8 | 0.2 | F | 8 | 3 | 1 | D | 9 | 80 | C | 8
1991-05-23 | 17:00 | 649 | 1332 | 318 | 1 | 10 | 112 | 1 | 16 | 264 | 1 | 10 | 349 | 1 | 10 | 112 | 1 | 16 | 294 | 1 | 10 | 734 | 1 | 21 | 10 | A | 7 | 8 | A | 7 | 15.6 | A | 7 | 7.8 | A | 7 | 60 | A | 7 | 835 | A | 7 | 90 | A | 7 | 3.1 | A | 7 | 24000 | B | 7 | 3658 | A | 7 | 1.6 | E | 8 | 0.092 | F | 8 | 0.2 | F | 8 | 0 | 1 | D | 9 | 29 | C | 8
1991-05-23 | 18:00 | 407 | 1332 | 107 | 1 | 10 | 23 | 1 | 16 | 99 | 1 | 10 | 116 | 1 | 10 | 21 | 1 | 16 | 110 | 1 | 10 | 272 | 1 | 21 | 10 | A | 7 | 7 | A | 7 | 14.4 | A | 7 | 8.3 | A | 7 | 67 | A | 7 | 836 | A | 7 | 190 | A | 7 | 3.1 | A | 7 | 32000 | B | 7 | 3353 | A | 7 | 1.6 | E | 8 | 0.092 | F | 8 | 0.2 | F | 8 | 0 | 1 | D | 9 | 0 | C | 8
1991-05-23 | 19:00 | 160 | 1332 | 25 | 1 | 10 | 0 | 1 | 16 | 25 | 1 | 10 | 29 | 1 | 10 | 0 | 1 | 16 | 29 | 1 | 10 | 93 | 1 | 21 | 10 | A | 7 | 10 | A | 7 | 13.9 | A | 7 | 8.9 | A | 7 | 72 | A | 7 | 837 | A | 7 | 180 | A | 7 | 2.6 | A | 7 | 32000 | B | 7 | 2591 | A | 7 | 1.6 | E | 8 | 0.092 | F | 8 | 0.2 | F | 8 | 0 | 1 | D | 9 | 0 | C | 8
1991-05-23 | 20:00 | 4 | 255 | 0 | 1 | 10 | 0 | 1 | 16 | 0 | 1 | 10 | 0 | 1 | 10 | 0 | 1 | 16 | 0 | 1 | 10 | 0 | 1 | 21 | 10 | A | 7 | 10 | A | 7 | 13.3 | A | 7 | 9.4 | A | 7 | 77 | A | 7 | 838 | A | 7 | 160 | A | 7 | 1.5 | A | 7 | 32000 | B | 7 | 2896 | A | 7 | 1.6 | E | 8 | 0.092 | F | 8 | 0.2 | F | 8 | 0 | 1 | D | 9 | 80 | C | 8
1991-05-23 | 21:00 | 0 | 0 | 0 | 1 | 0 | 0 | 1 | 0 | 0 | 1 | 0 | 0 | 1 | 0 | 0 | 1 | 0 | 0 | 1 | 0 | 0 | 1 | 0 | 10 | A | 7 | 10 | A | 7 | 13.3 | A | 7 | 8.9 | A | 7 | 75 | A | 7 | 839 | A | 7 | 160 | A | 7 | 2.6 | A | 7 | 32000 | B | 7 | 2896 | A | 7 | 1.6 | E | 8 | 0.092 | F | 8 | 0.2 | F | 8 | 0 | 1 | D | 9 | 0 | C | 8
1991-05-23 | 22:00 | 0 | 0 | 0 | 1 | 0 | 0 | 1 | 0 | 0 | 1 | 0 | 0 | 1 | 0 | 0 | 1 | 0 | 0 | 1 | 0 | 0 | 1 | 0 | 10 | A | 7 | 10 | A | 7 | 13.3 | A | 7 | 8.9 | A | 7 | 75 | A | 7 | 839 | A | 7 | 200 | A | 7 | 5.2 | A | 7 | 11200 | B | 7 | 1829 | A | 7 | 1.6 | E | 8 | 0.092 | F | 8 | 0.2 | F | 8 | 0 | 1 | D | 9 | 95 | C | 8
1991-05-23 | 23:00 | 0 | 0 | 0 | 1 | 0 | 0 | 1 | 0 | 0 | 1 | 0 | 0 | 1 | 0 | 0 | 1 | 0 | 0 | 1 | 0 | 0 | 1 | 0 | 10 | A | 7 | 10 | A | 7 | 11.7 | A | 7 | 8.9 | A | 7 | 83 | A | 7 | 839 | A | 7 | 150 | A | 7 | 2.6 | A | 7 | 11200 | B | 7 | 1524 | A | 7 | 1.6 | E | 8 | 0.092 | F | 8 | 0.2 | F | 8 | 0 | 1 | D | 9 | 80 | C | 8
1991-05-23 | 24:00 | 0 | 0 | 0 | 1 | 0 | 0 | 1 | 0 | 0 | 1 | 0 | 0 | 1 | 0 | 0 | 1 | 0 | 0 | 1 | 0 | 0 | 1 | 0 | 10 | A | 7 | 10 | A | 7 | 11.1 | A | 7 | 10 | A | 7 | 93 | A | 7 | 839 | A | 7 | 200 | A | 7 | 1.5 | A | 7 | 24000 | B | 7 | 2286 | A | 7 | 1.6 | E | 8 | 0.092 | F | 8 | 0.2 | F | 8 | 0 | 1 | D | 9 | 0 | C | 8
1991-05-24 | 1:00 | 0 | 0 | 0 | 1 | 0 | 0 | 1 | 0 | 0 | 1 | 0 | 0 | 1 | 0 | 0 | 1 | 0 | 0 | 1 | 0 | 0 | 1 | 0 | 10 | A | 7 | 10 | A | 7 | 11.1 | A | 7 | 9.4 | A | 7 | 89 | A | 7 | 839 | A | 7 | 190 | A | 7 | 1.5 | A | 7 | 24000 | B | 7 | 2286 | A | 7 | 1.5 | E | 8 | 0.092 | F | 8 | 0.2 | F | 8 | 0 | 1 | D | 9 | 0 | C | 8
1991-05-24 | 2:00 | 0 | 0 | 0 | 1 | 0 | 0 | 1 | 0 | 0 | 1 | 0 | 0 | 1 | 0 | 0 | 1 | 0 | 0 | 1 | 0 | 0 | 1 | 0 | 10 | A | 7 | 9 | A | 7 | 11.1 | A | 7 | 8.9 | A | 7 | 86 | A | 7 | 839 | A | 7 | 0 | A | 7 | 0 | A | 7 | 24000 | B | 7 | 2896 | A | 7 | 1.5 | E | 8 | 0.092 | F | 8 | 0.2 | F | 8 | 0 | 1 | D | 9 | 0 | C | 8
1991-05-24 | 3:00 | 0 | 0 | 0 | 1 | 0 | 0 | 1 | 0 | 0 | 1 | 0 | 0 | 1 | 0 | 0 | 1 | 0 | 0 | 1 | 0 | 0 | 1 | 0 | 10 | A | 7 | 10 | A | 7 | 10.6 | A | 7 | 7.2 | A | 7 | 79 | A | 7 | 838 | A | 7 | 180 | A | 7 | 2.1 | A | 7 | 32000 | B | 7 | 2896 | A | 7 | 1.5 | E | 8 | 0.092 | F | 8 | 0.2 | F | 8 | 0 | 1 | D | 9 | 80 | C | 8
1991-05-24 | 4:00 | 0 | 0 | 0 | 1 | 0 | 0 | 1 | 0 | 0 | 1 | 0 | 0 | 1 | 0 | 0 | 1 | 0 | 0 | 1 | 0 | 0 | 1 | 0 | 10 | A | 7 | 10 | A | 7 | 10.6 | A | 7 | 6.7 | A | 7 | 77 | A | 7 | 838 | A | 7 | 200 | A | 7 | 3.6 | A | 7 | 24000 | B | 7 | 2896 | A | 7 | 1.5 | E | 8 | 0.092 | F | 8 | 0.2 | F | 8 | 0 | 1 | D | 9 | 80 | C | 8
1991-05-24 | 5:00 | 14 | 477 | 2 | 1 | 10 | 1 | 1 | 16 | 2 | 1 | 10 | 0 | 1 | 10 | 0 | 1 | 16 | 0 | 1 | 10 | 0 | 1 | 21 | 10 | A | 7 | 9 | A | 7 | 10 | A | 7 | 7.8 | A | 7 | 86 | A | 7 | 838 | A | 7 | 220 | A | 7 | 2.6 | A | 7 | 19200 | B | 7 | 1676 | A | 7 | 1.5 | E | 8 | 0.092 | F | 8 | 0.2 | F | 8 | 0 | 1 | D | 9 | 80 | C | 8
1991-05-24 | 6:00 | 199 | 1332 | 26 | 1 | 10 | 10 | 1 | 16 | 24 | 1 | 10 | 28 | 1 | 10 | 7 | 1 | 16 | 27 | 1 | 10 | 65 | 1 | 21 | 10 | A | 7 | 9 | A | 7 | 10 | A | 7 | 7.8 | A | 7 | 86 | A | 7 | 838 | A | 7 | 230 | A | 7 | 2.6 | A | 7 | 80000 | B | 7 | 2134 | A | 7 | 1.5 | E | 8 | 0.092 | F | 8 | 0.2 | F | 8 | 0 | 1 | D | 9 | 0 | C | 8
1991-05-24 | 7:00 | 447 | 1332 | 186 | 1 | 10 | 118 | 1 | 16 | 146 | 1 | 10 | 201 | 1 | 10 | 111 | 1 | 16 | 164 | 1 | 10 | 331 | 1 | 21 | 10 | A | 7 | 7 | A | 7 | 11.7 | A | 7 | 7.8 | A | 7 | 77 | A | 7 | 838 | A | 7 | 240 | A | 7 | 2.6 | A | 7 | 88000 | B | 7 | 1829 | A | 7 | 1.5 | E | 8 | 0.092 | F | 8 | 0.2 | F | 8 | 0 | 1 | D | 9 | 0 | C | 8
1991-05-24 | 8:00 | 686 | 1332 | 302 | 1 | 10 | 138 | 1 | 16 | 231 | 1 | 10 | 329 | 1 | 10 | 142 | 1 | 16 | 256 | 1 | 10 | 581 | 1 | 21 | 8 | A | 7 | 8 | A | 7 | 14.4 | A | 7 | 8.3 | A | 7 | 67 | A | 7 | 839 | A | 7 | 340 | A | 7 | 3.1 | A | 7 | 80000 | B | 7 | 1829 | A | 7 | 1.5 | E | 8 | 0.092 | F | 8 | 0.2 | F | 8 | 0 | 1 | D | 9 | 0 | C | 8
1991-05-24 | 9:00 | 898 | 1332 | 610 | 1 | 10 | 472 | 1 | 16 | 291 | 1 | 10 | 635 | 1 | 10 | 487 | 1 | 16 | 307 | 1 | 10 | 792 | 1 | 21 | 10 | A | 7 | 6 | A | 7 | 14.4 | A | 7 | 9.4 | A | 7 | 72 | A | 7 | 839 | A | 7 | 360 | A | 7 | 4.1 | A | 7 | 48000 | B | 7 | 1676 | A | 7 | 1.5 | E | 8 | 0.092 | F | 8 | 0.2 | F | 8 | 0 | 1 | D | 9 | 0 | C | 8
1991-05-24 | 10:00 | 1071 | 1332 | 209 | 1 | 10 | 109 | 1 | 16 | 121 | 1 | 10 | 246 | 1 | 10 | 119 | 1 | 16 | 150 | 1 | 10 | 393 | 1 | 21 | 10 | A | 7 | 9 | A | 7 | 15.6 | A | 7 | 10 | A | 7 | 69 | A | 7 | 839 | A | 7 | 310 | A | 7 | 3.1 | A | 7 | 64000 | B | 7 | 1676 | A | 7 | 1.5 | E | 8 | 0.092 | F | 8 | 0.2 | F | 8 | 0 | 1 | D | 9 | 0 | C | 8
1991-05-24 | 11:00 | 1191 | 1332 | 547 | 1 | 10 | 169 | 1 | 16 | 396 | 1 | 10 | 605 | 1 | 10 | 181 | 1 | 16 | 443 | 1 | 10 | 1847 | 1 | 21 | 10 | A | 7 | 9 | A | 7 | 15.6 | A | 7 | 7.8 | A | 7 | 60 | A | 7 | 839 | A | 7 | 310 | A | 7 | 3.1 | A | 7 | 64000 | B | 7 | 1676 | A | 7 | 1.5 | E | 8 | 0.092 | F | 8 | 0.2 | F | 8 | 0 | 1 | D | 9 | 15 | C | 8
1991-05-24 | 12:00 | 1250 | 1332 | 434 | 1 | 10 | 161 | 1 | 16 | 283 | 1 | 10 | 492 | 1 | 10 | 176 | 1 | 16 | 326 | 1 | 10 | 1687 | 1 | 21 | 9 | A | 7 | 9 | A | 7 | 16.7 | A | 7 | 6.1 | A | 7 | 50 | A | 7 | 839 | A | 7 | 80 | A | 7 | 1.5 | A | 7 | 96000 | B | 7 | 3048 | A | 7 | 1.5 | E | 8 | 0.092 | F | 8 | 0.2 | F | 8 | 0 | 1 | D | 9 | 0 | C | 8
1991-05-24 | 13:00 | 1245 | 1332 | 818 | 1 | 10 | 542 | 1 | 16 | 310 | 1 | 10 | 891 | 1 | 10 | 568 | 1 | 16 | 359 | 1 | 10 | 2072 | 1 | 21 | 9 | A | 7 | 7 | A | 7 | 18.3 | A | 7 | 6.1 | A | 7 | 45 | A | 7 | 838 | A | 7 | 270 | A | 7 | 2.1 | A | 7 | 96000 | B | 7 | 7620 | A | 7 | 1.5 | E | 8 | 0.092 | F | 8 | 0.2 | F | 8 | 0 | 1 | D | 9 | 0 | C | 8
1991-05-24 | 14:00 | 1176 | 1332 | 426 | 1 | 10 | 172 | 1 | 16 | 274 | 1 | 10 | 479 | 1 | 10 | 188 | 1 | 16 | 313 | 1 | 10 | 1226 | 1 | 21 | 9 | A | 7 | 8 | A | 7 | 18.9 | A | 7 | 5.6 | A | 7 | 42 | A | 7 | 837 | A | 7 | 340 | A | 7 | 1.5 | A | 7 | 96000 | B | 7 | 7620 | A | 7 | 1.5 | E | 8 | 0.092 | F | 8 | 0.2 | F | 8 | 0 | 1 | D | 9 | 0 | C | 8
1991-05-24 | 15:00 | 1048 | 1332 | 721 | 1 | 10 | 436 | 1 | 16 | 378 | 1 | 10 | 780 | 1 | 10 | 472 | 1 | 16 | 408 | 1 | 10 | 1312 | 1 | 21 | 7 | A | 7 | 7 | A | 7 | 20 | A | 7 | 6.1 | A | 7 | 40 | A | 7 | 836 | A | 7 | 230 | A | 7 | 1.5 | A | 7 | 96000 | B | 7 | 7620 | A | 7 | 1.5 | E | 8 | 0.092 | F | 8 | 0.2 | F | 8 | 0 | 1 | D | 9 | 0 | C | 8
1991-05-24 | 16:00 | 868 | 1332 | 555 | 1 | 10 | 630 | 1 | 16 | 144 | 1 | 10 | 590 | 1 | 10 | 639 | 1 | 16 | 172 | 1 | 10 | 373 | 1 | 21 | 8 | A | 7 | 4 | A | 7 | 19.4 | A | 7 | 5.6 | A | 7 | 40 | A | 7 | 835 | A | 7 | 240 | A | 7 | 3.6 | A | 7 | 80000 | B | 7 | 7620 | A | 7 | 1.5 | E | 8 | 0.092 | F | 8 | 0.2 | F | 8 | 0 | 1 | D | 9 | 0 | C | 8
1991-05-24 | 17:00 | 651 | 1332 | 214 | 1 | 10 | 65 | 1 | 16 | 182 | 1 | 10 | 235 | 1 | 10 | 64 | 1 | 16 | 204 | 1 | 10 | 554 | 1 | 21 | 9 | A | 7 | 9 | A | 7 | 19.4 | A | 7 | 3.9 | A | 7 | 36 | A | 7 | 836 | A | 7 | 360 | A | 7 | 4.1 | A | 7 | 80000 | B | 7 | 1981 | A | 7 | 1.5 | E | 8 | 0.092 | F | 8 | 0.2 | F | 8 | 0 | 1 | D | 9 | 0 | C | 8
1991-05-24 | 18:00 | 410 | 1332 | 221 | 1 | 10 | 374 | 1 | 16 | 106 | 1 | 10 | 230 | 1 | 10 | 333 | 1 | 16 | 128 | 1 | 10 | 200 | 1 | 21 | 6 | A | 7 | 3 | A | 7 | 18.3 | A | 7 | 6.1 | A | 7 | 45 | A | 7 | 835 | A | 7 | 360 | A | 7 | 4.1 | A | 7 | 64000 | B | 7 | 77777 | A | 7 | 1.5 | E | 8 | 0.092 | F | 8 | 0.2 | F | 8 | 0 | 1 | D | 9 | 0 | C | 8
1991-05-24 | 19:00 | 163 | 1332 | 56 | 1 | 10 | 50 | 1 | 16 | 50 | 1 | 10 | 61 | 1 | 10 | 31 | 1 | 16 | 57 | 1 | 10 | 105 | 1 | 21 | 10 | A | 7 | 7 | A | 7 | 16.1 | A | 7 | 7.8 | A | 7 | 58 | A | 7 | 836 | A | 7 | 340 | A | 7 | 2.1 | A | 7 | 64000 | B | 7 | 2591 | A | 7 | 1.5 | E | 8 | 0.092 | F | 8 | 0.2 | F | 8 | 0 | 1 | D | 9 | 0 | C | 8
1991-05-24 | 20:00 | 5 | 277 | 0 | 1 | 10 | 1 | 1 | 16 | 0 | 1 | 10 | 0 | 1 | 10 | 0 | 1 | 16 | 0 | 1 | 10 | 0 | 1 | 21 | 10 | A | 7 | 9 | A | 7 | 14.4 | A | 7 | 10 | A | 7 | 75 | A | 7 | 837 | A | 7 | 100 | A | 7 | 2.6 | A | 7 | 32000 | B | 7 | 2134 | A | 7 | 1.5 | E | 8 | 0.092 | F | 8 | 0.2 | F | 8 | 0 | 1 | D | 9 | 0 | C | 8
1991-05-24 | 21:00 | 0 | 0 | 0 | 1 | 0 | 0 | 1 | 0 | 0 | 1 | 0 | 0 | 1 | 0 | 0 | 1 | 0 | 0 | 1 | 0 | 0 | 1 | 0 | 9 | A | 7 | 9 | A | 7 | 13.9 | A | 7 | 9.4 | A | 7 | 74 | A | 7 | 838 | A | 7 | 190 | A | 7 | 2.1 | A | 7 | 32000 | B | 7 | 2134 | A | 7 | 1.5 | E | 8 | 0.092 | F | 8 | 0.2 | F | 8 | 0 | 1 | D | 9 | 0 | C | 8
1991-05-24 | 22:00 | 0 | 0 | 0 | 1 | 0 | 0 | 1 | 0 | 0 | 1 | 0 | 0 | 1 | 0 | 0 | 1 | 0 | 0 | 1 | 0 | 0 | 1 | 0 | 3 | A | 7 | 3 | A | 7 | 13.3 | A | 7 | 8.3 | A | 7 | 72 | A | 7 | 838 | A | 7 | 200 | A | 7 | 2.1 | A | 7 | 32000 | B | 7 | 77777 | A | 7 | 1.5 | E | 8 | 0.092 | F | 8 | 0.2 | F | 8 | 0 | 1 | D | 9 | 0 | C | 8
1991-05-24 | 23:00 | 0 | 0 | 0 | 1 | 0 | 0 | 1 | 0 | 0 | 1 | 0 | 0 | 1 | 0 | 0 | 1 | 0 | 0 | 1 | 0 | 0 | 1 | 0 | 0 | A | 7 | 0 | A | 7 | 12.2 | A | 7 | 9.4 | A | 7 | 83 | A | 7 | 838 | A | 7 | 10 | A | 7 | 1.5 | A | 7 | 32000 | B | 7 | 77777 | A | 7 | 1.5 | E | 8 | 0.092 | F | 8 | 0.2 | F | 8 | 0 | 1 | D | 9 | 1 | C | 8
1991-05-24 | 24:00 | 0 | 0 | 0 | 1 | 0 | 0 | 1 | 0 | 0 | 1 | 0 | 0 | 1 | 0 | 0 | 1 | 0 | 0 | 1 | 0 | 0 | 1 | 0 | 0 | A | 7 | 0 | A | 7 | 12.2 | A | 7 | 8.3 | A | 7 | 77 | A | 7 | 837 | A | 7 | 260 | A | 7 | 2.1 | A | 7 | 32000 | B | 7 | 77777 | A | 7 | 1.5 | E | 8 | 0.092 | F | 8 | 0.2 | F | 8 | 0 | 1 | D | 9 | 0 | C | 8
1991-05-25 | 1:00 | 0 | 0 | 0 | 1 | 0 | 0 | 1 | 0 | 0 | 1 | 0 | 0 | 1 | 0 | 0 | 1 | 0 | 0 | 1 | 0 | 0 | 1 | 0 | 0 | A | 7 | 0 | A | 7 | 10.6 | A | 7 | 8.9 | A | 7 | 89 | A | 7 | 837 | A | 7 | 180 | A | 7 | 1.5 | A | 7 | 32000 | B | 7 | 77777 | A | 7 | 1.5 | E | 8 | 0.093 | F | 8 | 0.2 | F | 8 | 0 | 1 | D | 9 | 0 | C | 8
1991-05-25 | 2:00 | 0 | 0 | 0 | 1 | 0 | 0 | 1 | 0 | 0 | 1 | 0 | 0 | 1 | 0 | 0 | 1 | 0 | 0 | 1 | 0 | 0 | 1 | 0 | 0 | A | 7 | 0 | A | 7 | 10 | A | 7 | 7.8 | A | 7 | 86 | A | 7 | 836 | A | 7 | 160 | A | 7 | 1.5 | A | 7 | 32000 | B | 7 | 77777 | A | 7 | 1.5 | E | 8 | 0.093 | F | 8 | 0.2 | F | 8 | 0 | 1 | D | 9 | 0 | C | 8
1991-05-25 | 3:00 | 0 | 0 | 0 | 1 | 0 | 0 | 1 | 0 | 0 | 1 | 0 | 0 | 1 | 0 | 0 | 1 | 0 | 0 | 1 | 0 | 0 | 1 | 0 | 0 | A | 7 | 0 | A | 7 | 8.9 | A | 7 | 7.2 | A | 7 | 89 | A | 7 | 836 | A | 7 | 0 | A | 7 | 0 | A | 7 | 32000 | B | 7 | 77777 | A | 7 | 1.5 | E | 8 | 0.093 | F | 8 | 0.2 | F | 8 | 0 | 1 | D | 9 | 0 | C | 8
1991-05-25 | 4:00 | 0 | 0 | 0 | 1 | 0 | 0 | 1 | 0 | 0 | 1 | 0 | 0 | 1 | 0 | 0 | 1 | 0 | 0 | 1 | 0 | 0 | 1 | 0 | 0 | A | 7 | 0 | A | 7 | 7.8 | A | 7 | 7.2 | A | 7 | 96 | A | 7 | 836 | A | 7 | 0 | A | 7 | 0 | A | 7 | 24000 | B | 7 | 77777 | A | 7 | 1.5 | E | 8 | 0.093 | F | 8 | 0.2 | F | 8 | 0 | 1 | D | 9 | 0 | C | 8
1991-05-25 | 5:00 | 14 | 499 | 3 | 1 | 10 | 54 | 1 | 16 | 2 | 1 | 10 | 0 | 1 | 10 | 0 | 1 | 16 | 0 | 1 | 10 | 0 | 1 | 21 | 0 | A | 7 | 0 | A | 7 | 8.3 | A | 7 | 6.7 | A | 7 | 90 | A | 7 | 836 | A | 7 | 190 | A | 7 | 1.5 | A | 7 | 96000 | B | 7 | 77777 | A | 7 | 1.5 | E | 8 | 0.093 | F | 8 | 0.2 | F | 8 | 0 | 1 | D | 9 | 0 | C | 8
1991-05-25 | 6:00 | 201 | 1331 | 103 | 1 | 10 | 488 | 1 | 16 | 29 | 1 | 10 | 105 | 1 | 10 | 352 | 1 | 16 | 52 | 1 | 10 | 57 | 1 | 21 | 0 | A | 7 | 0 | A | 7 | 10 | A | 7 | 6.7 | A | 7 | 80 | A | 7 | 836 | A | 7 | 190 | A | 7 | 2.6 | A | 7 | 88000 | B | 7 | 77777 | A | 7 | 1.5 | E | 8 | 0.093 | F | 8 | 0.2 | F | 8 | 0 | 1 | D | 9 | 0 | C | 8
1991-05-25 | 7:00 | 449 | 1331 | 294 | 1 | 10 | 735 | 1 | 16 | 46 | 1 | 10 | 310 | 1 | 10 | 676 | 1 | 16 | 82 | 1 | 10 | 107 | 1 | 21 | 0 | A | 7 | 0 | A | 7 | 12.2 | A | 7 | 6.7 | A | 7 | 69 | A | 7 | 836 | A | 7 | 160 | A | 7 | 2.1 | A | 7 | 88000 | B | 7 | 77777 | A | 7 | 1.5 | E | 8 | 0.093 | F | 8 | 0.2 | F | 8 | 0 | 1 | D | 9 | 0 | C | 8
1991-05-25 | 8:00 | 687 | 1331 | 500 | 1 | 10 | 846 | 1 | 16 | 63 | 1 | 10 | 525 | 1 | 10 | 827 | 1 | 16 | 98 | 1 | 10 | 152 | 1 | 21 | 0 | A | 7 | 0 | A | 7 | 15 | A | 7 | 6.7 | A | 7 | 58 | A | 7 | 836 | A | 7 | 220 | A | 7 | 1.5 | A | 7 | 80000 | B | 7 | 77777 | A | 7 | 1.5 | E | 8 | 0.093 | F | 8 | 0.2 | F | 8 | 0 | 1 | D | 9 | 0 | C | 8
1991-05-25 | 9:00 | 900 | 1331 | 689 | 1 | 10 | 906 | 1 | 16 | 77 | 1 | 10 | 721 | 1 | 10 | 903 | 1 | 16 | 110 | 1 | 10 | 207 | 1 | 21 | 0 | A | 7 | 0 | A | 7 | 17.8 | A | 7 | 6.7 | A | 7 | 48 | A | 7 | 835 | A | 7 | 190 | A | 7 | 1.5 | A | 7 | 96000 | B | 7 | 77777 | A | 7 | 1.5 | E | 8 | 0.093 | F | 8 | 0.2 | F | 8 | 0 | 1 | D | 9 | 0 | C | 8
1991-05-25 | 10:00 | 1072 | 1331 | 845 | 1 | 10 | 941 | 1 | 16 | 87 | 1 | 10 | 880 | 1 | 10 | 943 | 1 | 16 | 119 | 1 | 10 | 294 | 1 | 21 | 0 | A | 7 | 0 | A | 7 | 20.6 | A | 7 | 5.6 | A | 7 | 37 | A | 7 | 835 | A | 7 | 120 | A | 7 | 2.1 | A | 7 | 112000 | B | 7 | 77777 | A | 7 | 1.5 | E | 8 | 0.093 | F | 8 | 0.2 | F | 8 | 0 | 1 | D | 9 | 0 | C | 8
1991-05-25 | 11:00 | 1192 | 1331 | 896 | 1 | 10 | 776 | 1 | 16 | 201 | 1 | 10 | 930 | 1 | 10 | 776 | 1 | 16 | 233 | 1 | 10 | 939 | 1 | 21 | 1 | A | 7 | 1 | A | 7 | 22.2 | A | 7 | 6.7 | A | 7 | 37 | A | 7 | 834 | A | 7 | 60 | A | 7 | 2.6 | A | 7 | 112000 | B | 7 | 77777 | A | 7 | 1.5 | E | 8 | 0.093 | F | 8 | 0.2 | F | 8 | 0 | 1 | D | 9 | 0 | C | 8
1991-05-25 | 12:00 | 1251 | 1331 | 910 | 1 | 10 | 802 | 1 | 16 | 156 | 1 | 10 | 978 | 1 | 10 | 814 | 1 | 16 | 211 | 1 | 10 | 1016 | 1 | 21 | 2 | A | 7 | 2 | A | 7 | 23.3 | A | 7 | 5 | A | 7 | 30 | A | 7 | 833 | A | 7 | 220 | A | 7 | 3.1 | A | 7 | 112000 | B | 7 | 77777 | A | 7 | 1.5 | E | 8 | 0.093 | F | 8 | 0.2 | F | 8 | 0 | 1 | D | 9 | 0 | C | 8
1991-05-25 | 13:00 | 1246 | 1331 | 894 | 1 | 10 | 812 | 1 | 16 | 133 | 1 | 10 | 918 | 1 | 10 | 814 | 1 | 16 | 154 | 1 | 10 | 703 | 1 | 21 | 3 | A | 7 | 3 | A | 7 | 24.4 | A | 7 | 4.4 | A | 7 | 27 | A | 7 | 833 | A | 7 | 140 | A | 7 | 3.1 | A | 7 | 112000 | B | 7 | 77777 | A | 7 | 1.5 | E | 8 | 0.093 | F | 8 | 0.2 | F | 8 | 0 | 1 | D | 9 | 0 | C | 8
1991-05-25 | 14:00 | 1178 | 1331 | 874 | 1 | 10 | 837 | 1 | 16 | 134 | 1 | 10 | 899 | 1 | 10 | 838 | 1 | 16 | 156 | 1 | 10 | 513 | 1 | 21 | 4 | A | 7 | 2 | A | 7 | 24.4 | A | 7 | 5 | A | 7 | 29 | A | 7 | 832 | A | 7 | 140 | A | 7 | 4.6 | A | 7 | 112000 | B | 7 | 77777 | A | 7 | 1.5 | E | 8 | 0.093 | F | 8 | 0.2 | F | 8 | 0 | 1 | D | 9 | 0 | C | 8
1991-05-25 | 15:00 | 1049 | 1331 | 612 | 1 | 10 | 513 | 1 | 16 | 207 | 1 | 10 | 647 | 1 | 10 | 521 | 1 | 16 | 235 | 1 | 10 | 711 | 1 | 21 | 8 | A | 7 | 3 | A | 7 | 23.9 | A | 7 | 5 | A | 7 | 29 | A | 7 | 831 | A | 7 | 80 | A | 7 | 3.1 | A | 7 | 112000 | B | 7 | 77777 | A | 7 | 1.5 | E | 8 | 0.093 | F | 8 | 0.2 | F | 8 | 0 | 1 | D | 9 | 0 | C | 8
1991-05-25 | 16:00 | 870 | 1331 | 635 | 1 | 10 | 762 | 1 | 16 | 137 | 1 | 10 | 678 | 1 | 10 | 775 | 1 | 16 | 170 | 1 | 10 | 358 | 1 | 21 | 7 | A | 7 | 2 | A | 7 | 25 | A | 7 | 4.4 | A | 7 | 26 | A | 7 | 830 | A | 7 | 130 | A | 7 | 2.1 | A | 7 | 112000 | B | 7 | 77777 | A | 7 | 1.5 | E | 8 | 0.093 | F | 8 | 0.2 | F | 8 | 0 | 1 | D | 9 | 0 | C | 8
1991-05-25 | 17:00 | 653 | 1331 | 425 | 1 | 10 | 622 | 1 | 16 | 119 | 1 | 10 | 444 | 1 | 10 | 610 | 1 | 16 | 144 | 1 | 10 | 249 | 1 | 21 | 6 | A | 7 | 3 | A | 7 | 25 | A | 7 | 5 | A | 7 | 28 | A | 7 | 830 | A | 7 | 120 | A | 7 | 5.2 | A | 7 | 112000 | B | 7 | 77777 | A | 7 | 1.5 | E | 8 | 0.093 | F | 8 | 0.2 | F | 8 | 0 | 1 | D | 9 | 14 | C | 8
1991-05-25 | 18:00 | 412 | 1331 | 228 | 1 | 10 | 471 | 1 | 16 | 81 | 1 | 10 | 234 | 1 | 10 | 417 | 1 | 16 | 104 | 1 | 10 | 150 | 1 | 21 | 7 | A | 7 | 2 | A | 7 | 23.9 | A | 7 | 5.6 | A | 7 | 31 | A | 7 | 830 | A | 7 | 130 | A | 7 | 3.1 | A | 7 | 96000 | B | 7 | 77777 | A | 7 | 1.5 | E | 8 | 0.093 | F | 8 | 0.2 | F | 8 | 0 | 1 | D | 9 | 0 | C | 8
1991-05-25 | 19:00 | 166 | 1331 | 52 | 1 | 10 | 148 | 1 | 16 | 33 | 1 | 10 | 55 | 1 | 10 | 87 | 1 | 16 | 44 | 1 | 10 | 58 | 1 | 21 | 8 | A | 7 | 4 | A | 7 | 21.7 | A | 7 | 6.7 | A | 7 | 38 | A | 7 | 830 | A | 7 | 130 | A | 7 | 3.1 | A | 7 | 80000 | B | 7 | 9144 | A | 7 | 1.5 | E | 8 | 0.093 | F | 8 | 0.2 | F | 8 | 0 | 1 | D | 9 | 0 | C | 8
1991-05-25 | 20:00 | 5 | 300 | 0 | 1 | 10 | 1 | 1 | 16 | 0 | 1 | 10 | 0 | 1 | 10 | 0 | 1 | 16 | 0 | 1 | 10 | 0 | 1 | 21 | 9 | A | 7 | 9 | A | 7 | 18.3 | A | 7 | 7.2 | A | 7 | 48 | A | 7 | 832 | A | 7 | 320 | A | 7 | 2.1 | A | 7 | 32000 | B | 7 | 2438 | A | 7 | 1.5 | E | 8 | 0.093 | F | 8 | 0.2 | F | 8 | 10 | 1 | D | 9 | 17 | C | 8
1991-05-25 | 21:00 | 0 | 0 | 0 | 1 | 0 | 0 | 1 | 0 | 0 | 1 | 0 | 0 | 1 | 0 | 0 | 1 | 0 | 0 | 1 | 0 | 0 | 1 | 0 | 10 | A | 7 | 10 | A | 7 | 16.1 | A | 7 | 8.3 | A | 7 | 60 | A | 7 | 833 | A | 7 | 110 | A | 7 | 2.1 | A | 7 | 32000 | B | 7 | 1981 | A | 7 | 1.5 | E | 8 | 0.093 | F | 8 | 0.2 | F | 8 | 0 | 1 | D | 9 | 80 | C | 8
1991-05-25 | 22:00 | 0 | 0 | 0 | 1 | 0 | 0 | 1 | 0 | 0 | 1 | 0 | 0 | 1 | 0 | 0 | 1 | 0 | 0 | 1 | 0 | 0 | 1 | 0 | 6 | A | 7 | 6 | A | 7 | 15.6 | A | 7 | 7.2 | A | 7 | 57 | A | 7 | 833 | A | 7 | 270 | A | 7 | 2.1 | A | 7 | 32000 | B | 7 | 9144 | A | 7 | 1.5 | E | 8 | 0.093 | F | 8 | 0.2 | F | 8 | 0 | 1 | D | 9 | 80 | C | 8
1991-05-25 | 23:00 | 0 | 0 | 0 | 1 | 0 | 0 | 1 | 0 | 0 | 1 | 0 | 0 | 1 | 0 | 0 | 1 | 0 | 0 | 1 | 0 | 0 | 1 | 0 | 5 | A | 7 | 4 | A | 7 | 14.4 | A | 7 | 11.7 | A | 7 | 84 | A | 7 | 833 | A | 7 | 360 | A | 7 | 2.6 | A | 7 | 32000 | B | 7 | 77777 | A | 7 | 1.5 | E | 8 | 0.093 | F | 8 | 0.2 | F | 8 | 0 | 1 | D | 9 | 1 | C | 8
1991-05-25 | 24:00 | 0 | 0 | 0 | 1 | 0 | 0 | 1 | 0 | 0 | 1 | 0 | 0 | 1 | 0 | 0 | 1 | 0 | 0 | 1 | 0 | 0 | 1 | 0 | 2 | A | 7 | 2 | A | 7 | 13.9 | A | 7 | 10 | A | 7 | 77 | A | 7 | 833 | A | 7 | 120 | A | 7 | 3.1 | A | 7 | 32000 | B | 7 | 77777 | A | 7 | 1.5 | E | 8 | 0.093 | F | 8 | 0.2 | F | 8 | 0 | 1 | D | 9 | 0 | C | 8
1991-05-26 | 1:00 | 0 | 0 | 0 | 1 | 0 | 0 | 1 | 0 | 0 | 1 | 0 | 0 | 1 | 0 | 0 | 1 | 0 | 0 | 1 | 0 | 0 | 1 | 0 | 2 | A | 7 | 2 | A | 7 | 11.7 | A | 7 | 8.3 | A | 7 | 80 | A | 7 | 833 | A | 7 | 140 | A | 7 | 2.1 | A | 7 | 32000 | B | 7 | 77777 | A | 7 | 1.5 | E | 8 | 0.093 | F | 8 | 0.2 | F | 8 | 0 | 1 | D | 9 | 0 | C | 8
1991-05-26 | 2:00 | 0 | 0 | 0 | 1 | 0 | 0 | 1 | 0 | 0 | 1 | 0 | 0 | 1 | 0 | 0 | 1 | 0 | 0 | 1 | 0 | 0 | 1 | 0 | 3 | A | 7 | 3 | A | 7 | 11.7 | A | 7 | 8.9 | A | 7 | 83 | A | 7 | 833 | A | 7 | 180 | A | 7 | 2.1 | A | 7 | 32000 | B | 7 | 77777 | A | 7 | 1.5 | E | 8 | 0.093 | F | 8 | 0.2 | F | 8 | 0 | 1 | D | 9 | 0 | C | 8
1991-05-26 | 3:00 | 0 | 0 | 0 | 1 | 0 | 0 | 1 | 0 | 0 | 1 | 0 | 0 | 1 | 0 | 0 | 1 | 0 | 0 | 1 | 0 | 0 | 1 | 0 | 2 | A | 7 | 2 | A | 7 | 10.6 | A | 7 | 8.9 | A | 7 | 89 | A | 7 | 833 | A | 7 | 0 | A | 7 | 0 | A | 7 | 32000 | B | 7 | 77777 | A | 7 | 1.5 | E | 8 | 0.093 | F | 8 | 0.2 | F | 8 | 0 | 1 | D | 9 | 0 | C | 8
1991-05-26 | 4:00 | 0 | 0 | 0 | 1 | 0 | 0 | 1 | 0 | 0 | 1 | 0 | 0 | 1 | 0 | 0 | 1 | 0 | 0 | 1 | 0 | 0 | 1 | 0 | 3 | A | 7 | 1 | A | 7 | 10 | A | 7 | 9.4 | A | 7 | 96 | A | 7 | 833 | A | 7 | 200 | A | 7 | 2.6 | A | 7 | 24000 | B | 7 | 77777 | A | 7 | 1.6 | E | 8 | 0.093 | F | 8 | 0.2 | F | 8 | 0 | 1 | D | 9 | 0 | C | 8
1991-05-26 | 5:00 | 15 | 499 | 2 | 1 | 10 | 8 | 1 | 16 | 2 | 1 | 10 | 0 | 1 | 10 | 0 | 1 | 16 | 0 | 1 | 10 | 0 | 1 | 21 | 5 | A | 7 | 4 | A | 7 | 10 | A | 7 | 8.3 | A | 7 | 89 | A | 7 | 832 | A | 7 | 120 | A | 7 | 1.5 | A | 7 | 80000 | B | 7 | 77777 | A | 7 | 1.6 | E | 8 | 0.093 | F | 8 | 0.2 | F | 8 | 0 | 1 | D | 9 | 0 | C | 8
1991-05-26 | 6:00 | 204 | 1331 | 98 | 1 | 10 | 419 | 1 | 16 | 34 | 1 | 10 | 101 | 1 | 10 | 288 | 1 | 16 | 57 | 1 | 10 | 62 | 1 | 21 | 0 | A | 7 | 0 | A | 7 | 12.2 | A | 7 | 8.9 | A | 7 | 80 | A | 7 | 832 | A | 7 | 180 | A | 7 | 2.6 | A | 7 | 96000 | B | 7 | 77777 | A | 7 | 1.5 | E | 8 | 0.093 | F | 8 | 0.2 | F | 8 | 0 | 1 | D | 9 | 0 | C | 8
1991-05-26 | 7:00 | 450 | 1331 | 287 | 1 | 10 | 683 | 1 | 16 | 56 | 1 | 10 | 300 | 1 | 10 | 629 | 1 | 16 | 87 | 1 | 10 | 116 | 1 | 21 | 0 | A | 7 | 0 | A | 7 | 15 | A | 7 | 7.8 | A | 7 | 62 | A | 7 | 832 | A | 7 | 200 | A | 7 | 2.6 | A | 7 | 96000 | B | 7 | 77777 | A | 7 | 1.5 | E | 8 | 0.093 | F | 8 | 0.2 | F | 8 | 0 | 1 | D | 9 | 0 | C | 8
1991-05-26 | 8:00 | 688 | 1331 | 485 | 1 | 11 | 785 | 1 | 16 | 79 | 1 | 11 | 516 | 1 | 11 | 776 | 1 | 16 | 113 | 1 | 11 | 179 | 1 | 22 | 1 | B | 8 | 0 | A | 7 | 18.3 | A | 7 | 6.1 | A | 7 | 45 | A | 7 | 832 | A | 7 | 220 | A | 7 | 3.1 | A | 7 | 96000 | B | 7 | 77777 | A | 7 | 1.5 | E | 8 | 0.093 | F | 8 | 0.2 | F | 8 | 0 | 1 | D | 9 | 0 | C | 8
1991-05-26 | 9:00 | 901 | 1331 | 630 | 1 | 10 | 787 | 1 | 16 | 97 | 1 | 10 | 679 | 1 | 10 | 796 | 1 | 16 | 139 | 1 | 10 | 265 | 1 | 21 | 2 | A | 7 | 2 | A | 7 | 21.1 | A | 7 | 5.6 | A | 7 | 36 | A | 7 | 832 | A | 7 | 210 | A | 7 | 2.6 | A | 7 | 96000 | B | 7 | 77777 | A | 7 | 1.5 | E | 8 | 0.093 | F | 8 | 0.2 | F | 8 | 0 | 1 | D | 9 | 0 | C | 8
1991-05-26 | 10:00 | 1073 | 1331 | 813 | 1 | 10 | 795 | 1 | 16 | 172 | 1 | 10 | 845 | 1 | 10 | 796 | 1 | 16 | 202 | 1 | 10 | 561 | 1 | 21 | 3 | A | 7 | 3 | A | 7 | 23.9 | A | 7 | 4.4 | A | 7 | 28 | A | 7 | 831 | A | 7 | 100 | A | 7 | 3.1 | A | 7 | 96000 | B | 7 | 77777 | A | 7 | 1.5 | E | 8 | 0.093 | F | 8 | 0.2 | F | 8 | 0 | 1 | D | 9 | 0 | C | 8
1991-05-26 | 11:00 | 1193 | 1331 | 585 | 1 | 10 | 205 | 1 | 16 | 401 | 1 | 10 | 646 | 1 | 10 | 219 | 1 | 16 | 450 | 1 | 10 | 1883 | 1 | 21 | 9 | A | 7 | 7 | A | 7 | 23.3 | A | 7 | 2.8 | A | 7 | 26 | A | 7 | 831 | A | 7 | 120 | A | 7 | 2.1 | A | 7 | 96000 | B | 7 | 4267 | A | 7 | 1.5 | E | 8 | 0.093 | F | 8 | 0.2 | F | 8 | 5 | 1 | D | 9 | 17 | C | 8
1991-05-26 | 12:00 | 1252 | 1331 | 510 | 1 | 10 | 122 | 1 | 16 | 395 | 1 | 10 | 567 | 1 | 10 | 131 | 1 | 16 | 444 | 1 | 10 | 2278 | 1 | 21 | 10 | A | 7 | 9 | A | 7 | 23.3 | A | 7 | 6.7 | A | 7 | 34 | A | 7 | 830 | A | 7 | 350 | A | 7 | 5.2 | A | 7 | 96000 | B | 7 | 2591 | A | 7 | 1.5 | E | 8 | 0.093 | F | 8 | 0.2 | F | 8 | 0 | 1 | D | 9 | 0 | C | 8
1991-05-26 | 13:00 | 1247 | 1331 | 866 | 1 | 10 | 601 | 1 | 16 | 302 | 1 | 10 | 910 | 1 | 10 | 606 | 1 | 16 | 341 | 1 | 10 | 1983 | 1 | 21 | 7 | A | 7 | 7 | A | 7 | 20 | A | 7 | 11.1 | A | 7 | 57 | A | 7 | 831 | A | 7 | 10 | A | 7 | 5.2 | A | 7 | 96000 | B | 7 | 2438 | A | 7 | 1.5 | E | 8 | 0.093 | F | 8 | 0.2 | F | 8 | 0 | 1 | D | 9 | 0 | C | 8
1991-05-26 | 14:00 | 1179 | 1331 | 739 | 1 | 10 | 512 | 1 | 16 | 286 | 1 | 10 | 806 | 1 | 10 | 536 | 1 | 16 | 330 | 1 | 10 | 1434 | 1 | 21 | 8 | A | 7 | 6 | A | 7 | 22.2 | A | 7 | 6.7 | A | 7 | 37 | A | 7 | 830 | A | 7 | 70 | A | 7 | 5.2 | A | 7 | 96000 | B | 7 | 9144 | A | 7 | 1.4 | E | 8 | 0.093 | F | 8 | 0.2 | F | 8 | 0 | 1 | D | 9 | 0 | C | 8
1991-05-26 | 15:00 | 1051 | 1331 | 620 | 1 | 10 | 482 | 1 | 16 | 239 | 1 | 10 | 675 | 1 | 10 | 504 | 1 | 16 | 277 | 1 | 10 | 829 | 1 | 21 | 6 | A | 7 | 5 | A | 7 | 21.7 | A | 7 | 6.7 | A | 7 | 38 | A | 7 | 830 | A | 7 | 90 | A | 7 | 4.6 | A | 7 | 96000 | B | 7 | 9144 | A | 7 | 1.4 | E | 8 | 0.093 | F | 8 | 0.2 | F | 8 | 0 | 1 | D | 9 | 0 | C | 8
1991-05-26 | 16:00 | 872 | 1331 | 551 | 1 | 10 | 542 | 1 | 16 | 195 | 1 | 10 | 595 | 1 | 10 | 561 | 1 | 16 | 227 | 1 | 10 | 496 | 1 | 21 | 6 | A | 7 | 5 | A | 7 | 23.3 | A | 7 | 7.2 | A | 7 | 35 | A | 7 | 830 | A | 7 | 180 | A | 7 | 2.1 | A | 7 | 96000 | B | 7 | 9144 | A | 7 | 1.4 | E | 8 | 0.093 | F | 8 | 0.2 | F | 8 | 0 | 1 | D | 9 | 0 | C | 8
1991-05-26 | 17:00 | 655 | 1331 | 338 | 1 | 10 | 386 | 1 | 16 | 148 | 1 | 10 | 361 | 1 | 10 | 386 | 1 | 16 | 171 | 1 | 10 | 307 | 1 | 21 | 7 | A | 7 | 6 | A | 7 | 22.2 | A | 7 | 8.3 | A | 7 | 41 | A | 7 | 829 | A | 7 | 50 | A | 7 | 5.2 | A | 7 | 96000 | B | 7 | 9144 | A | 7 | 1.4 | E | 8 | 0.093 | F | 8 | 0.2 | F | 8 | 0 | 1 | D | 9 | 14 | C | 8
1991-05-26 | 18:00 | 415 | 1331 | 193 | 1 | 10 | 179 | 1 | 16 | 137 | 1 | 10 | 208 | 1 | 10 | 165 | 1 | 16 | 157 | 1 | 10 | 308 | 1 | 21 | 9 | A | 7 | 8 | A | 7 | 19.4 | A | 7 | 8.3 | A | 7 | 49 | A | 7 | 830 | A | 7 | 60 | A | 7 | 6.2 | A | 7 | 96000 | B | 7 | 9144 | A | 7 | 1.4 | E | 8 | 0.093 | F | 8 | 0.2 | F | 8 | 0 | 1 | D | 9 | 0 | C | 8
1991-05-26 | 19:00 | 169 | 1331 | 76 | 1 | 10 | 135 | 1 | 16 | 59 | 1 | 10 | 78 | 1 | 10 | 76 | 1 | 16 | 69 | 1 | 10 | 117 | 1 | 21 | 6 | A | 7 | 4 | A | 7 | 18.3 | A | 7 | 8.9 | A | 7 | 54 | A | 7 | 831 | A | 7 | 130 | A | 7 | 2.1 | A | 7 | 96000 | B | 7 | 9144 | A | 7 | 1.4 | E | 8 | 0.093 | F | 8 | 0.2 | F | 8 | 0 | 1 | D | 9 | 0 | C | 8
1991-05-26 | 20:00 | 6 | 322 | 1 | 1 | 10 | 7 | 1 | 16 | 1 | 1 | 10 | 0 | 1 | 10 | 0 | 1 | 16 | 0 | 1 | 10 | 0 | 1 | 21 | 4 | A | 7 | 3 | A | 7 | 16.1 | A | 7 | 9.4 | A | 7 | 64 | A | 7 | 831 | A | 7 | 350 | A | 7 | 1.5 | A | 7 | 64000 | B | 7 | 77777 | A | 7 | 1.4 | E | 8 | 0.093 | F | 8 | 0.2 | F | 8 | 0 | 1 | D | 9 | 0 | C | 8
1991-05-26 | 21:00 | 0 | 0 | 0 | 1 | 0 | 0 | 1 | 0 | 0 | 1 | 0 | 0 | 1 | 0 | 0 | 1 | 0 | 0 | 1 | 0 | 0 | 1 | 0 | 2 | A | 7 | 2 | A | 7 | 15 | A | 7 | 9.4 | A | 7 | 69 | A | 7 | 832 | A | 7 | 50 | A | 7 | 2.1 | A | 7 | 32000 | B | 7 | 77777 | A | 7 | 1.3 | E | 8 | 0.093 | F | 8 | 0.2 | F | 8 | 0 | 1 | D | 9 | 0 | C | 8
1991-05-26 | 22:00 | 0 | 0 | 0 | 1 | 0 | 0 | 1 | 0 | 0 | 1 | 0 | 0 | 1 | 0 | 0 | 1 | 0 | 0 | 1 | 0 | 0 | 1 | 0 | 1 | A | 7 | 1 | A | 7 | 13.9 | A | 7 | 8.9 | A | 7 | 72 | A | 7 | 833 | A | 7 | 350 | A | 7 | 2.1 | A | 7 | 32000 | B | 7 | 77777 | A | 7 | 1.3 | E | 8 | 0.093 | F | 8 | 0.2 | F | 8 | 0 | 1 | D | 9 | 0 | C | 8
1991-05-26 | 23:00 | 0 | 0 | 0 | 1 | 0 | 0 | 1 | 0 | 0 | 1 | 0 | 0 | 1 | 0 | 0 | 1 | 0 | 0 | 1 | 0 | 0 | 1 | 0 | 1 | A | 7 | 1 | A | 7 | 11.7 | A | 7 | 10 | A | 7 | 89 | A | 7 | 834 | A | 7 | 350 | A | 7 | 2.1 | A | 7 | 32000 | B | 7 | 77777 | A | 7 | 1.3 | E | 8 | 0.093 | F | 8 | 0.2 | F | 8 | 0 | 1 | D | 9 | 0 | C | 8
1991-05-26 | 24:00 | 0 | 0 | 0 | 1 | 0 | 0 | 1 | 0 | 0 | 1 | 0 | 0 | 1 | 0 | 0 | 1 | 0 | 0 | 1 | 0 | 0 | 1 | 0 | 5 | A | 7 | 5 | A | 7 | 11.7 | A | 7 | 9.4 | A | 7 | 86 | A | 7 | 834 | A | 7 | 350 | A | 7 | 1.5 | A | 7 | 32000 | B | 7 | 77777 | A | 7 | 1.3 | E | 8 | 0.093 | F | 8 | 0.2 | F | 8 | 0 | 1 | D | 9 | 0 | C | 8
1991-05-27 | 1:00 | 0 | 0 | 0 | 1 | 0 | 0 | 1 | 0 | 0 | 1 | 0 | 0 | 1 | 0 | 0 | 1 | 0 | 0 | 1 | 0 | 0 | 1 | 0 | 8 | A | 7 | 8 | A | 7 | 11.7 | A | 7 | 10 | A | 7 | 89 | A | 7 | 834 | A | 7 | 30 | A | 7 | 1.5 | A | 7 | 32000 | B | 7 | 1097 | A | 7 | 1.3 | E | 8 | 0.093 | F | 8 | 0.2 | F | 8 | 0 | 1 | D | 9 | 0 | C | 8
1991-05-27 | 2:00 | 0 | 0 | 0 | 1 | 0 | 0 | 1 | 0 | 0 | 1 | 0 | 0 | 1 | 0 | 0 | 1 | 0 | 0 | 1 | 0 | 0 | 1 | 0 | 9 | A | 7 | 9 | A | 7 | 12.8 | A | 7 | 10 | A | 7 | 83 | A | 7 | 835 | A | 7 | 10 | A | 7 | 2.1 | A | 7 | 32000 | B | 7 | 945 | A | 7 | 1.3 | E | 8 | 0.093 | F | 8 | 0.2 | F | 8 | 0 | 1 | D | 9 | 0 | C | 8
1991-05-27 | 3:00 | 0 | 0 | 0 | 1 | 0 | 0 | 1 | 0 | 0 | 1 | 0 | 0 | 1 | 0 | 0 | 1 | 0 | 0 | 1 | 0 | 0 | 1 | 0 | 10 | A | 7 | 10 | A | 7 | 11.7 | A | 7 | 9.4 | A | 7 | 86 | A | 7 | 835 | A | 7 | 70 | A | 7 | 2.1 | A | 7 | 32000 | B | 7 | 792 | A | 7 | 1.3 | E | 8 | 0.093 | F | 8 | 0.2 | F | 8 | 0 | 1 | D | 9 | 0 | C | 8
1991-05-27 | 4:00 | 0 | 0 | 0 | 1 | 0 | 0 | 1 | 0 | 0 | 1 | 0 | 0 | 1 | 0 | 0 | 1 | 0 | 0 | 1 | 0 | 0 | 1 | 0 | 10 | A | 7 | 10 | A | 7 | 11.7 | A | 7 | 9.4 | A | 7 | 86 | A | 7 | 836 | A | 7 | 340 | A | 7 | 1.5 | A | 7 | 24000 | B | 7 | 975 | A | 7 | 1.3 | E | 8 | 0.093 | F | 8 | 0.2 | F | 8 | 0 | 1 | D | 9 | 0 | C | 8
1991-05-27 | 5:00 | 16 | 521 | 2 | 1 | 10 | 0 | 1 | 16 | 2 | 1 | 10 | 0 | 1 | 10 | 0 | 1 | 16 | 0 | 1 | 10 | 0 | 1 | 21 | 10 | A | 7 | 10 | A | 7 | 12.2 | A | 7 | 10 | A | 7 | 86 | A | 7 | 836 | A | 7 | 10 | A | 7 | 1 | A | 7 | 24000 | B | 7 | 975 | A | 7 | 1.2 | E | 8 | 0.093 | F | 8 | 0.2 | F | 8 | 0 | 1 | D | 9 | 51 | C | 8
1991-05-27 | 6:00 | 206 | 1331 | 33 | 1 | 10 | 0 | 1 | 16 | 33 | 1 | 10 | 38 | 1 | 10 | 0 | 1 | 16 | 38 | 1 | 10 | 124 | 1 | 21 | 10 | A | 7 | 10 | A | 7 | 12.2 | A | 7 | 10 | A | 7 | 86 | A | 7 | 837 | A | 7 | 350 | A | 7 | 2.1 | A | 7 | 14400 | B | 7 | 610 | A | 7 | 1.3 | E | 8 | 0.093 | F | 8 | 0.2 | F | 8 | 0 | 1 | D | 9 | 51 | C | 8
1991-05-27 | 7:00 | 452 | 1331 | 186 | 1 | 10 | 61 | 1 | 16 | 165 | 1 | 10 | 203 | 1 | 10 | 58 | 1 | 16 | 184 | 1 | 10 | 422 | 1 | 21 | 10 | A | 7 | 9 | A | 7 | 12.8 | A | 7 | 9.4 | A | 7 | 80 | A | 7 | 837 | A | 7 | 360 | A | 7 | 2.1 | A | 7 | 24000 | B | 7 | 762 | A | 7 | 1.3 | E | 8 | 0.093 | F | 8 | 0.2 | F | 8 | 0 | 1 | D | 9 | 0 | C | 8
1991-05-27 | 8:00 | 690 | 1331 | 378 | 1 | 10 | 232 | 1 | 16 | 258 | 1 | 10 | 409 | 1 | 10 | 238 | 1 | 16 | 285 | 1 | 10 | 651 | 1 | 21 | 10 | A | 7 | 9 | A | 7 | 14.4 | A | 7 | 10 | A | 7 | 75 | A | 7 | 837 | A | 7 | 60 | A | 7 | 1.5 | A | 7 | 12800 | B | 7 | 1097 | A | 7 | 1.3 | E | 8 | 0.093 | F | 8 | 0.2 | F | 8 | 0 | 1 | D | 9 | 0 | C | 8
1991-05-27 | 9:00 | 902 | 1331 | 201 | 1 | 10 | 0 | 1 | 16 | 201 | 1 | 10 | 238 | 1 | 10 | 0 | 1 | 16 | 238 | 1 | 10 | 938 | 1 | 21 | 10 | A | 7 | 10 | A | 7 | 14.4 | A | 7 | 8.9 | A | 7 | 70 | A | 7 | 836 | A | 7 | 0 | A | 7 | 0 | A | 7 | 12800 | B | 7 | 671 | A | 7 | 1.3 | E | 8 | 0.093 | F | 8 | 0.2 | F | 8 | 0 | 1 | D | 9 | 0 | C | 8
1991-05-27 | 10:00 | 1074 | 1331 | 488 | 1 | 10 | 68 | 1 | 16 | 433 | 1 | 10 | 537 | 1 | 10 | 70 | 1 | 16 | 480 | 1 | 10 | 1690 | 1 | 21 | 10 | A | 7 | 9 | A | 7 | 16.7 | A | 7 | 9.4 | A | 7 | 62 | A | 7 | 836 | A | 7 | 120 | A | 7 | 3.1 | A | 7 | 12800 | B | 7 | 1006 | A | 7 | 1.3 | E | 8 | 0.093 | F | 8 | 0.2 | F | 8 | 0 | 1 | D | 9 | 0 | C | 8
1991-05-27 | 11:00 | 1193 | 1331 | 535 | 1 | 10 | 281 | 1 | 16 | 283 | 1 | 10 | 602 | 1 | 10 | 307 | 1 | 16 | 327 | 1 | 10 | 1347 | 1 | 21 | 8 | A | 7 | 8 | A | 7 | 17.8 | A | 7 | 9.4 | A | 7 | 58 | A | 7 | 836 | A | 7 | 130 | A | 7 | 3.6 | A | 7 | 24000 | B | 7 | 1036 | A | 7 | 1.3 | E | 8 | 0.093 | F | 8 | 0.2 | F | 8 | 0 | 1 | D | 9 | 0 | C | 8
1991-05-27 | 12:00 | 1253 | 1331 | 944 | 1 | 10 | 663 | 1 | 16 | 319 | 1 | 10 | 989 | 1 | 10 | 666 | 1 | 16 | 360 | 1 | 10 | 2157 | 1 | 21 | 5 | A | 7 | 5 | A | 7 | 20 | A | 7 | 8.9 | A | 7 | 49 | A | 7 | 835 | A | 7 | 160 | A | 7 | 3.1 | A | 7 | 48000 | B | 7 | 77777 | A | 7 | 1.3 | E | 8 | 0.093 | F | 8 | 0.2 | F | 8 | 0 | 1 | D | 9 | 0 | C | 8
1991-05-27 | 13:00 | 1248 | 1331 | 803 | 1 | 10 | 565 | 1 | 16 | 273 | 1 | 10 | 851 | 1 | 10 | 573 | 1 | 16 | 312 | 1 | 10 | 1817 | 1 | 21 | 6 | A | 7 | 6 | A | 7 | 22.2 | A | 7 | 10 | A | 7 | 46 | A | 7 | 834 | A | 7 | 120 | A | 7 | 4.1 | A | 7 | 40000 | B | 7 | 1524 | A | 7 | 1.4 | E | 8 | 0.093 | F | 8 | 0.2 | F | 8 | 0 | 1 | D | 9 | 0 | C | 8
1991-05-27 | 14:00 | 1180 | 1331 | 890 | 1 | 10 | 724 | 1 | 16 | 248 | 1 | 10 | 943 | 1 | 10 | 735 | 1 | 16 | 290 | 1 | 10 | 1226 | 1 | 21 | 5 | A | 7 | 5 | A | 7 | 23.3 | A | 7 | 8.9 | A | 7 | 40 | A | 7 | 833 | A | 7 | 110 | A | 7 | 3.1 | A | 7 | 80000 | B | 7 | 77777 | A | 7 | 1.4 | E | 8 | 0.093 | F | 8 | 0.2 | F | 8 | 0 | 1 | D | 9 | 0 | C | 8
1991-05-27 | 15:00 | 1052 | 1331 | 514 | 1 | 10 | 388 | 1 | 16 | 207 | 1 | 10 | 568 | 1 | 10 | 406 | 1 | 16 | 246 | 1 | 10 | 715 | 1 | 21 | 5 | A | 7 | 5 | A | 7 | 23.3 | A | 7 | 7.2 | A | 7 | 35 | A | 7 | 832 | A | 7 | 130 | A | 7 | 5.2 | A | 7 | 80000 | B | 7 | 77777 | A | 7 | 1.4 | E | 8 | 0.093 | F | 8 | 0.2 | F | 8 | 0 | 1 | D | 9 | 0 | C | 8
1991-05-27 | 16:00 | 874 | 1331 | 565 | 1 | 10 | 649 | 1 | 16 | 138 | 1 | 10 | 602 | 1 | 10 | 660 | 1 | 16 | 168 | 1 | 10 | 362 | 1 | 21 | 4 | A | 7 | 4 | A | 7 | 25.6 | A | 7 | 5.6 | A | 7 | 28 | A | 7 | 832 | A | 7 | 120 | A | 7 | 4.1 | A | 7 | 80000 | B | 7 | 77777 | A | 7 | 1.4 | E | 8 | 0.093 | F | 8 | 0.2 | F | 8 | 0 | 1 | D | 9 | 0 | C | 8
1991-05-27 | 17:00 | 657 | 1331 | 336 | 1 | 10 | 354 | 1 | 16 | 161 | 1 | 10 | 356 | 1 | 10 | 354 | 1 | 16 | 181 | 1 | 10 | 337 | 1 | 21 | 8 | A | 7 | 6 | A | 7 | 25.6 | A | 7 | 5 | A | 7 | 27 | A | 7 | 831 | A | 7 | 150 | A | 7 | 5.7 | A | 7 | 80000 | B | 7 | 7620 | A | 7 | 1.4 | E | 8 | 0.093 | F | 8 | 0.2 | F | 8 | 0 | 1 | D | 9 | 14 | C | 8
1991-05-27 | 18:00 | 418 | 1331 | 256 | 1 | 10 | 556 | 1 | 16 | 81 | 1 | 10 | 263 | 1 | 10 | 495 | 1 | 16 | 108 | 1 | 10 | 150 | 1 | 21 | 5 | A | 7 | 4 | A | 7 | 22.2 | A | 7 | 10 | A | 7 | 46 | A | 7 | 831 | A | 7 | 310 | A | 7 | 4.1 | A | 7 | 80000 | B | 7 | 77777 | A | 7 | 1.4 | E | 8 | 0.093 | F | 8 | 0.2 | F | 8 | 0 | 1 | D | 9 | 0 | C | 8
1991-05-27 | 19:00 | 172 | 1331 | 68 | 1 | 10 | 253 | 1 | 16 | 36 | 1 | 10 | 72 | 1 | 10 | 151 | 1 | 16 | 53 | 1 | 10 | 64 | 1 | 21 | 5 | A | 7 | 4 | A | 7 | 18.9 | A | 7 | 10 | A | 7 | 56 | A | 7 | 832 | A | 7 | 310 | A | 7 | 4.1 | A | 7 | 80000 | B | 7 | 77777 | A | 7 | 1.4 | E | 8 | 0.093 | F | 8 | 0.2 | F | 8 | 0 | 1 | D | 9 | 0 | C | 8
1991-05-27 | 20:00 | 7 | 344 | 1 | 1 | 10 | 27 | 1 | 16 | 0 | 1 | 10 | 0 | 1 | 10 | 0 | 1 | 16 | 0 | 1 | 10 | 0 | 1 | 21 | 2 | A | 7 | 2 | A | 7 | 16.7 | A | 7 | 11.1 | A | 7 | 70 | A | 7 | 833 | A | 7 | 310 | A | 7 | 2.6 | A | 7 | 64000 | B | 7 | 77777 | A | 7 | 1.5 | E | 8 | 0.093 | F | 8 | 0.2 | F | 8 | 0 | 1 | D | 9 | 0 | C | 8
1991-05-27 | 21:00 | 0 | 0 | 0 | 1 | 0 | 0 | 1 | 0 | 0 | 1 | 0 | 0 | 1 | 0 | 0 | 1 | 0 | 0 | 1 | 0 | 0 | 1 | 0 | 1 | A | 7 | 1 | A | 7 | 15 | A | 7 | 11.1 | A | 7 | 77 | A | 7 | 834 | A | 7 | 290 | A | 7 | 2.1 | A | 7 | 32000 | B | 7 | 77777 | A | 7 | 1.5 | E | 8 | 0.093 | F | 8 | 0.2 | F | 8 | 0 | 1 | D | 9 | 0 | C | 8
1991-05-27 | 22:00 | 0 | 0 | 0 | 1 | 0 | 0 | 1 | 0 | 0 | 1 | 0 | 0 | 1 | 0 | 0 | 1 | 0 | 0 | 1 | 0 | 0 | 1 | 0 | 1 | A | 7 | 1 | A | 7 | 13.9 | A | 7 | 11.1 | A | 7 | 83 | A | 7 | 834 | A | 7 | 270 | A | 7 | 2.1 | A | 7 | 32000 | B | 7 | 77777 | A | 7 | 1.5 | E | 8 | 0.093 | F | 8 | 0.2 | F | 8 | 0 | 1 | D | 9 | 0 | C | 8
1991-05-27 | 23:00 | 0 | 0 | 0 | 1 | 0 | 0 | 1 | 0 | 0 | 1 | 0 | 0 | 1 | 0 | 0 | 1 | 0 | 0 | 1 | 0 | 0 | 1 | 0 | 1 | A | 7 | 1 | A | 7 | 14.4 | A | 7 | 11.1 | A | 7 | 81 | A | 7 | 834 | A | 7 | 300 | A | 7 | 2.1 | A | 7 | 32000 | B | 7 | 77777 | A | 7 | 1.5 | E | 8 | 0.093 | F | 8 | 0.2 | F | 8 | 0 | 1 | D | 9 | 0 | C | 8
1991-05-27 | 24:00 | 0 | 0 | 0 | 1 | 0 | 0 | 1 | 0 | 0 | 1 | 0 | 0 | 1 | 0 | 0 | 1 | 0 | 0 | 1 | 0 | 0 | 1 | 0 | 0 | A | 7 | 0 | A | 7 | 13.3 | A | 7 | 10.6 | A | 7 | 84 | A | 7 | 834 | A | 7 | 310 | A | 7 | 1.5 | A | 7 | 32000 | B | 7 | 77777 | A | 7 | 1.5 | E | 8 | 0.093 | F | 8 | 0.2 | F | 8 | 0 | 1 | D | 9 | 0 | C | 8
1991-05-28 | 1:00 | 0 | 0 | 0 | 1 | 0 | 0 | 1 | 0 | 0 | 1 | 0 | 0 | 1 | 0 | 0 | 1 | 0 | 0 | 1 | 0 | 0 | 1 | 0 | 10 | A | 7 | 6 | A | 7 | 12.2 | A | 7 | 11.1 | A | 7 | 93 | A | 7 | 834 | A | 7 | 290 | A | 7 | 2.1 | A | 7 | 32000 | B | 7 | 274 | A | 7 | 1.5 | E | 8 | 0.094 | F | 8 | 0.2 | F | 8 | 0 | 1 | D | 9 | 0 | C | 8
1991-05-28 | 2:00 | 0 | 0 | 0 | 1 | 0 | 0 | 1 | 0 | 0 | 1 | 0 | 0 | 1 | 0 | 0 | 1 | 0 | 0 | 1 | 0 | 0 | 1 | 0 | 10 | A | 7 | 10 | A | 7 | 14.4 | A | 7 | 12.8 | A | 7 | 90 | A | 7 | 834 | A | 7 | 300 | A | 7 | 1.5 | A | 7 | 19200 | B | 7 | 244 | A | 7 | 1.5 | E | 8 | 0.094 | F | 8 | 0.2 | F | 8 | 0 | 1 | D | 9 | 0 | C | 8
1991-05-28 | 3:00 | 0 | 0 | 0 | 1 | 0 | 0 | 1 | 0 | 0 | 1 | 0 | 0 | 1 | 0 | 0 | 1 | 0 | 0 | 1 | 0 | 0 | 1 | 0 | 10 | A | 7 | 10 | A | 7 | 14.4 | A | 7 | 12.8 | A | 7 | 90 | A | 7 | 835 | A | 7 | 320 | A | 7 | 1.5 | A | 7 | 19200 | B | 7 | 213 | A | 7 | 1.6 | E | 8 | 0.094 | F | 8 | 0.2 | F | 8 | 0 | 1 | D | 9 | 0 | C | 8
1991-05-28 | 4:00 | 0 | 0 | 0 | 1 | 0 | 0 | 1 | 0 | 0 | 1 | 0 | 0 | 1 | 0 | 0 | 1 | 0 | 0 | 1 | 0 | 0 | 1 | 0 | 10 | A | 7 | 10 | A | 7 | 14.4 | A | 7 | 13.3 | A | 7 | 93 | A | 7 | 835 | A | 7 | 330 | A | 7 | 1.5 | A | 7 | 19200 | B | 7 | 152 | A | 7 | 1.6 | E | 8 | 0.094 | F | 8 | 0.2 | F | 8 | 0 | 1 | D | 9 | 0 | C | 8
1991-05-28 | 5:00 | 17 | 521 | 1 | 1 | 10 | 0 | 1 | 16 | 1 | 1 | 10 | 0 | 1 | 10 | 0 | 1 | 16 | 0 | 1 | 10 | 0 | 1 | 21 | 10 | A | 7 | 10 | A | 7 | 13.3 | A | 7 | 11.1 | A | 7 | 87 | A | 7 | 835 | A | 7 | 10 | A | 7 | 1.5 | A | 7 | 32000 | B | 7 | 305 | A | 7 | 1.6 | E | 8 | 0.094 | F | 8 | 0.2 | F | 8 | 0 | 1 | D | 9 | 0 | C | 8
1991-05-28 | 6:00 | 207 | 1330 | 28 | 1 | 10 | 0 | 1 | 16 | 28 | 1 | 10 | 33 | 1 | 10 | 0 | 1 | 16 | 33 | 1 | 10 | 109 | 1 | 21 | 10 | A | 7 | 10 | A | 7 | 13.3 | A | 7 | 9.4 | A | 7 | 77 | A | 7 | 836 | A | 7 | 350 | A | 7 | 1.5 | A | 7 | 32000 | B | 7 | 366 | A | 7 | 1.6 | E | 8 | 0.094 | F | 8 | 0.2 | F | 8 | 0 | 1 | D | 9 | 0 | C | 8
1991-05-28 | 7:00 | 453 | 1330 | 75 | 1 | 10 | 0 | 1 | 16 | 75 | 1 | 10 | 88 | 1 | 10 | 0 | 1 | 16 | 88 | 1 | 10 | 315 | 1 | 21 | 10 | A | 7 | 10 | A | 7 | 13.9 | A | 7 | 10 | A | 7 | 77 | A | 7 | 837 | A | 7 | 10 | A | 7 | 1.5 | A | 7 | 48000 | B | 7 | 366 | A | 7 | 1.6 | E | 8 | 0.094 | F | 8 | 0.2 | F | 8 | 0 | 1 | D | 9 | 0 | C | 8
1991-05-28 | 8:00 | 691 | 1330 | 336 | 1 | 10 | 323 | 1 | 16 | 168 | 1 | 10 | 367 | 1 | 10 | 338 | 1 | 16 | 191 | 1 | 10 | 369 | 1 | 21 | 6 | A | 7 | 6 | A | 7 | 16.1 | A | 7 | 11.1 | A | 7 | 72 | A | 7 | 837 | A | 7 | 0 | A | 7 | 0 | A | 7 | 48000 | B | 7 | 3658 | A | 7 | 1.5 | E | 8 | 0.094 | F | 8 | 0.2 | F | 8 | 0 | 1 | D | 9 | 0 | C | 8
1991-05-28 | 9:00 | 903 | 1330 | 642 | 1 | 10 | 756 | 1 | 16 | 129 | 1 | 10 | 672 | 1 | 10 | 756 | 1 | 16 | 157 | 1 | 10 | 323 | 1 | 21 | 2 | A | 7 | 2 | A | 7 | 17.8 | A | 7 | 10.6 | A | 7 | 63 | A | 7 | 836 | A | 7 | 80 | A | 7 | 1.5 | A | 7 | 24000 | B | 7 | 77777 | A | 7 | 1.5 | E | 8 | 0.094 | F | 8 | 0.2 | F | 8 | 0 | 1 | D | 9 | 0 | C | 8
1991-05-28 | 10:00 | 1074 | 1330 | 843 | 1 | 10 | 938 | 1 | 16 | 85 | 1 | 10 | 879 | 1 | 10 | 941 | 1 | 16 | 118 | 1 | 10 | 292 | 1 | 21 | 1 | A | 7 | 1 | A | 7 | 19.4 | A | 7 | 11.1 | A | 7 | 59 | A | 7 | 835 | A | 7 | 30 | A | 7 | 2.1 | A | 7 | 24000 | B | 7 | 77777 | A | 7 | 1.5 | E | 8 | 0.094 | F | 8 | 0.2 | F | 8 | 0 | 1 | D | 9 | 0 | C | 8
1991-05-28 | 11:00 | 1194 | 1330 | 906 | 1 | 10 | 908 | 1 | 16 | 91 | 1 | 10 | 943 | 1 | 10 | 912 | 1 | 16 | 122 | 1 | 10 | 426 | 1 | 21 | 1 | A | 7 | 1 | A | 7 | 21.1 | A | 7 | 10.6 | A | 7 | 51 | A | 7 | 835 | A | 7 | 10 | A | 7 | 3.1 | A | 7 | 24000 | B | 7 | 77777 | A | 7 | 1.5 | E | 8 | 0.094 | F | 8 | 0.2 | F | 8 | 0 | 1 | D | 9 | 0 | C | 8
1991-05-28 | 12:00 | 1254 | 1330 | 898 | 1 | 10 | 706 | 1 | 16 | 232 | 1 | 10 | 963 | 1 | 10 | 722 | 1 | 16 | 281 | 1 | 10 | 1609 | 1 | 21 | 3 | A | 7 | 3 | A | 7 | 22.8 | A | 7 | 9.4 | A | 7 | 42 | A | 7 | 834 | A | 7 | 80 | A | 7 | 4.1 | A | 7 | 24000 | B | 7 | 77777 | A | 7 | 1.5 | E | 8 | 0.094 | F | 8 | 0.2 | F | 8 | 0 | 1 | D | 9 | 0 | C | 8
1991-05-28 | 13:00 | 1249 | 1330 | 946 | 1 | 10 | 909 | 1 | 16 | 92 | 1 | 10 | 983 | 1 | 10 | 914 | 1 | 16 | 123 | 1 | 10 | 545 | 1 | 21 | 2 | A | 7 | 2 | A | 7 | 23.9 | A | 7 | 10 | A | 7 | 41 | A | 7 | 833 | A | 7 | 50 | A | 7 | 4.6 | A | 7 | 24000 | B | 7 | 77777 | A | 7 | 1.5 | E | 8 | 0.094 | F | 8 | 0.2 | F | 8 | 0 | 1 | D | 9 | 0 | C | 8
1991-05-28 | 14:00 | 1181 | 1330 | 685 | 1 | 10 | 582 | 1 | 16 | 167 | 1 | 10 | 745 | 1 | 10 | 602 | 1 | 16 | 210 | 1 | 10 | 851 | 1 | 21 | 5 | A | 7 | 5 | A | 7 | 25.6 | A | 7 | 10.6 | A | 7 | 39 | A | 7 | 832 | A | 7 | 330 | A | 7 | 2.6 | A | 7 | 24000 | B | 7 | 77777 | A | 7 | 1.4 | E | 8 | 0.094 | F | 8 | 0.2 | F | 8 | 0 | 1 | D | 9 | 0 | C | 8
1991-05-28 | 15:00 | 1053 | 1330 | 790 | 1 | 10 | 812 | 1 | 16 | 146 | 1 | 10 | 833 | 1 | 10 | 818 | 1 | 16 | 183 | 1 | 10 | 477 | 1 | 21 | 4 | A | 7 | 4 | A | 7 | 25 | A | 7 | 10.6 | A | 7 | 40 | A | 7 | 831 | A | 7 | 20 | A | 7 | 3.6 | A | 7 | 48000 | B | 7 | 77777 | A | 7 | 1.4 | E | 8 | 0.094 | F | 8 | 0.2 | F | 8 | 0 | 1 | D | 9 | 0 | C | 8
1991-05-28 | 16:00 | 876 | 1330 | 593 | 1 | 10 | 602 | 1 | 16 | 196 | 1 | 10 | 617 | 1 | 10 | 602 | 1 | 16 | 219 | 1 | 10 | 492 | 1 | 21 | 5 | A | 7 | 3 | A | 7 | 21.7 | A | 7 | 12.2 | A | 7 | 55 | A | 7 | 831 | A | 7 | 30 | A | 7 | 6.2 | A | 7 | 16000 | B | 7 | 77777 | A | 7 | 1.4 | E | 8 | 0.094 | F | 8 | 0.2 | F | 8 | 0 | 1 | D | 9 | 0 | C | 8
1991-05-28 | 17:00 | 659 | 1330 | 417 | 1 | 10 | 590 | 1 | 16 | 124 | 1 | 10 | 435 | 1 | 10 | 579 | 1 | 16 | 147 | 1 | 10 | 260 | 1 | 21 | 7 | A | 7 | 6 | A | 7 | 20.6 | A | 7 | 12.2 | A | 7 | 59 | A | 7 | 831 | A | 7 | 30 | A | 7 | 8.2 | A | 7 | 16000 | B | 7 | 9144 | A | 7 | 1.4 | E | 8 | 0.094 | F | 8 | 0.2 | F | 8 | 0 | 1 | D | 9 | 0 | C | 8
1991-05-28 | 18:00 | 420 | 1330 | 192 | 1 | 10 | 99 | 1 | 16 | 160 | 1 | 10 | 209 | 1 | 10 | 92 | 1 | 16 | 180 | 1 | 10 | 397 | 1 | 21 | 8 | A | 7 | 8 | A | 7 | 20 | A | 7 | 12.2 | A | 7 | 61 | A | 7 | 832 | A | 7 | 40 | A | 7 | 4.1 | A | 7 | 16000 | B | 7 | 1676 | A | 7 | 1.4 | E | 8 | 0.094 | F | 8 | 0.2 | F | 8 | 0 | 1 | D | 9 | 0 | C | 8
1991-05-28 | 19:00 | 175 | 1330 | 81 | 1 | 10 | 343 | 1 | 16 | 36 | 1 | 10 | 82 | 1 | 10 | 217 | 1 | 16 | 54 | 1 | 10 | 64 | 1 | 21 | 4 | A | 7 | 2 | A | 7 | 19.4 | A | 7 | 11.1 | A | 7 | 59 | A | 7 | 833 | A | 7 | 50 | A | 7 | 3.1 | A | 7 | 19200 | B | 7 | 77777 | A | 7 | 1.4 | E | 8 | 0.094 | F | 8 | 0.2 | F | 8 | 0 | 1 | D | 9 | 0 | C | 8
1991-05-28 | 20:00 | 7 | 344 | 1 | 1 | 10 | 2 | 1 | 16 | 0 | 1 | 10 | 0 | 1 | 10 | 0 | 1 | 16 | 0 | 1 | 10 | 0 | 1 | 21 | 8 | A | 7 | 8 | A | 7 | 17.8 | A | 7 | 9.4 | A | 7 | 58 | A | 7 | 834 | A | 7 | 60 | A | 7 | 2.1 | A | 7 | 16000 | B | 7 | 3658 | A | 7 | 1.4 | E | 8 | 0.094 | F | 8 | 0.2 | F | 8 | 0 | 1 | D | 9 | 0 | C | 8
1991-05-28 | 21:00 | 0 | 0 | 0 | 1 | 0 | 0 | 1 | 0 | 0 | 1 | 0 | 0 | 1 | 0 | 0 | 1 | 0 | 0 | 1 | 0 | 0 | 1 | 0 | 10 | A | 7 | 10 | A | 7 | 15 | A | 7 | 8.9 | A | 7 | 67 | A | 7 | 836 | A | 7 | 50 | A | 7 | 5.7 | A | 7 | 11200 | B | 7 | 1097 | A | 7 | 1.3 | E | 8 | 0.094 | F | 8 | 0.2 | F | 8 | 66 | 1 | D | 9 | 80 | C | 8
1991-05-28 | 22:00 | 0 | 0 | 0 | 1 | 0 | 0 | 1 | 0 | 0 | 1 | 0 | 0 | 1 | 0 | 0 | 1 | 0 | 0 | 1 | 0 | 0 | 1 | 0 | 10 | A | 7 | 10 | A | 7 | 11.7 | A | 7 | 8.9 | A | 7 | 83 | A | 7 | 838 | A | 7 | 50 | A | 7 | 5.2 | A | 7 | 8000 | B | 7 | 1097 | A | 7 | 1.3 | E | 8 | 0.094 | F | 8 | 0.2 | F | 8 | 0 | 1 | D | 9 | 81 | C | 8
1991-05-28 | 23:00 | 0 | 0 | 0 | 1 | 0 | 0 | 1 | 0 | 0 | 1 | 0 | 0 | 1 | 0 | 0 | 1 | 0 | 0 | 1 | 0 | 0 | 1 | 0 | 10 | A | 7 | 10 | A | 7 | 11.7 | A | 7 | 8.3 | A | 7 | 80 | A | 7 | 838 | A | 7 | 80 | A | 7 | 2.1 | A | 7 | 11200 | B | 7 | 1524 | A | 7 | 1.3 | E | 8 | 0.094 | F | 8 | 0.2 | F | 8 | 3 | 1 | D | 9 | 80 | C | 8
1991-05-28 | 24:00 | 0 | 0 | 0 | 1 | 0 | 0 | 1 | 0 | 0 | 1 | 0 | 0 | 1 | 0 | 0 | 1 | 0 | 0 | 1 | 0 | 0 | 1 | 0 | 10 | A | 7 | 8 | A | 7 | 12.2 | A | 7 | 9.4 | A | 7 | 83 | A | 7 | 838 | A | 7 | 230 | A | 7 | 2.1 | A | 7 | 32000 | B | 7 | 8534 | A | 7 | 1.3 | E | 8 | 0.094 | F | 8 | 0.2 | F | 8 | 0 | 1 | D | 9 | 0 | C | 8
1991-05-29 | 1:00 | 0 | 0 | 0 | 1 | 0 | 0 | 1 | 0 | 0 | 1 | 0 | 0 | 1 | 0 | 0 | 1 | 0 | 0 | 1 | 0 | 0 | 1 | 0 | 1 | A | 7 | 1 | A | 7 | 11.1 | A | 7 | 9.4 | A | 7 | 89 | A | 7 | 838 | A | 7 | 340 | A | 7 | 2.1 | A | 7 | 32000 | B | 7 | 77777 | A | 7 | 1.3 | E | 8 | 0.094 | F | 8 | 0.2 | F | 8 | 0 | 1 | D | 9 | 0 | C | 8
1991-05-29 | 2:00 | 0 | 0 | 0 | 1 | 0 | 0 | 1 | 0 | 0 | 1 | 0 | 0 | 1 | 0 | 0 | 1 | 0 | 0 | 1 | 0 | 0 | 1 | 0 | 0 | A | 7 | 0 | A | 7 | 10.6 | A | 7 | 8.9 | A | 7 | 89 | A | 7 | 837 | A | 7 | 0 | A | 7 | 0 | A | 7 | 32000 | B | 7 | 77777 | A | 7 | 1.3 | E | 8 | 0.094 | F | 8 | 0.2 | F | 8 | 0 | 1 | D | 9 | 0 | C | 8
1991-05-29 | 3:00 | 0 | 0 | 0 | 1 | 0 | 0 | 1 | 0 | 0 | 1 | 0 | 0 | 1 | 0 | 0 | 1 | 0 | 0 | 1 | 0 | 0 | 1 | 0 | 0 | A | 7 | 0 | A | 7 | 10 | A | 7 | 8.3 | A | 7 | 89 | A | 7 | 837 | A | 7 | 260 | A | 7 | 1.5 | A | 7 | 32000 | B | 7 | 77777 | A | 7 | 1.2 | E | 8 | 0.094 | F | 8 | 0.2 | F | 8 | 0 | 1 | D | 9 | 0 | C | 8
1991-05-29 | 4:00 | 0 | 0 | 0 | 1 | 0 | 0 | 1 | 0 | 0 | 1 | 0 | 0 | 1 | 0 | 0 | 1 | 0 | 0 | 1 | 0 | 0 | 1 | 0 | 0 | A | 7 | 0 | A | 7 | 9.4 | A | 7 | 8.9 | A | 7 | 97 | A | 7 | 836 | A | 7 | 200 | A | 7 | 1.5 | A | 7 | 32000 | B | 7 | 77777 | A | 7 | 1.2 | E | 8 | 0.094 | F | 8 | 0.2 | F | 8 | 0 | 1 | D | 9 | 0 | C | 8
1991-05-29 | 5:00 | 18 | 543 | 3 | 1 | 10 | 11 | 1 | 16 | 3 | 1 | 10 | 0 | 1 | 10 | 0 | 1 | 16 | 0 | 1 | 10 | 0 | 1 | 21 | 0 | A | 7 | 0 | A | 7 | 8.9 | A | 7 | 8.3 | A | 7 | 96 | A | 7 | 836 | A | 7 | 180 | A | 7 | 1.5 | A | 7 | 48000 | B | 7 | 77777 | A | 7 | 1.2 | E | 8 | 0.094 | F | 8 | 0.2 | F | 8 | 0 | 1 | D | 9 | 2 | C | 8
1991-05-29 | 6:00 | 209 | 1330 | 91 | 1 | 10 | 298 | 1 | 16 | 44 | 1 | 10 | 96 | 1 | 10 | 198 | 1 | 16 | 65 | 1 | 10 | 78 | 1 | 21 | 0 | A | 7 | 0 | A | 7 | 10.6 | A | 7 | 8.3 | A | 7 | 86 | A | 7 | 837 | A | 7 | 190 | A | 7 | 2.6 | A | 7 | 80000 | B | 7 | 77777 | A | 7 | 1.2 | E | 8 | 0.094 | F | 8 | 0.2 | F | 8 | 0 | 1 | D | 9 | 0 | C | 8
1991-05-29 | 7:00 | 455 | 1330 | 275 | 1 | 10 | 580 | 1 | 16 | 76 | 1 | 10 | 286 | 1 | 10 | 532 | 1 | 16 | 104 | 1 | 10 | 147 | 1 | 21 | 0 | A | 7 | 0 | A | 7 | 13.3 | A | 7 | 8.3 | A | 7 | 72 | A | 7 | 837 | A | 7 | 180 | A | 7 | 2.1 | A | 7 | 96000 | B | 7 | 77777 | A | 7 | 1.2 | E | 8 | 0.094 | F | 8 | 0.2 | F | 8 | 0 | 1 | D | 9 | 0 | C | 8
1991-05-29 | 8:00 | 692 | 1330 | 483 | 1 | 10 | 725 | 1 | 16 | 105 | 1 | 10 | 512 | 1 | 10 | 723 | 1 | 16 | 136 | 1 | 10 | 232 | 1 | 21 | 0 | A | 7 | 0 | A | 7 | 15.6 | A | 7 | 7.8 | A | 7 | 60 | A | 7 | 836 | A | 7 | 200 | A | 7 | 2.6 | A | 7 | 96000 | B | 7 | 77777 | A | 7 | 1.2 | E | 8 | 0.094 | F | 8 | 0.2 | F | 8 | 0 | 1 | D | 9 | 0 | C | 8
1991-05-29 | 9:00 | 903 | 1330 | 676 | 1 | 10 | 806 | 1 | 16 | 128 | 1 | 10 | 708 | 1 | 10 | 807 | 1 | 16 | 158 | 1 | 10 | 322 | 1 | 21 | 0 | A | 7 | 0 | A | 7 | 18.9 | A | 7 | 7.2 | A | 7 | 47 | A | 7 | 835 | A | 7 | 190 | A | 7 | 2.1 | A | 7 | 96000 | B | 7 | 77777 | A | 7 | 1.2 | E | 8 | 0.094 | F | 8 | 0.2 | F | 8 | 0 | 1 | D | 9 | 0 | C | 8
1991-05-29 | 10:00 | 1075 | 1330 | 791 | 1 | 10 | 799 | 1 | 16 | 145 | 1 | 10 | 838 | 1 | 10 | 807 | 1 | 16 | 184 | 1 | 10 | 502 | 1 | 21 | 1 | A | 7 | 1 | A | 7 | 20.6 | A | 7 | 7.8 | A | 7 | 44 | A | 7 | 834 | A | 7 | 120 | A | 7 | 2.6 | A | 7 | 96000 | B | 7 | 77777 | A | 7 | 1.2 | E | 8 | 0.094 | F | 8 | 0.2 | F | 8 | 0 | 1 | D | 9 | 0 | C | 8
1991-05-29 | 11:00 | 1195 | 1330 | 905 | 1 | 10 | 813 | 1 | 16 | 174 | 1 | 10 | 954 | 1 | 10 | 819 | 1 | 16 | 216 | 1 | 10 | 856 | 1 | 21 | 1 | A | 7 | 1 | A | 7 | 22.2 | A | 7 | 6.7 | A | 7 | 37 | A | 7 | 833 | A | 7 | 190 | A | 7 | 2.1 | A | 7 | 96000 | B | 7 | 77777 | A | 7 | 1.2 | E | 8 | 0.094 | F | 8 | 0.2 | F | 8 | 0 | 1 | D | 9 | 0 | C | 8
1991-05-29 | 12:00 | 1254 | 1330 | 943 | 1 | 10 | 829 | 1 | 16 | 160 | 1 | 10 | 1010 | 1 | 10 | 841 | 1 | 16 | 215 | 1 | 10 | 1067 | 1 | 21 | 1 | A | 7 | 1 | A | 7 | 22.8 | A | 7 | 5.6 | A | 7 | 33 | A | 7 | 832 | A | 7 | 120 | A | 7 | 2.6 | A | 7 | 96000 | B | 7 | 77777 | A | 7 | 1.2 | E | 8 | 0.094 | F | 8 | 0.2 | F | 8 | 0 | 1 | D | 9 | 0 | C | 8
1991-05-29 | 13:00 | 1250 | 1330 | 988 | 1 | 10 | 794 | 1 | 16 | 241 | 1 | 10 | 1056 | 1 | 10 | 811 | 1 | 16 | 292 | 1 | 10 | 1638 | 1 | 21 | 3 | A | 7 | 3 | A | 7 | 23.9 | A | 7 | 6.1 | A | 7 | 32 | A | 7 | 831 | A | 7 | 160 | A | 7 | 3.1 | A | 7 | 96000 | B | 7 | 77777 | A | 7 | 1.1 | E | 8 | 0.094 | F | 8 | 0.2 | F | 8 | 0 | 1 | D | 9 | 0 | C | 8
1991-05-29 | 14:00 | 1182 | 1330 | 886 | 1 | 10 | 811 | 1 | 16 | 165 | 1 | 10 | 939 | 1 | 10 | 819 | 1 | 16 | 209 | 1 | 10 | 779 | 1 | 21 | 2 | A | 7 | 2 | A | 7 | 24.4 | A | 7 | 5 | A | 7 | 29 | A | 7 | 830 | A | 7 | 130 | A | 7 | 2.6 | A | 7 | 96000 | B | 7 | 77777 | A | 7 | 1.1 | E | 8 | 0.094 | F | 8 | 0.2 | F | 8 | 0 | 1 | D | 9 | 0 | C | 8
1991-05-29 | 15:00 | 1055 | 1330 | 533 | 1 | 10 | 306 | 1 | 16 | 289 | 1 | 10 | 587 | 1 | 10 | 332 | 1 | 16 | 323 | 1 | 10 | 981 | 1 | 21 | 4 | A | 7 | 4 | A | 7 | 24.4 | A | 7 | 4.4 | A | 7 | 27 | A | 7 | 829 | A | 7 | 160 | A | 7 | 3.6 | A | 7 | 96000 | B | 7 | 77777 | A | 7 | 1.1 | E | 8 | 0.094 | F | 8 | 0.2 | F | 8 | 0 | 1 | D | 9 | 0 | C | 8
1991-05-29 | 16:00 | 877 | 1330 | 556 | 1 | 10 | 298 | 1 | 16 | 359 | 1 | 10 | 589 | 1 | 10 | 318 | 1 | 16 | 379 | 1 | 10 | 1016 | 1 | 21 | 5 | A | 7 | 5 | A | 7 | 24.4 | A | 7 | 7.2 | A | 7 | 33 | A | 7 | 829 | A | 7 | 340 | A | 7 | 6.2 | A | 7 | 96000 | B | 7 | 77777 | A | 7 | 1.1 | E | 8 | 0.094 | F | 8 | 0.2 | F | 8 | 0 | 1 | D | 9 | 0 | C | 8
1991-05-29 | 17:00 | 662 | 1330 | 410 | 1 | 10 | 516 | 1 | 16 | 153 | 1 | 10 | 437 | 1 | 10 | 517 | 1 | 16 | 180 | 1 | 10 | 319 | 1 | 21 | 3 | A | 7 | 3 | A | 7 | 24.4 | A | 7 | 6.1 | A | 7 | 31 | A | 7 | 828 | A | 7 | 50 | A | 7 | 3.1 | A | 7 | 96000 | B | 7 | 77777 | A | 7 | 1.1 | E | 8 | 0.094 | F | 8 | 0.2 | F | 8 | 0 | 1 | D | 9 | 14 | C | 8
1991-05-29 | 18:00 | 422 | 1330 | 204 | 1 | 10 | 419 | 1 | 16 | 70 | 1 | 10 | 212 | 1 | 10 | 377 | 1 | 16 | 92 | 1 | 10 | 134 | 1 | 21 | 2 | A | 7 | 2 | A | 7 | 22.2 | A | 7 | 9.4 | A | 7 | 44 | A | 7 | 827 | A | 7 | 360 | A | 7 | 5.2 | A | 7 | 96000 | B | 7 | 77777 | A | 7 | 1.1 | E | 8 | 0.094 | F | 8 | 0.2 | F | 8 | 0 | 1 | D | 9 | 0 | C | 8
1991-05-29 | 19:00 | 177 | 1330 | 69 | 1 | 10 | 205 | 1 | 16 | 41 | 1 | 10 | 71 | 1 | 10 | 124 | 1 | 16 | 55 | 1 | 10 | 73 | 1 | 21 | 3 | A | 7 | 1 | A | 7 | 16.7 | A | 7 | 7.2 | A | 7 | 53 | A | 7 | 827 | A | 7 | 50 | A | 7 | 4.1 | A | 7 | 96000 | B | 7 | 77777 | A | 7 | 1.1 | E | 8 | 0.094 | F | 8 | 0.2 | F | 8 | 0 | 1 | D | 9 | 0 | C | 8
1991-05-29 | 20:00 | 8 | 366 | 1 | 1 | 10 | 4 | 1 | 16 | 1 | 1 | 10 | 0 | 1 | 10 | 0 | 1 | 16 | 0 | 1 | 10 | 0 | 1 | 21 | 0 | A | 7 | 0 | A | 7 | 13.9 | A | 7 | 7.8 | A | 7 | 67 | A | 7 | 828 | A | 7 | 330 | A | 7 | 2.1 | A | 7 | 64000 | B | 7 | 77777 | A | 7 | 1.1 | E | 8 | 0.094 | F | 8 | 0.2 | F | 8 | 0 | 1 | D | 9 | 0 | C | 8
1991-05-29 | 21:00 | 0 | 0 | 0 | 1 | 0 | 0 | 1 | 0 | 0 | 1 | 0 | 0 | 1 | 0 | 0 | 1 | 0 | 0 | 1 | 0 | 0 | 1 | 0 | 0 | A | 7 | 0 | A | 7 | 13.9 | A | 7 | 7.2 | A | 7 | 64 | A | 7 | 828 | A | 7 | 330 | A | 7 | 2.1 | A | 7 | 32000 | B | 7 | 77777 | A | 7 | 1.1 | E | 8 | 0.094 | F | 8 | 0.2 | F | 8 | 0 | 1 | D | 9 | 0 | C | 8
1991-05-29 | 22:00 | 0 | 0 | 0 | 1 | 0 | 0 | 1 | 0 | 0 | 1 | 0 | 0 | 1 | 0 | 0 | 1 | 0 | 0 | 1 | 0 | 0 | 1 | 0 | 0 | A | 7 | 0 | A | 7 | 13.3 | A | 7 | 6.7 | A | 7 | 64 | A | 7 | 829 | A | 7 | 300 | A | 7 | 1.5 | A | 7 | 32000 | B | 7 | 77777 | A | 7 | 1.1 | E | 8 | 0.094 | F | 8 | 0.2 | F | 8 | 0 | 1 | D | 9 | 0 | C | 8
1991-05-29 | 23:00 | 0 | 0 | 0 | 1 | 0 | 0 | 1 | 0 | 0 | 1 | 0 | 0 | 1 | 0 | 0 | 1 | 0 | 0 | 1 | 0 | 0 | 1 | 0 | 0 | A | 7 | 0 | A | 7 | 12.2 | A | 7 | 7.2 | A | 7 | 71 | A | 7 | 829 | A | 7 | 0 | A | 7 | 0 | A | 7 | 32000 | B | 7 | 77777 | A | 7 | 1.1 | E | 8 | 0.094 | F | 8 | 0.2 | F | 8 | 0 | 1 | D | 9 | 0 | C | 8
1991-05-29 | 24:00 | 0 | 0 | 0 | 1 | 0 | 0 | 1 | 0 | 0 | 1 | 0 | 0 | 1 | 0 | 0 | 1 | 0 | 0 | 1 | 0 | 0 | 1 | 0 | 0 | A | 7 | 0 | A | 7 | 12.2 | A | 7 | 7.2 | A | 7 | 71 | A | 7 | 828 | A | 7 | 350 | A | 7 | 2.1 | A | 7 | 48000 | B | 7 | 77777 | A | 7 | 1.1 | E | 8 | 0.094 | F | 8 | 0.2 | F | 8 | 0 | 1 | D | 9 | 0 | C | 8
1991-05-30 | 1:00 | 0 | 0 | 0 | 1 | 0 | 0 | 1 | 0 | 0 | 1 | 0 | 0 | 1 | 0 | 0 | 1 | 0 | 0 | 1 | 0 | 0 | 1 | 0 | 0 | A | 7 | 0 | A | 7 | 10.6 | A | 7 | 7.2 | A | 7 | 79 | A | 7 | 827 | A | 7 | 170 | A | 7 | 2.1 | A | 7 | 48000 | B | 7 | 77777 | A | 7 | 1 | E | 8 | 0.094 | F | 8 | 0.2 | F | 8 | 0 | 1 | D | 9 | 0 | C | 8
1991-05-30 | 2:00 | 0 | 0 | 0 | 1 | 0 | 0 | 1 | 0 | 0 | 1 | 0 | 0 | 1 | 0 | 0 | 1 | 0 | 0 | 1 | 0 | 0 | 1 | 0 | 0 | A | 7 | 0 | A | 7 | 10 | A | 7 | 6.7 | A | 7 | 80 | A | 7 | 827 | A | 7 | 220 | A | 7 | 2.1 | A | 7 | 48000 | B | 7 | 77777 | A | 7 | 1 | E | 8 | 0.094 | F | 8 | 0.2 | F | 8 | 0 | 1 | D | 9 | 0 | C | 8
1991-05-30 | 3:00 | 0 | 0 | 0 | 1 | 0 | 0 | 1 | 0 | 0 | 1 | 0 | 0 | 1 | 0 | 0 | 1 | 0 | 0 | 1 | 0 | 0 | 1 | 0 | 2 | A | 7 | 0 | A | 7 | 9.4 | A | 7 | 6.7 | A | 7 | 83 | A | 7 | 826 | A | 7 | 170 | A | 7 | 2.1 | A | 7 | 48000 | B | 7 | 77777 | A | 7 | 1 | E | 8 | 0.094 | F | 8 | 0.2 | F | 8 | 0 | 1 | D | 9 | 0 | C | 8
1991-05-30 | 4:00 | 0 | 0 | 0 | 1 | 0 | 0 | 1 | 0 | 0 | 1 | 0 | 0 | 1 | 0 | 0 | 1 | 0 | 0 | 1 | 0 | 0 | 1 | 0 | 6 | A | 7 | 3 | A | 7 | 8.9 | A | 7 | 6.7 | A | 7 | 86 | A | 7 | 826 | A | 7 | 190 | A | 7 | 1.5 | A | 7 | 48000 | B | 7 | 77777 | A | 7 | 1 | E | 8 | 0.094 | F | 8 | 0.2 | F | 8 | 0 | 1 | D | 9 | 0 | C | 8
1991-05-30 | 5:00 | 18 | 565 | 3 | 1 | 10 | 7 | 1 | 16 | 3 | 1 | 10 | 0 | 1 | 10 | 0 | 1 | 16 | 0 | 1 | 10 | 0 | 1 | 21 | 6 | A | 7 | 2 | A | 7 | 8.9 | A | 7 | 6.1 | A | 7 | 83 | A | 7 | 825 | A | 7 | 200 | A | 7 | 2.1 | A | 7 | 96000 | B | 7 | 77777 | A | 7 | 1 | E | 8 | 0.094 | F | 8 | 0.2 | F | 8 | 0 | 1 | D | 9 | 0 | C | 8
1991-05-30 | 6:00 | 211 | 1329 | 82 | 1 | 10 | 159 | 1 | 16 | 57 | 1 | 10 | 87 | 1 | 10 | 104 | 1 | 16 | 70 | 1 | 10 | 107 | 1 | 21 | 4 | A | 7 | 3 | A | 7 | 11.1 | A | 7 | 5 | A | 7 | 66 | A | 7 | 825 | A | 7 | 220 | A | 7 | 2.1 | A | 7 | 96000 | B | 7 | 77777 | A | 7 | 1 | E | 8 | 0.094 | F | 8 | 0.2 | F | 8 | 0 | 1 | D | 9 | 0 | C | 8
1991-05-30 | 7:00 | 456 | 1329 | 255 | 1 | 10 | 398 | 1 | 16 | 118 | 1 | 10 | 266 | 1 | 10 | 366 | 1 | 16 | 140 | 1 | 10 | 226 | 1 | 21 | 7 | A | 7 | 2 | A | 7 | 14.4 | A | 7 | 1.1 | A | 7 | 40 | A | 7 | 825 | A | 7 | 200 | A | 7 | 2.1 | A | 7 | 96000 | B | 7 | 77777 | A | 7 | 1.1 | E | 8 | 0.094 | F | 8 | 0.2 | F | 8 | 0 | 1 | D | 9 | 0 | C | 8
1991-05-30 | 8:00 | 693 | 1329 | 477 | 1 | 10 | 579 | 1 | 16 | 175 | 1 | 10 | 505 | 1 | 10 | 583 | 1 | 16 | 201 | 1 | 10 | 377 | 1 | 21 | 8 | A | 7 | 5 | A | 7 | 17.2 | A | 7 | -1.7 | A | 7 | 27 | A | 7 | 824 | A | 7 | 180 | A | 7 | 2.6 | A | 7 | 96000 | B | 7 | 7620 | A | 7 | 1.1 | E | 8 | 0.094 | F | 8 | 0.2 | F | 8 | 0 | 1 | D | 9 | 0 | C | 8
1991-05-30 | 9:00 | 904 | 1329 | 599 | 1 | 10 | 559 | 1 | 16 | 218 | 1 | 10 | 644 | 1 | 10 | 579 | 1 | 16 | 249 | 1 | 10 | 584 | 1 | 21 | 7 | A | 7 | 5 | A | 7 | 20 | A | 7 | 2.2 | A | 7 | 31 | A | 7 | 823 | A | 7 | 340 | A | 7 | 3.6 | A | 7 | 80000 | B | 7 | 7620 | A | 7 | 1.1 | E | 8 | 0.094 | F | 8 | 0.2 | F | 8 | 0 | 1 | D | 9 | 0 | C | 8
1991-05-30 | 10:00 | 1076 | 1329 | 717 | 1 | 10 | 533 | 1 | 16 | 285 | 1 | 10 | 770 | 1 | 10 | 556 | 1 | 16 | 319 | 1 | 10 | 1061 | 1 | 21 | 6 | A | 7 | 3 | A | 7 | 21.7 | A | 7 | 4.4 | A | 7 | 32 | A | 7 | 823 | A | 7 | 350 | A | 7 | 4.1 | A | 7 | 80000 | B | 7 | 77777 | A | 7 | 1.1 | E | 8 | 0.094 | F | 8 | 0.2 | F | 8 | 0 | 1 | D | 9 | 0 | C | 8
1991-05-30 | 11:00 | 1195 | 1329 | 702 | 1 | 10 | 511 | 1 | 16 | 242 | 1 | 10 | 746 | 1 | 10 | 520 | 1 | 16 | 277 | 1 | 10 | 1277 | 1 | 21 | 7 | A | 7 | 5 | A | 7 | 22.8 | A | 7 | 5 | A | 7 | 31 | A | 7 | 822 | A | 7 | 350 | A | 7 | 2.1 | A | 7 | 80000 | B | 7 | 7620 | A | 7 | 1.1 | E | 8 | 0.094 | F | 8 | 0.2 | F | 8 | 0 | 1 | D | 9 | 0 | C | 8
1991-05-30 | 12:00 | 1255 | 1329 | 957 | 1 | 10 | 773 | 1 | 16 | 227 | 1 | 10 | 1029 | 1 | 10 | 792 | 1 | 16 | 279 | 1 | 10 | 1595 | 1 | 21 | 3 | A | 7 | 3 | A | 7 | 25 | A | 7 | -2.2 | A | 7 | 16 | A | 7 | 821 | A | 7 | 40 | A | 7 | 3.6 | A | 7 | 80000 | B | 7 | 77777 | A | 7 | 1.1 | E | 8 | 0.094 | F | 8 | 0.2 | F | 8 | 0 | 1 | D | 9 | 0 | C | 8
1991-05-30 | 13:00 | 1251 | 1329 | 1011 | 1 | 10 | 889 | 1 | 16 | 174 | 1 | 10 | 1074 | 1 | 10 | 898 | 1 | 16 | 226 | 1 | 10 | 1126 | 1 | 21 | 2 | A | 7 | 2 | A | 7 | 26.1 | A | 7 | -4.4 | A | 7 | 12 | A | 7 | 820 | A | 7 | 170 | A | 7 | 2.1 | A | 7 | 80000 | B | 7 | 77777 | A | 7 | 1.2 | E | 8 | 0.094 | F | 8 | 0.2 | F | 8 | 0 | 1 | D | 9 | 0 | C | 8
1991-05-30 | 14:00 | 1183 | 1329 | 910 | 1 | 10 | 865 | 1 | 16 | 139 | 1 | 10 | 933 | 1 | 10 | 866 | 1 | 16 | 161 | 1 | 10 | 538 | 1 | 21 | 3 | A | 7 | 3 | A | 7 | 27.8 | A | 7 | -3.9 | A | 7 | 12 | A | 7 | 819 | A | 7 | 160 | A | 7 | 5.2 | A | 7 | 64000 | B | 7 | 77777 | A | 7 | 1.2 | E | 8 | 0.094 | F | 8 | 0.2 | F | 8 | 0 | 1 | D | 9 | 0 | C | 8
1991-05-30 | 15:00 | 1056 | 1329 | 767 | 1 | 10 | 714 | 1 | 16 | 199 | 1 | 10 | 814 | 1 | 10 | 727 | 1 | 16 | 235 | 1 | 10 | 700 | 1 | 21 | 6 | A | 7 | 2 | A | 7 | 27.8 | A | 7 | 2.8 | A | 7 | 20 | A | 7 | 819 | A | 7 | 330 | A | 7 | 5.2 | A | 7 | 64000 | B | 7 | 77777 | A | 7 | 1.2 | E | 8 | 0.094 | F | 8 | 0.2 | F | 8 | 0 | 1 | D | 9 | 0 | C | 8
1991-05-30 | 16:00 | 879 | 1329 | 488 | 1 | 10 | 316 | 1 | 16 | 278 | 1 | 10 | 527 | 1 | 10 | 339 | 1 | 16 | 302 | 1 | 10 | 749 | 1 | 21 | 8 | A | 7 | 8 | A | 7 | 23.3 | A | 7 | 8.9 | A | 7 | 40 | A | 7 | 819 | A | 7 | 320 | A | 7 | 5.7 | A | 7 | 32000 | B | 7 | 7620 | A | 7 | 1.2 | E | 8 | 0.094 | F | 8 | 0.2 | F | 8 | 0 | 1 | D | 9 | 0 | C | 8
1991-05-30 | 17:00 | 664 | 1329 | 276 | 1 | 10 | 171 | 1 | 16 | 191 | 1 | 10 | 304 | 1 | 10 | 176 | 1 | 16 | 216 | 1 | 10 | 475 | 1 | 21 | 9 | A | 7 | 7 | A | 7 | 22.8 | A | 7 | 9.4 | A | 7 | 42 | A | 7 | 818 | A | 7 | 340 | A | 7 | 6.2 | A | 7 | 32000 | B | 7 | 7620 | A | 7 | 1.2 | E | 8 | 0.094 | F | 8 | 0.2 | F | 8 | 0 | 1 | D | 9 | 0 | C | 8
1991-05-30 | 18:00 | 425 | 1329 | 221 | 1 | 10 | 325 | 1 | 16 | 117 | 1 | 10 | 235 | 1 | 10 | 300 | 1 | 16 | 139 | 1 | 10 | 233 | 1 | 21 | 8 | A | 7 | 4 | A | 7 | 22.2 | A | 7 | 9.4 | A | 7 | 44 | A | 7 | 819 | A | 7 | 350 | A | 7 | 2.6 | A | 7 | 64000 | B | 7 | 77777 | A | 7 | 1.3 | E | 8 | 0.094 | F | 8 | 0.2 | F | 8 | 0 | 1 | D | 9 | 0 | C | 8
1991-05-30 | 19:00 | 180 | 1329 | 66 | 1 | 10 | 176 | 1 | 16 | 42 | 1 | 10 | 69 | 1 | 10 | 108 | 1 | 16 | 54 | 1 | 10 | 75 | 1 | 21 | 6 | A | 7 | 2 | A | 7 | 19.4 | A | 7 | 8.9 | A | 7 | 51 | A | 7 | 820 | A | 7 | 340 | A | 7 | 2.6 | A | 7 | 80000 | B | 7 | 77777 | A | 7 | 1.3 | E | 8 | 0.094 | F | 8 | 0.2 | F | 8 | 0 | 1 | D | 9 | 0 | C | 8
1991-05-30 | 20:00 | 9 | 388 | 1 | 1 | 10 | 6 | 1 | 16 | 1 | 1 | 10 | 0 | 1 | 10 | 0 | 1 | 16 | 0 | 1 | 10 | 0 | 1 | 21 | 1 | A | 7 | 1 | A | 7 | 18.3 | A | 7 | 10 | A | 7 | 58 | A | 7 | 821 | A | 7 | 360 | A | 7 | 5.2 | A | 7 | 32000 | B | 7 | 77777 | A | 7 | 1.3 | E | 8 | 0.094 | F | 8 | 0.2 | F | 8 | 0 | 1 | D | 9 | 0 | C | 8
1991-05-30 | 21:00 | 0 | 0 | 0 | 1 | 0 | 0 | 1 | 0 | 0 | 1 | 0 | 0 | 1 | 0 | 0 | 1 | 0 | 0 | 1 | 0 | 0 | 1 | 0 | 2 | A | 7 | 1 | A | 7 | 17.2 | A | 7 | 8.3 | A | 7 | 56 | A | 7 | 821 | A | 7 | 350 | A | 7 | 2.1 | A | 7 | 32000 | B | 7 | 77777 | A | 7 | 1.3 | E | 8 | 0.094 | F | 8 | 0.2 | F | 8 | 0 | 1 | D | 9 | 0 | C | 8
1991-05-30 | 22:00 | 0 | 0 | 0 | 1 | 0 | 0 | 1 | 0 | 0 | 1 | 0 | 0 | 1 | 0 | 0 | 1 | 0 | 0 | 1 | 0 | 0 | 1 | 0 | 1 | A | 7 | 1 | A | 7 | 15 | A | 7 | 7.8 | A | 7 | 62 | A | 7 | 824 | A | 7 | 300 | A | 7 | 2.1 | A | 7 | 32000 | B | 7 | 77777 | A | 7 | 1.3 | E | 8 | 0.094 | F | 8 | 0.2 | F | 8 | 0 | 1 | D | 9 | 0 | C | 8
1991-05-30 | 23:00 | 0 | 0 | 0 | 1 | 0 | 0 | 1 | 0 | 0 | 1 | 0 | 0 | 1 | 0 | 0 | 1 | 0 | 0 | 1 | 0 | 0 | 1 | 0 | 7 | A | 7 | 7 | A | 7 | 16.1 | A | 7 | 6.1 | A | 7 | 51 | A | 7 | 824 | A | 7 | 320 | A | 7 | 1.5 | A | 7 | 32000 | B | 7 | 1219 | A | 7 | 1.4 | E | 8 | 0.094 | F | 8 | 0.2 | F | 8 | 0 | 1 | D | 9 | 0 | C | 8
1991-05-30 | 24:00 | 0 | 0 | 0 | 1 | 0 | 0 | 1 | 0 | 0 | 1 | 0 | 0 | 1 | 0 | 0 | 1 | 0 | 0 | 1 | 0 | 0 | 1 | 0 | 9 | A | 7 | 9 | A | 7 | 15 | A | 7 | 6.1 | A | 7 | 55 | A | 7 | 824 | A | 7 | 330 | A | 7 | 2.1 | A | 7 | 32000 | B | 7 | 1036 | A | 7 | 1.4 | E | 8 | 0.094 | F | 8 | 0.2 | F | 8 | 0 | 1 | D | 9 | 0 | C | 8
1991-05-31 | 1:00 | 0 | 0 | 0 | 1 | 0 | 0 | 1 | 0 | 0 | 1 | 0 | 0 | 1 | 0 | 0 | 1 | 0 | 0 | 1 | 0 | 0 | 1 | 0 | 8 | A | 7 | 8 | A | 7 | 15.6 | A | 7 | 5.6 | A | 7 | 51 | A | 7 | 825 | A | 7 | 350 | A | 7 | 1.5 | A | 7 | 32000 | B | 7 | 975 | A | 7 | 1.4 | E | 8 | 0.095 | F | 8 | 0.2 | F | 8 | 0 | 1 | D | 9 | 0 | C | 8
1991-05-31 | 2:00 | 0 | 0 | 0 | 1 | 0 | 0 | 1 | 0 | 0 | 1 | 0 | 0 | 1 | 0 | 0 | 1 | 0 | 0 | 1 | 0 | 0 | 1 | 0 | 9 | A | 7 | 9 | A | 7 | 13.9 | A | 7 | 6.7 | A | 7 | 62 | A | 7 | 825 | A | 7 | 350 | A | 7 | 2.6 | A | 7 | 32000 | B | 7 | 975 | A | 7 | 1.4 | E | 8 | 0.095 | F | 8 | 0.2 | F | 8 | 0 | 1 | D | 9 | 0 | C | 8
1991-05-31 | 3:00 | 0 | 0 | 0 | 1 | 0 | 0 | 1 | 0 | 0 | 1 | 0 | 0 | 1 | 0 | 0 | 1 | 0 | 0 | 1 | 0 | 0 | 1 | 0 | 10 | A | 7 | 10 | A | 7 | 14.4 | A | 7 | 6.1 | A | 7 | 57 | A | 7 | 825 | A | 7 | 30 | A | 7 | 2.1 | A | 7 | 32000 | B | 7 | 975 | A | 7 | 1.4 | E | 8 | 0.095 | F | 8 | 0.2 | F | 8 | 0 | 1 | D | 9 | 0 | C | 8
1991-05-31 | 4:00 | 0 | 0 | 0 | 1 | 0 | 0 | 1 | 0 | 0 | 1 | 0 | 0 | 1 | 0 | 0 | 1 | 0 | 0 | 1 | 0 | 0 | 1 | 0 | 10 | A | 7 | 10 | A | 7 | 13.9 | A | 7 | 6.7 | A | 7 | 62 | A | 7 | 826 | A | 7 | 350 | A | 7 | 2.1 | A | 7 | 32000 | B | 7 | 1128 | A | 7 | 1.4 | E | 8 | 0.095 | F | 8 | 0.2 | F | 8 | 0 | 1 | D | 9 | 0 | C | 8
1991-05-31 | 5:00 | 19 | 565 | 4 | 1 | 10 | 4 | 1 | 16 | 4 | 1 | 10 | 0 | 1 | 10 | 0 | 1 | 16 | 0 | 1 | 10 | 0 | 1 | 21 | 9 | A | 7 | 9 | A | 7 | 13.3 | A | 7 | 6.7 | A | 7 | 64 | A | 7 | 827 | A | 7 | 360 | A | 7 | 2.1 | A | 7 | 80000 | B | 7 | 1463 | A | 7 | 1.5 | E | 8 | 0.095 | F | 8 | 0.2 | F | 8 | 0 | 1 | D | 9 | 0 | C | 8
1991-05-31 | 6:00 | 212 | 1329 | 85 | 1 | 10 | 72 | 1 | 16 | 74 | 1 | 10 | 92 | 1 | 10 | 50 | 1 | 16 | 84 | 1 | 10 | 157 | 1 | 21 | 7 | A | 7 | 7 | A | 7 | 14.4 | A | 7 | 6.7 | A | 7 | 60 | A | 7 | 828 | A | 7 | 340 | A | 7 | 3.1 | A | 7 | 80000 | B | 7 | 5182 | A | 7 | 1.5 | E | 8 | 0.095 | F | 8 | 0.2 | F | 8 | 0 | 1 | D | 9 | 0 | C | 8
1991-05-31 | 7:00 | 457 | 1329 | 188 | 1 | 10 | 67 | 1 | 16 | 165 | 1 | 10 | 206 | 1 | 10 | 63 | 1 | 16 | 184 | 1 | 10 | 425 | 1 | 21 | 8 | A | 7 | 8 | A | 7 | 15.6 | A | 7 | 6.7 | A | 7 | 55 | A | 7 | 828 | A | 7 | 10 | A | 7 | 3.6 | A | 7 | 80000 | B | 7 | 5182 | A | 7 | 1.5 | E | 8 | 0.095 | F | 8 | 0.2 | F | 8 | 0 | 1 | D | 9 | 0 | C | 8
1991-05-31 | 8:00 | 694 | 1329 | 355 | 1 | 10 | 359 | 1 | 16 | 167 | 1 | 10 | 377 | 1 | 10 | 362 | 1 | 16 | 188 | 1 | 10 | 358 | 1 | 21 | 7 | A | 7 | 7 | A | 7 | 16.1 | A | 7 | 6.1 | A | 7 | 51 | A | 7 | 828 | A | 7 | 350 | A | 7 | 3.6 | A | 7 | 64000 | B | 7 | 7620 | A | 7 | 1.5 | E | 8 | 0.095 | F | 8 | 0.2 | F | 8 | 0 | 1 | D | 9 | 0 | C | 8
1991-05-31 | 9:00 | 905 | 1329 | 506 | 1 | 10 | 340 | 1 | 16 | 274 | 1 | 10 | 550 | 1 | 10 | 366 | 1 | 16 | 300 | 1 | 10 | 755 | 1 | 21 | 8 | A | 7 | 6 | A | 7 | 18.9 | A | 7 | 6.7 | A | 7 | 45 | A | 7 | 828 | A | 7 | 360 | A | 7 | 4.1 | A | 7 | 64000 | B | 7 | 7620 | A | 7 | 1.5 | E | 8 | 0.095 | F | 8 | 0.2 | F | 8 | 0 | 1 | D | 9 | 0 | C | 8
1991-05-31 | 10:00 | 1076 | 1329 | 577 | 1 | 10 | 440 | 1 | 16 | 220 | 1 | 10 | 636 | 1 | 10 | 461 | 1 | 16 | 262 | 1 | 10 | 809 | 1 | 21 | 7 | A | 7 | 7 | A | 7 | 18.9 | A | 7 | 10 | A | 7 | 56 | A | 7 | 829 | A | 7 | 360 | A | 7 | 3.1 | A | 7 | 64000 | B | 7 | 4572 | A | 7 | 1.6 | E | 8 | 0.095 | F | 8 | 0.2 | F | 8 | 0 | 1 | D | 9 | 0 | C | 8
1991-05-31 | 11:00 | 1196 | 1329 | 661 | 1 | 10 | 188 | 1 | 16 | 491 | 1 | 10 | 721 | 1 | 10 | 200 | 1 | 16 | 541 | 1 | 10 | 2341 | 1 | 21 | 9 | A | 7 | 9 | A | 7 | 19.4 | A | 7 | 9.4 | A | 7 | 52 | A | 7 | 829 | A | 7 | 350 | A | 7 | 3.1 | A | 7 | 64000 | B | 7 | 7620 | A | 7 | 1.6 | E | 8 | 0.095 | F | 8 | 0.2 | F | 8 | 0 | 1 | D | 9 | 0 | C | 8
1991-05-31 | 12:00 | 1256 | 1329 | 698 | 1 | 10 | 271 | 1 | 16 | 441 | 1 | 10 | 764 | 1 | 10 | 295 | 1 | 16 | 486 | 1 | 10 | 2823 | 1 | 21 | 9 | A | 7 | 9 | A | 7 | 20.6 | A | 7 | 10 | A | 7 | 51 | A | 7 | 829 | A | 7 | 360 | A | 7 | 2.1 | A | 7 | 48000 | B | 7 | 4267 | A | 7 | 1.6 | E | 8 | 0.095 | F | 8 | 0.2 | F | 8 | 0 | 1 | D | 9 | 0 | C | 8
1991-05-31 | 13:00 | 1252 | 1329 | 896 | 1 | 10 | 479 | 1 | 16 | 444 | 1 | 10 | 942 | 1 | 10 | 499 | 1 | 16 | 471 | 1 | 10 | 3158 | 1 | 21 | 10 | A | 7 | 8 | A | 7 | 21.7 | A | 7 | 10.6 | A | 7 | 49 | A | 7 | 829 | A | 7 | 10 | A | 7 | 3.1 | A | 7 | 32000 | B | 7 | 7620 | A | 7 | 1.6 | E | 8 | 0.095 | F | 8 | 0.2 | F | 8 | 0 | 1 | D | 9 | 0 | C | 8
1991-05-31 | 14:00 | 1184 | 1329 | 671 | 1 | 10 | 391 | 1 | 16 | 322 | 1 | 10 | 722 | 1 | 10 | 409 | 1 | 16 | 357 | 1 | 10 | 1667 | 1 | 21 | 10 | A | 7 | 7 | A | 7 | 20 | A | 7 | 11.7 | A | 7 | 59 | A | 7 | 829 | A | 7 | 20 | A | 7 | 5.2 | A | 7 | 32000 | B | 7 | 7620 | A | 7 | 1.6 | E | 8 | 0.095 | F | 8 | 0.2 | F | 8 | 0 | 1 | D | 9 | 0 | C | 8
1991-05-31 | 15:00 | 1057 | 1329 | 516 | 1 | 10 | 274 | 1 | 16 | 298 | 1 | 10 | 569 | 1 | 10 | 297 | 1 | 16 | 332 | 1 | 10 | 1021 | 1 | 21 | 10 | A | 7 | 8 | A | 7 | 18.9 | A | 7 | 11.1 | A | 7 | 61 | A | 7 | 829 | A | 7 | 50 | A | 7 | 4.6 | A | 7 | 40000 | B | 7 | 1219 | A | 7 | 1.7 | E | 8 | 0.095 | F | 8 | 0.2 | F | 8 | 0 | 1 | D | 9 | 80 | C | 8
1991-05-31 | 16:00 | 881 | 1329 | 454 | 1 | 10 | 253 | 1 | 16 | 286 | 1 | 10 | 490 | 1 | 10 | 271 | 1 | 16 | 310 | 1 | 10 | 776 | 1 | 21 | 9 | A | 7 | 7 | A | 7 | 19.4 | A | 7 | 10.6 | A | 7 | 57 | A | 7 | 829 | A | 7 | 60 | A | 7 | 4.6 | A | 7 | 40000 | B | 7 | 2134 | A | 7 | 1.7 | E | 8 | 0.095 | F | 8 | 0.2 | F | 8 | 10 | 1 | D | 9 | 0 | C | 8
1991-05-31 | 17:00 | 665 | 1329 | 244 | 1 | 10 | 60 | 1 | 16 | 213 | 1 | 10 | 267 | 1 | 10 | 60 | 1 | 16 | 237 | 1 | 10 | 638 | 1 | 21 | 10 | A | 7 | 9 | A | 7 | 16.1 | A | 7 | 12.8 | A | 7 | 81 | A | 7 | 829 | A | 7 | 10 | A | 7 | 5.7 | A | 7 | 32000 | B | 7 | 2134 | A | 7 | 1.7 | E | 8 | 0.095 | F | 8 | 0.2 | F | 8 | 0 | 1 | D | 9 | 80 | C | 8
1991-05-31 | 18:00 | 427 | 1329 | 88 | 1 | 10 | 0 | 1 | 16 | 88 | 1 | 10 | 101 | 1 | 10 | 0 | 1 | 16 | 101 | 1 | 10 | 349 | 1 | 21 | 10 | A | 7 | 10 | A | 7 | 15.6 | A | 7 | 12.2 | A | 7 | 80 | A | 7 | 829 | A | 7 | 40 | A | 7 | 2.6 | A | 7 | 24000 | B | 7 | 1676 | A | 7 | 1.7 | E | 8 | 0.095 | F | 8 | 0.2 | F | 8 | 0 | 1 | D | 9 | 17 | C | 8
1991-05-31 | 19:00 | 183 | 1329 | 32 | 1 | 10 | 0 | 1 | 16 | 32 | 1 | 10 | 37 | 1 | 10 | 0 | 1 | 16 | 37 | 1 | 10 | 117 | 1 | 21 | 10 | A | 7 | 10 | A | 7 | 15.6 | A | 7 | 12.8 | A | 7 | 83 | A | 7 | 831 | A | 7 | 20 | A | 7 | 2.1 | A | 7 | 19200 | B | 7 | 1676 | A | 7 | 1.7 | E | 8 | 0.095 | F | 8 | 0.2 | F | 8 | 0 | 1 | D | 9 | 80 | C | 8
1991-05-31 | 20:00 | 10 | 410 | 1 | 1 | 10 | 0 | 1 | 16 | 1 | 1 | 10 | 0 | 1 | 10 | 0 | 1 | 16 | 0 | 1 | 10 | 0 | 1 | 21 | 10 | A | 7 | 10 | A | 7 | 13.9 | A | 7 | 12.8 | A | 7 | 93 | A | 7 | 831 | A | 7 | 350 | A | 7 | 3.1 | A | 7 | 16000 | B | 7 | 488 | A | 7 | 1.8 | E | 8 | 0.095 | F | 8 | 0.2 | F | 8 | 0 | 1 | D | 9 | 0 | C | 8
1991-05-31 | 21:00 | 0 | 0 | 0 | 1 | 0 | 0 | 1 | 0 | 0 | 1 | 0 | 0 | 1 | 0 | 0 | 1 | 0 | 0 | 1 | 0 | 0 | 1 | 0 | 10 | A | 7 | 10 | A | 7 | 14.4 | A | 7 | 12.2 | A | 7 | 87 | A | 7 | 832 | A | 7 | 340 | A | 7 | 1.5 | A | 7 | 12800 | B | 7 | 305 | A | 7 | 1.8 | E | 8 | 0.095 | F | 8 | 0.2 | F | 8 | 0 | 1 | D | 9 | 0 | C | 8
1991-05-31 | 22:00 | 0 | 0 | 0 | 1 | 0 | 0 | 1 | 0 | 0 | 1 | 0 | 0 | 1 | 0 | 0 | 1 | 0 | 0 | 1 | 0 | 0 | 1 | 0 | 10 | A | 7 | 7 | A | 7 | 14.3 | A | 7 | 12.2 | A | 7 | 80 | A | 7 | 831 | A | 7 | 300 | A | 7 | 1.3 | A | 7 | 9600 | B | 7 | 427 | A | 7 | 1.8 | E | 8 | 0.095 | F | 8 | 0.2 | F | 8 | 8 | 1 | D | 9 | 95 | C | 8
1991-05-31 | 23:00 | 0 | 0 | 0 | 1 | 0 | 0 | 1 | 0 | 0 | 1 | 0 | 0 | 1 | 0 | 0 | 1 | 0 | 0 | 1 | 0 | 0 | 1 | 0 | 8 | A | 7 | 8 | A | 7 | 14.3 | A | 7 | 12.2 | A | 7 | 93 | A | 7 | 832 | A | 7 | 10 | A | 7 | 1.1 | A | 7 | 24000 | B | 7 | 2743 | A | 7 | 1.8 | E | 8 | 0.095 | F | 8 | 0.2 | F | 8 | 0 | 1 | D | 9 | 80 | C | 8
1991-05-31 | 24:00 | 0 | 0 | 0 | 1 | 0 | 0 | 1 | 0 | 0 | 1 | 0 | 0 | 1 | 0 | 0 | 1 | 0 | 0 | 1 | 0 | 0 | 1 | 0 | 2 | A | 7 | 1 | A | 7 | 14.2 | A | 7 | 12.2 | A | 7 | 93 | A | 7 | 833 | A | 7 | 300 | A | 7 | 0.9 | A | 7 | 24000 | B | 7 | 77777 | A | 7 | 1.8 | E | 8 | 0.095 | F | 8 | 0.2 | F | 8 | 0 | 1 | D | 9 | 0 | C | 8
1994-06-01 | 1:00 | 0 | 0 | 0 | 1 | 0 | 0 | 1 | 0 | 0 | 1 | 0 | 0 | 1 | 0 | 0 | 1 | 0 | 0 | 1 | 0 | 0 | 1 | 0 | 7 | A | 7 | 7 | A | 7 | 14.1 | A | 7 | 12.2 | A | 7 | 93 | A | 7 | 837 | A | 7 | 350 | A | 7 | 0.6 | A | 7 | 11200 | B | 7 | 183 | A | 7 | 1.6 | E | 8 | 0.102 | F | 8 | 0.19 | F | 8 | 0 | 1 | D | 9 | 0 | C | 8
1994-06-01 | 2:00 | 0 | 0 | 0 | 1 | 0 | 0 | 1 | 0 | 0 | 1 | 0 | 0 | 1 | 0 | 0 | 1 | 0 | 0 | 1 | 0 | 0 | 1 | 0 | 10 | A | 7 | 10 | A | 7 | 14 | A | 7 | 12.2 | A | 7 | 96 | A | 7 | 837 | A | 7 | 330 | A | 7 | 0.4 | A | 7 | 11200 | B | 7 | 244 | A | 7 | 1.6 | E | 8 | 0.102 | F | 8 | 0.19 | F | 8 | 0 | 1 | D | 9 | 0 | C | 8
1994-06-01 | 3:00 | 0 | 0 | 0 | 1 | 0 | 0 | 1 | 0 | 0 | 1 | 0 | 0 | 1 | 0 | 0 | 1 | 0 | 0 | 1 | 0 | 0 | 1 | 0 | 10 | A | 7 | 10 | A | 7 | 14 | A | 7 | 12.2 | A | 7 | 93 | A | 7 | 837 | A | 7 | 320 | A | 7 | 0.2 | A | 7 | 11200 | B | 7 | 244 | A | 7 | 1.6 | E | 8 | 0.102 | F | 8 | 0.19 | F | 8 | 0 | 1 | D | 9 | 0 | C | 8
1994-06-01 | 4:00 | 0 | 0 | 0 | 1 | 0 | 0 | 1 | 0 | 0 | 1 | 0 | 0 | 1 | 0 | 0 | 1 | 0 | 0 | 1 | 0 | 0 | 1 | 0 | 9 | A | 7 | 9 | A | 7 | 13.9 | A | 7 | 12.2 | A | 7 | 89 | A | 7 | 837 | A | 7 | 0 | A | 7 | 0 | A | 7 | 19200 | B | 7 | 488 | A | 7 | 1.6 | E | 8 | 0.102 | F | 8 | 0.19 | F | 8 | 0 | 1 | D | 9 | 0 | C | 8
1994-06-01 | 5:00 | 20 | 587 | 4 | 1 | 10 | 23 | 1 | 16 | 4 | 1 | 10 | 0 | 1 | 10 | 0 | 1 | 16 | 0 | 1 | 10 | 0 | 1 | 21 | 2 | A | 7 | 2 | A | 7 | 12.8 | A | 7 | 12.2 | A | 7 | 96 | A | 7 | 838 | A | 7 | 0 | A | 7 | 0 | A | 7 | 24000 | B | 7 | 77777 | A | 7 | 1.6 | E | 8 | 0.102 | F | 8 | 0.19 | F | 8 | 0 | 1 | D | 9 | 0 | C | 8
1994-06-01 | 6:00 | 214 | 1328 | 98 | 1 | 10 | 318 | 1 | 16 | 47 | 1 | 10 | 103 | 1 | 10 | 214 | 1 | 16 | 69 | 1 | 10 | 84 | 1 | 21 | 3 | A | 7 | 3 | A | 7 | 15 | A | 7 | 12.8 | A | 7 | 87 | A | 7 | 837 | A | 7 | 230 | A | 7 | 2.6 | A | 7 | 24000 | B | 7 | 77777 | A | 7 | 1.6 | E | 8 | 0.102 | F | 8 | 0.19 | F | 8 | 0 | 1 | D | 9 | 0 | C | 8
1994-06-01 | 7:00 | 458 | 1328 | 250 | 1 | 10 | 519 | 1 | 16 | 71 | 1 | 10 | 263 | 1 | 10 | 479 | 1 | 16 | 97 | 1 | 10 | 139 | 1 | 21 | 1 | A | 7 | 1 | A | 7 | 17.2 | A | 7 | 12.8 | A | 7 | 75 | A | 7 | 837 | A | 7 | 210 | A | 7 | 1.5 | A | 7 | 24000 | B | 7 | 77777 | A | 7 | 1.6 | E | 8 | 0.102 | F | 8 | 0.19 | F | 8 | 0 | 1 | D | 9 | 0 | C | 8
1994-06-01 | 8:00 | 695 | 1328 | 470 | 1 | 10 | 740 | 1 | 16 | 83 | 1 | 10 | 498 | 1 | 10 | 732 | 1 | 16 | 114 | 1 | 10 | 186 | 1 | 21 | 1 | A | 7 | 1 | A | 7 | 18.3 | A | 7 | 12.8 | A | 7 | 70 | A | 7 | 837 | A | 7 | 170 | A | 7 | 2.1 | A | 7 | 24000 | B | 7 | 77777 | A | 7 | 1.6 | E | 8 | 0.102 | F | 8 | 0.19 | F | 8 | 0 | 1 | D | 9 | 0 | C | 8
1994-06-01 | 9:00 | 906 | 1328 | 675 | 1 | 10 | 843 | 1 | 16 | 101 | 1 | 10 | 701 | 1 | 10 | 839 | 1 | 16 | 128 | 1 | 10 | 232 | 1 | 21 | 1 | A | 7 | 1 | A | 7 | 21.1 | A | 7 | 12.2 | A | 7 | 57 | A | 7 | 837 | A | 7 | 0 | A | 7 | 0 | A | 7 | 24000 | B | 7 | 77777 | A | 7 | 1.6 | E | 8 | 0.102 | F | 8 | 0.19 | F | 8 | 0 | 1 | D | 9 | 0 | C | 8
1994-06-01 | 10:00 | 1077 | 1328 | 805 | 1 | 10 | 750 | 1 | 16 | 197 | 1 | 10 | 858 | 1 | 10 | 766 | 1 | 16 | 236 | 1 | 10 | 730 | 1 | 21 | 4 | A | 7 | 1 | A | 7 | 23.3 | A | 7 | 13.3 | A | 7 | 53 | A | 7 | 837 | A | 7 | 10 | A | 7 | 2.6 | A | 7 | 24000 | B | 7 | 77777 | A | 7 | 1.6 | E | 8 | 0.102 | F | 8 | 0.19 | F | 8 | 0 | 1 | D | 9 | 0 | C | 8
1994-06-01 | 11:00 | 1196 | 1328 | 881 | 1 | 10 | 790 | 1 | 16 | 169 | 1 | 10 | 932 | 1 | 10 | 797 | 1 | 16 | 212 | 1 | 10 | 846 | 1 | 21 | 5 | A | 7 | 2 | A | 7 | 24.4 | A | 7 | 12.2 | A | 7 | 46 | A | 7 | 836 | A | 7 | 360 | A | 7 | 2.6 | A | 7 | 24000 | B | 7 | 77777 | A | 7 | 1.6 | E | 8 | 0.102 | F | 8 | 0.19 | F | 8 | 0 | 1 | D | 9 | 0 | C | 8
1994-06-01 | 12:00 | 1256 | 1328 | 911 | 1 | 10 | 799 | 1 | 16 | 154 | 1 | 10 | 980 | 1 | 10 | 812 | 1 | 16 | 210 | 1 | 10 | 1051 | 1 | 21 | 3 | A | 7 | 1 | A | 7 | 26.7 | A | 7 | 9.4 | A | 7 | 34 | A | 7 | 836 | A | 7 | 350 | A | 7 | 3.1 | A | 7 | 24000 | B | 7 | 77777 | A | 7 | 1.6 | E | 8 | 0.102 | F | 8 | 0.19 | F | 8 | 0 | 1 | D | 9 | 0 | C | 8
1994-06-01 | 13:00 | 1252 | 1328 | 958 | 1 | 10 | 884 | 1 | 16 | 124 | 1 | 10 | 986 | 1 | 10 | 887 | 1 | 16 | 148 | 1 | 10 | 704 | 1 | 21 | 1 | A | 7 | 1 | A | 7 | 27.2 | A | 7 | 5 | A | 7 | 24 | A | 7 | 836 | A | 7 | 340 | A | 7 | 2.6 | A | 7 | 32000 | B | 7 | 77777 | A | 7 | 1.7 | E | 8 | 0.102 | F | 8 | 0.19 | F | 8 | 0 | 1 | D | 9 | 0 | C | 8
1994-06-01 | 14:00 | 1185 | 1328 | 892 | 1 | 10 | 865 | 1 | 16 | 120 | 1 | 10 | 920 | 1 | 10 | 867 | 1 | 16 | 145 | 1 | 10 | 501 | 1 | 21 | 1 | A | 7 | 1 | A | 7 | 28.9 | A | 7 | 6.7 | A | 7 | 25 | A | 7 | 836 | A | 7 | 20 | A | 7 | 4.1 | A | 7 | 64000 | B | 7 | 77777 | A | 7 | 1.7 | E | 8 | 0.102 | F | 8 | 0.19 | F | 8 | 0 | 1 | D | 9 | 0 | C | 8
1994-06-01 | 15:00 | 1059 | 1328 | 820 | 1 | 10 | 888 | 1 | 16 | 112 | 1 | 10 | 848 | 1 | 10 | 888 | 1 | 16 | 139 | 1 | 10 | 328 | 1 | 21 | 1 | A | 7 | 1 | A | 7 | 28.9 | A | 7 | 3.3 | A | 7 | 19 | A | 7 | 835 | A | 7 | 120 | A | 7 | 2.6 | A | 7 | 64000 | B | 7 | 77777 | A | 7 | 1.7 | E | 8 | 0.102 | F | 8 | 0.19 | F | 8 | 0 | 1 | D | 9 | 0 | C | 8
1994-06-01 | 16:00 | 883 | 1328 | 630 | 1 | 10 | 800 | 1 | 16 | 98 | 1 | 10 | 676 | 1 | 10 | 808 | 1 | 16 | 139 | 1 | 10 | 261 | 1 | 21 | 1 | A | 7 | 1 | A | 7 | 29.4 | A | 7 | 3.9 | A | 7 | 20 | A | 7 | 835 | A | 7 | 130 | A | 7 | 2.6 | A | 7 | 64000 | B | 7 | 77777 | A | 7 | 1.7 | E | 8 | 0.102 | F | 8 | 0.19 | F | 8 | 0 | 1 | D | 9 | 0 | C | 8
1994-06-01 | 17:00 | 668 | 1328 | 462 | 1 | 10 | 654 | 1 | 16 | 133 | 1 | 10 | 481 | 1 | 10 | 641 | 1 | 16 | 158 | 1 | 10 | 278 | 1 | 21 | 2 | A | 7 | 2 | A | 7 | 28.3 | A | 7 | 5.6 | A | 7 | 24 | A | 7 | 835 | A | 7 | 130 | A | 7 | 3.1 | A | 7 | 64000 | B | 7 | 77777 | A | 7 | 1.7 | E | 8 | 0.102 | F | 8 | 0.19 | F | 8 | 0 | 1 | D | 9 | 0 | C | 8
1994-06-01 | 18:00 | 430 | 1328 | 241 | 1 | 10 | 503 | 1 | 16 | 78 | 1 | 10 | 250 | 1 | 10 | 453 | 1 | 16 | 103 | 1 | 10 | 147 | 1 | 21 | 3 | A | 7 | 3 | A | 7 | 27.2 | A | 7 | 8.3 | A | 7 | 30 | A | 7 | 835 | A | 7 | 130 | A | 7 | 3.1 | A | 7 | 64000 | B | 7 | 77777 | A | 7 | 1.7 | E | 8 | 0.102 | F | 8 | 0.19 | F | 8 | 0 | 1 | D | 9 | 0 | C | 8
1994-06-01 | 19:00 | 186 | 1328 | 46 | 1 | 10 | 95 | 1 | 16 | 33 | 1 | 10 | 50 | 1 | 10 | 58 | 1 | 16 | 42 | 1 | 10 | 57 | 1 | 21 | 7 | A | 7 | 7 | A | 7 | 25 | A | 7 | 10 | A | 7 | 39 | A | 7 | 836 | A | 7 | 110 | A | 7 | 5.7 | A | 7 | 80000 | B | 7 | 3962 | A | 7 | 1.7 | E | 8 | 0.102 | F | 8 | 0.19 | F | 8 | 0 | 1 | D | 9 | 0 | C | 8
1994-06-01 | 20:00 | 11 | 432 | 2 | 1 | 10 | 3 | 1 | 16 | 2 | 1 | 10 | 0 | 1 | 10 | 0 | 1 | 16 | 0 | 1 | 10 | 0 | 1 | 21 | 9 | A | 7 | 9 | A | 7 | 21.1 | A | 7 | 10 | A | 7 | 49 | A | 7 | 836 | A | 7 | 40 | A | 7 | 8.2 | A | 7 | 48000 | B | 7 | 2286 | A | 7 | 1.7 | E | 8 | 0.102 | F | 8 | 0.19 | F | 8 | 0 | 1 | D | 9 | 0 | C | 8
1994-06-01 | 21:00 | 0 | 0 | 0 | 1 | 0 | 0 | 1 | 0 | 0 | 1 | 0 | 0 | 1 | 0 | 0 | 1 | 0 | 0 | 1 | 0 | 0 | 1 | 0 | 10 | A | 7 | 10 | A | 7 | 18.9 | A | 7 | 11.1 | A | 7 | 61 | A | 7 | 839 | A | 7 | 50 | A | 7 | 4.6 | A | 7 | 16000 | B | 7 | 2134 | A | 7 | 1.7 | E | 8 | 0.102 | F | 8 | 0.19 | F | 8 | 0 | 1 | D | 9 | 0 | C | 8
1994-06-01 | 22:00 | 0 | 0 | 0 | 1 | 0 | 0 | 1 | 0 | 0 | 1 | 0 | 0 | 1 | 0 | 0 | 1 | 0 | 0 | 1 | 0 | 0 | 1 | 0 | 8 | A | 7 | 8 | A | 7 | 18.9 | A | 7 | 9.4 | A | 7 | 54 | A | 7 | 839 | A | 7 | 70 | A | 7 | 5.7 | A | 7 | 32000 | B | 7 | 2134 | A | 7 | 1.7 | E | 8 | 0.102 | F | 8 | 0.19 | F | 8 | 0 | 1 | D | 9 | 0 | C | 8
1994-06-01 | 23:00 | 0 | 0 | 0 | 1 | 0 | 0 | 1 | 0 | 0 | 1 | 0 | 0 | 1 | 0 | 0 | 1 | 0 | 0 | 1 | 0 | 0 | 1 | 0 | 10 | A | 7 | 10 | A | 7 | 16.1 | A | 7 | 12.2 | A | 7 | 78 | A | 7 | 840 | A | 7 | 360 | A | 7 | 2.6 | A | 7 | 32000 | B | 7 | 2743 | A | 7 | 1.7 | E | 8 | 0.102 | F | 8 | 0.19 | F | 8 | 0 | 1 | D | 9 | 0 | C | 8
1994-06-01 | 24:00 | 0 | 0 | 0 | 1 | 0 | 0 | 1 | 0 | 0 | 1 | 0 | 0 | 1 | 0 | 0 | 1 | 0 | 0 | 1 | 0 | 0 | 1 | 0 | 10 | A | 7 | 10 | A | 7 | 16.7 | A | 7 | 11.1 | A | 7 | 70 | A | 7 | 840 | A | 7 | 150 | A | 7 | 3.6 | A | 7 | 48000 | B | 7 | 2896 | A | 7 | 1.7 | E | 8 | 0.102 | F | 8 | 0.19 | F | 8 | 0 | 1 | D | 9 | 0 | C | 8
1994-06-02 | 1:00 | 0 | 0 | 0 | 1 | 0 | 0 | 1 | 0 | 0 | 1 | 0 | 0 | 1 | 0 | 0 | 1 | 0 | 0 | 1 | 0 | 0 | 1 | 0 | 10 | A | 7 | 10 | A | 7 | 16.1 | A | 7 | 10.6 | A | 7 | 70 | A | 7 | 840 | A | 7 | 130 | A | 7 | 4.1 | A | 7 | 48000 | B | 7 | 3048 | A | 7 | 1.7 | E | 8 | 0.102 | F | 8 | 0.19 | F | 8 | 0 | 1 | D | 9 | 0 | C | 8
1994-06-02 | 2:00 | 0 | 0 | 0 | 1 | 0 | 0 | 1 | 0 | 0 | 1 | 0 | 0 | 1 | 0 | 0 | 1 | 0 | 0 | 1 | 0 | 0 | 1 | 0 | 10 | A | 7 | 9 | A | 7 | 16.1 | A | 7 | 10.6 | A | 7 | 70 | A | 7 | 839 | A | 7 | 160 | A | 7 | 4.6 | A | 7 | 48000 | B | 7 | 6096 | A | 7 | 1.7 | E | 8 | 0.102 | F | 8 | 0.19 | F | 8 | 0 | 1 | D | 9 | 0 | C | 8
1994-06-02 | 3:00 | 0 | 0 | 0 | 1 | 0 | 0 | 1 | 0 | 0 | 1 | 0 | 0 | 1 | 0 | 0 | 1 | 0 | 0 | 1 | 0 | 0 | 1 | 0 | 9 | A | 7 | 9 | A | 7 | 16.1 | A | 7 | 12.2 | A | 7 | 78 | A | 7 | 840 | A | 7 | 210 | A | 7 | 3.1 | A | 7 | 48000 | B | 7 | 3353 | A | 7 | 1.7 | E | 8 | 0.102 | F | 8 | 0.19 | F | 8 | 0 | 1 | D | 9 | 0 | C | 8
1994-06-02 | 4:00 | 0 | 0 | 0 | 1 | 0 | 0 | 1 | 0 | 0 | 1 | 0 | 0 | 1 | 0 | 0 | 1 | 0 | 0 | 1 | 0 | 0 | 1 | 0 | 7 | A | 7 | 7 | A | 7 | 15.6 | A | 7 | 12.2 | A | 7 | 80 | A | 7 | 840 | A | 7 | 160 | A | 7 | 2.6 | A | 7 | 64000 | B | 7 | 6096 | A | 7 | 1.7 | E | 8 | 0.102 | F | 8 | 0.19 | F | 8 | 0 | 1 | D | 9 | 0 | C | 8
1994-06-02 | 5:00 | 20 | 587 | 3 | 1 | 10 | 0 | 1 | 16 | 3 | 1 | 10 | 0 | 1 | 10 | 0 | 1 | 16 | 0 | 1 | 10 | 0 | 1 | 21 | 8 | A | 7 | 8 | A | 7 | 14.4 | A | 7 | 11.1 | A | 7 | 81 | A | 7 | 840 | A | 7 | 210 | A | 7 | 2.6 | A | 7 | 80000 | B | 7 | 6096 | A | 7 | 1.7 | E | 8 | 0.102 | F | 8 | 0.19 | F | 8 | 0 | 1 | D | 9 | 0 | C | 8
1994-06-02 | 6:00 | 215 | 1328 | 55 | 1 | 10 | 22 | 1 | 16 | 51 | 1 | 10 | 60 | 1 | 10 | 17 | 1 | 16 | 57 | 1 | 10 | 128 | 1 | 21 | 9 | A | 7 | 9 | A | 7 | 15 | A | 7 | 11.1 | A | 7 | 77 | A | 7 | 841 | A | 7 | 230 | A | 7 | 2.1 | A | 7 | 96000 | B | 7 | 2896 | A | 7 | 1.7 | E | 8 | 0.102 | F | 8 | 0.19 | F | 8 | 0 | 1 | D | 9 | 0 | C | 8
1994-06-02 | 7:00 | 459 | 1328 | 221 | 1 | 10 | 290 | 1 | 16 | 120 | 1 | 10 | 236 | 1 | 10 | 275 | 1 | 16 | 141 | 1 | 10 | 239 | 1 | 21 | 6 | A | 7 | 6 | A | 7 | 17.8 | A | 7 | 11.1 | A | 7 | 65 | A | 7 | 842 | A | 7 | 190 | A | 7 | 2.6 | A | 7 | 80000 | B | 7 | 6096 | A | 7 | 1.7 | E | 8 | 0.102 | F | 8 | 0.19 | F | 8 | 0 | 1 | D | 9 | 0 | C | 8
1994-06-02 | 8:00 | 695 | 1328 | 377 | 1 | 10 | 395 | 1 | 16 | 170 | 1 | 10 | 401 | 1 | 10 | 399 | 1 | 16 | 192 | 1 | 10 | 365 | 1 | 21 | 5 | A | 7 | 5 | A | 7 | 20 | A | 7 | 10.6 | A | 7 | 55 | A | 7 | 842 | A | 7 | 260 | A | 7 | 2.6 | A | 7 | 80000 | B | 7 | 77777 | A | 7 | 1.7 | E | 8 | 0.102 | F | 8 | 0.19 | F | 8 | 0 | 1 | D | 9 | 0 | C | 8
1994-06-02 | 9:00 | 906 | 1328 | 475 | 1 | 10 | 377 | 1 | 16 | 217 | 1 | 10 | 511 | 1 | 10 | 391 | 1 | 16 | 243 | 1 | 10 | 583 | 1 | 21 | 3 | A | 7 | 3 | A | 7 | 22.2 | A | 7 | 10.6 | A | 7 | 48 | A | 7 | 841 | A | 7 | 320 | A | 7 | 2.1 | A | 7 | 72000 | B | 7 | 77777 | A | 7 | 1.7 | E | 8 | 0.102 | F | 8 | 0.19 | F | 8 | 0 | 1 | D | 9 | 0 | C | 8
1994-06-02 | 10:00 | 1077 | 1328 | 781 | 1 | 10 | 761 | 1 | 16 | 164 | 1 | 10 | 817 | 1 | 10 | 764 | 1 | 16 | 196 | 1 | 10 | 554 | 1 | 21 | 2 | A | 7 | 2 | A | 7 | 22.8 | A | 7 | 11.7 | A | 7 | 50 | A | 7 | 841 | A | 7 | 330 | A | 7 | 3.6 | A | 7 | 72000 | B | 7 | 77777 | A | 7 | 1.7 | E | 8 | 0.102 | F | 8 | 0.19 | F | 8 | 0 | 1 | D | 9 | 0 | C | 8
1994-06-02 | 11:00 | 1197 | 1328 | 615 | 1 | 10 | 338 | 1 | 16 | 309 | 1 | 10 | 665 | 1 | 10 | 354 | 1 | 16 | 346 | 1 | 10 | 1682 | 1 | 21 | 6 | A | 7 | 6 | A | 7 | 22.2 | A | 7 | 11.1 | A | 7 | 49 | A | 7 | 841 | A | 7 | 350 | A | 7 | 2.1 | A | 7 | 72000 | B | 7 | 1524 | A | 7 | 1.7 | E | 8 | 0.102 | F | 8 | 0.19 | F | 8 | 0 | 1 | D | 9 | 0 | C | 8
1994-06-02 | 12:00 | 1257 | 1328 | 983 | 1 | 10 | 723 | 1 | 16 | 298 | 1 | 10 | 1036 | 1 | 10 | 730 | 1 | 16 | 343 | 1 | 10 | 2099 | 1 | 21 | 5 | A | 7 | 5 | A | 7 | 23.9 | A | 7 | 12.2 | A | 7 | 48 | A | 7 | 841 | A | 7 | 10 | A | 7 | 3.1 | A | 7 | 56000 | B | 7 | 77777 | A | 7 | 1.7 | E | 8 | 0.102 | F | 8 | 0.19 | F | 8 | 0 | 1 | D | 9 | 0 | C | 8
1994-06-02 | 13:00 | 1253 | 1328 | 865 | 1 | 10 | 461 | 1 | 16 | 429 | 1 | 10 | 913 | 1 | 10 | 481 | 1 | 16 | 458 | 1 | 10 | 3088 | 1 | 21 | 8 | A | 7 | 8 | A | 7 | 25.6 | A | 7 | 11.7 | A | 7 | 42 | A | 7 | 840 | A | 7 | 10 | A | 7 | 2.6 | A | 7 | 56000 | B | 7 | 2134 | A | 7 | 1.7 | E | 8 | 0.102 | F | 8 | 0.19 | F | 8 | 0 | 1 | D | 9 | 0 | C | 8
1994-06-02 | 14:00 | 1186 | 1328 | 423 | 1 | 10 | 107 | 1 | 16 | 327 | 1 | 10 | 473 | 1 | 10 | 115 | 1 | 16 | 370 | 1 | 10 | 1519 | 1 | 21 | 9 | A | 7 | 9 | A | 7 | 23.9 | A | 7 | 10 | A | 7 | 41 | A | 7 | 840 | A | 7 | 60 | A | 7 | 4.6 | A | 7 | 56000 | B | 7 | 3658 | A | 7 | 1.7 | E | 8 | 0.102 | F | 8 | 0.19 | F | 8 | 0 | 1 | D | 9 | 0 | C | 8
1994-06-02 | 15:00 | 1060 | 1328 | 231 | 1 | 10 | 0 | 1 | 16 | 231 | 1 | 10 | 277 | 1 | 10 | 0 | 1 | 16 | 277 | 1 | 10 | 1117 | 1 | 21 | 10 | A | 7 | 10 | A | 7 | 16.1 | A | 7 | 13.3 | A | 7 | 83 | A | 7 | 841 | A | 7 | 120 | A | 7 | 6.2 | A | 7 | 24000 | B | 7 | 1524 | A | 7 | 1.7 | E | 8 | 0.102 | F | 8 | 0.19 | F | 8 | 0 | 1 | D | 9 | 0 | C | 8
1994-06-02 | 16:00 | 884 | 1328 | 493 | 1 | 10 | 328 | 1 | 16 | 275 | 1 | 10 | 535 | 1 | 10 | 352 | 1 | 16 | 300 | 1 | 10 | 744 | 1 | 21 | 9 | A | 7 | 7 | A | 7 | 18.3 | A | 7 | 12.2 | A | 7 | 68 | A | 7 | 840 | A | 7 | 140 | A | 7 | 6.7 | A | 7 | 64000 | B | 7 | 3658 | A | 7 | 1.7 | E | 8 | 0.102 | F | 8 | 0.19 | F | 8 | 0 | 1 | D | 9 | 0 | C | 8
1994-06-02 | 17:00 | 670 | 1328 | 170 | 1 | 10 | 26 | 1 | 16 | 156 | 1 | 10 | 186 | 1 | 10 | 26 | 1 | 16 | 173 | 1 | 10 | 496 | 1 | 21 | 9 | A | 7 | 8 | A | 7 | 19.4 | A | 7 | 12.2 | A | 7 | 63 | A | 7 | 840 | A | 7 | 120 | A | 7 | 3.6 | A | 7 | 64000 | B | 7 | 4267 | A | 7 | 1.7 | E | 8 | 0.102 | F | 8 | 0.19 | F | 8 | 0 | 1 | D | 9 | 0 | C | 8
1994-06-02 | 18:00 | 432 | 1328 | 210 | 1 | 10 | 216 | 1 | 16 | 139 | 1 | 10 | 220 | 1 | 10 | 200 | 1 | 16 | 155 | 1 | 10 | 287 | 1 | 21 | 6 | A | 7 | 6 | A | 7 | 20.6 | A | 7 | 11.7 | A | 7 | 57 | A | 7 | 840 | A | 7 | 150 | A | 7 | 4.1 | A | 7 | 64000 | B | 7 | 7620 | A | 7 | 1.7 | E | 8 | 0.102 | F | 8 | 0.19 | F | 8 | 0 | 1 | D | 9 | 0 | C | 8
1994-06-02 | 19:00 | 188 | 1328 | 76 | 1 | 10 | 83 | 1 | 16 | 65 | 1 | 10 | 82 | 1 | 10 | 55 | 1 | 16 | 75 | 1 | 10 | 137 | 1 | 21 | 6 | A | 7 | 4 | A | 7 | 18.9 | A | 7 | 11.7 | A | 7 | 63 | A | 7 | 841 | A | 7 | 160 | A | 7 | 5.2 | A | 7 | 80000 | B | 7 | 7620 | A | 7 | 1.7 | E | 8 | 0.102 | F | 8 | 0.19 | F | 8 | 0 | 1 | D | 9 | 0 | C | 8
1994-06-02 | 20:00 | 11 | 432 | 1 | 1 | 10 | 0 | 1 | 16 | 1 | 1 | 10 | 0 | 1 | 10 | 0 | 1 | 16 | 0 | 1 | 10 | 0 | 1 | 21 | 7 | A | 7 | 7 | A | 7 | 17.8 | A | 7 | 13.3 | A | 7 | 75 | A | 7 | 841 | A | 7 | 130 | A | 7 | 5.2 | A | 7 | 48000 | B | 7 | 3658 | A | 7 | 1.7 | E | 8 | 0.102 | F | 8 | 0.19 | F | 8 | 0 | 1 | D | 9 | 0 | C | 8
1994-06-02 | 21:00 | 0 | 0 | 0 | 1 | 0 | 0 | 1 | 0 | 0 | 1 | 0 | 0 | 1 | 0 | 0 | 1 | 0 | 0 | 1 | 0 | 0 | 1 | 0 | 8 | A | 7 | 8 | A | 7 | 17.8 | A | 7 | 12.8 | A | 7 | 73 | A | 7 | 842 | A | 7 | 100 | A | 7 | 4.1 | A | 7 | 40000 | B | 7 | 1829 | A | 7 | 1.7 | E | 8 | 0.102 | F | 8 | 0.19 | F | 8 | 0 | 1 | D | 9 | 0 | C | 8
1994-06-02 | 22:00 | 0 | 0 | 0 | 1 | 0 | 0 | 1 | 0 | 0 | 1 | 0 | 0 | 1 | 0 | 0 | 1 | 0 | 0 | 1 | 0 | 0 | 1 | 0 | 9 | A | 7 | 9 | A | 7 | 16.7 | A | 7 | 13.3 | A | 7 | 80 | A | 7 | 842 | A | 7 | 120 | A | 7 | 5.2 | A | 7 | 40000 | B | 7 | 1372 | A | 7 | 1.7 | E | 8 | 0.102 | F | 8 | 0.19 | F | 8 | 0 | 1 | D | 9 | 0 | C | 8
1994-06-02 | 23:00 | 0 | 0 | 0 | 1 | 0 | 0 | 1 | 0 | 0 | 1 | 0 | 0 | 1 | 0 | 0 | 1 | 0 | 0 | 1 | 0 | 0 | 1 | 0 | 10 | A | 7 | 10 | A | 7 | 16.1 | A | 7 | 13.3 | A | 7 | 83 | A | 7 | 842 | A | 7 | 110 | A | 7 | 6.2 | A | 7 | 40000 | B | 7 | 1829 | A | 7 | 1.7 | E | 8 | 0.102 | F | 8 | 0.19 | F | 8 | 0 | 1 | D | 9 | 0 | C | 8
1994-06-02 | 24:00 | 0 | 0 | 0 | 1 | 0 | 0 | 1 | 0 | 0 | 1 | 0 | 0 | 1 | 0 | 0 | 1 | 0 | 0 | 1 | 0 | 0 | 1 | 0 | 6 | A | 7 | 6 | A | 7 | 16.7 | A | 7 | 12.8 | A | 7 | 78 | A | 7 | 842 | A | 7 | 150 | A | 7 | 4.1 | A | 7 | 40000 | B | 7 | 4267 | A | 7 | 1.7 | E | 8 | 0.102 | F | 8 | 0.19 | F | 8 | 0 | 1 | D | 9 | 0 | C | 8
1994-06-03 | 1:00 | 0 | 0 | 0 | 1 | 0 | 0 | 1 | 0 | 0 | 1 | 0 | 0 | 1 | 0 | 0 | 1 | 0 | 0 | 1 | 0 | 0 | 1 | 0 | 2 | A | 7 | 2 | A | 7 | 15.6 | A | 7 | 11.7 | A | 7 | 78 | A | 7 | 841 | A | 7 | 160 | A | 7 | 3.6 | A | 7 | 40000 | B | 7 | 77777 | A | 7 | 1.7 | E | 8 | 0.103 | F | 8 | 0.19 | F | 8 | 0 | 1 | D | 9 | 0 | C | 8
1994-06-03 | 2:00 | 0 | 0 | 0 | 1 | 0 | 0 | 1 | 0 | 0 | 1 | 0 | 0 | 1 | 0 | 0 | 1 | 0 | 0 | 1 | 0 | 0 | 1 | 0 | 1 | A | 7 | 1 | A | 7 | 14.4 | A | 7 | 11.7 | A | 7 | 84 | A | 7 | 841 | A | 7 | 180 | A | 7 | 3.1 | A | 7 | 32000 | B | 7 | 77777 | A | 7 | 1.7 | E | 8 | 0.103 | F | 8 | 0.19 | F | 8 | 0 | 1 | D | 9 | 0 | C | 8
1994-06-03 | 3:00 | 0 | 0 | 0 | 1 | 0 | 0 | 1 | 0 | 0 | 1 | 0 | 0 | 1 | 0 | 0 | 1 | 0 | 0 | 1 | 0 | 0 | 1 | 0 | 1 | A | 7 | 1 | A | 7 | 14.4 | A | 7 | 11.7 | A | 7 | 84 | A | 7 | 841 | A | 7 | 180 | A | 7 | 2.1 | A | 7 | 32000 | B | 7 | 77777 | A | 7 | 1.7 | E | 8 | 0.103 | F | 8 | 0.19 | F | 8 | 0 | 1 | D | 9 | 0 | C | 8
1994-06-03 | 4:00 | 0 | 0 | 0 | 1 | 0 | 0 | 1 | 0 | 0 | 1 | 0 | 0 | 1 | 0 | 0 | 1 | 0 | 0 | 1 | 0 | 0 | 1 | 0 | 1 | A | 7 | 1 | A | 7 | 13.3 | A | 7 | 11.7 | A | 7 | 90 | A | 7 | 841 | A | 7 | 160 | A | 7 | 2.6 | A | 7 | 32000 | B | 7 | 77777 | A | 7 | 1.7 | E | 8 | 0.103 | F | 8 | 0.19 | F | 8 | 0 | 1 | D | 9 | 0 | C | 8
1994-06-03 | 5:00 | 21 | 586 | 4 | 1 | 10 | 27 | 1 | 16 | 3 | 1 | 10 | 0 | 1 | 10 | 0 | 1 | 16 | 0 | 1 | 10 | 0 | 1 | 21 | 1 | A | 7 | 1 | A | 7 | 13.3 | A | 7 | 11.1 | A | 7 | 87 | A | 7 | 841 | A | 7 | 220 | A | 7 | 1.5 | A | 7 | 56000 | B | 7 | 77777 | A | 7 | 1.7 | E | 8 | 0.103 | F | 8 | 0.19 | F | 8 | 0 | 1 | D | 9 | 0 | C | 8
1994-06-03 | 6:00 | 216 | 1328 | 97 | 1 | 10 | 306 | 1 | 16 | 47 | 1 | 10 | 102 | 1 | 10 | 207 | 1 | 16 | 68 | 1 | 10 | 84 | 1 | 21 | 3 | A | 7 | 1 | A | 7 | 15.6 | A | 7 | 13.3 | A | 7 | 86 | A | 7 | 841 | A | 7 | 300 | A | 7 | 2.6 | A | 7 | 72000 | B | 7 | 77777 | A | 7 | 1.7 | E | 8 | 0.103 | F | 8 | 0.19 | F | 8 | 0 | 1 | D | 9 | 0 | C | 8
1994-06-03 | 7:00 | 460 | 1328 | 57 | 1 | 10 | 0 | 1 | 16 | 57 | 1 | 10 | 68 | 1 | 10 | 0 | 1 | 16 | 68 | 1 | 10 | 250 | 1 | 21 | 10 | A | 7 | 10 | A | 7 | 14.4 | A | 7 | 13.3 | A | 7 | 93 | A | 7 | 841 | A | 7 | 350 | A | 7 | 2.6 | A | 7 | 800 | B | 7 | 61 | A | 7 | 1.7 | E | 8 | 0.103 | F | 8 | 0.19 | F | 8 | 0 | 1 | D | 9 | 0 | C | 8
1994-06-03 | 8:00 | 696 | 1328 | 443 | 1 | 10 | 487 | 1 | 16 | 188 | 1 | 10 | 467 | 1 | 10 | 491 | 1 | 16 | 209 | 1 | 10 | 409 | 1 | 21 | 8 | A | 7 | 3 | A | 7 | 17.2 | A | 7 | 13.3 | A | 7 | 78 | A | 7 | 840 | A | 7 | 330 | A | 7 | 3.1 | A | 7 | 4800 | B | 7 | 77777 | A | 7 | 1.7 | E | 8 | 0.103 | F | 8 | 0.19 | F | 8 | 0 | 1 | D | 9 | 0 | C | 8
1994-06-03 | 9:00 | 907 | 1328 | 549 | 1 | 10 | 405 | 1 | 16 | 272 | 1 | 10 | 597 | 1 | 10 | 436 | 1 | 16 | 299 | 1 | 10 | 750 | 1 | 21 | 10 | A | 7 | 5 | A | 7 | 18.9 | A | 7 | 14.4 | A | 7 | 75 | A | 7 | 840 | A | 7 | 350 | A | 7 | 3.1 | A | 7 | 6400 | B | 7 | 77777 | A | 7 | 1.7 | E | 8 | 0.103 | F | 8 | 0.19 | F | 8 | 0 | 1 | D | 9 | 0 | C | 8
1994-06-03 | 10:00 | 1077 | 1328 | 760 | 1 | 10 | 631 | 1 | 16 | 248 | 1 | 10 | 797 | 1 | 10 | 636 | 1 | 16 | 279 | 1 | 10 | 901 | 1 | 21 | 10 | A | 7 | 5 | A | 7 | 21.7 | A | 7 | 14.4 | A | 7 | 63 | A | 7 | 840 | A | 7 | 350 | A | 7 | 3.1 | A | 7 | 9600 | B | 7 | 77777 | A | 7 | 1.7 | E | 8 | 0.103 | F | 8 | 0.19 | F | 8 | 0 | 1 | D | 9 | 0 | C | 8
1994-06-03 | 11:00 | 1197 | 1328 | 839 | 1 | 10 | 646 | 1 | 16 | 256 | 1 | 10 | 888 | 1 | 10 | 656 | 1 | 16 | 296 | 1 | 10 | 1364 | 1 | 21 | 9 | A | 7 | 4 | A | 7 | 23.9 | A | 7 | 14.4 | A | 7 | 55 | A | 7 | 839 | A | 7 | 340 | A | 7 | 3.1 | A | 7 | 11200 | B | 7 | 77777 | A | 7 | 1.8 | E | 8 | 0.103 | F | 8 | 0.19 | F | 8 | 0 | 1 | D | 9 | 0 | C | 8
1994-06-03 | 12:00 | 1257 | 1328 | 542 | 1 | 10 | 366 | 1 | 16 | 195 | 1 | 10 | 589 | 1 | 10 | 377 | 1 | 16 | 230 | 1 | 10 | 1410 | 1 | 21 | 9 | A | 7 | 4 | A | 7 | 25.6 | A | 7 | 13.9 | A | 7 | 48 | A | 7 | 838 | A | 7 | 0 | A | 7 | 0 | A | 7 | 12800 | B | 7 | 77777 | A | 7 | 1.8 | E | 8 | 0.103 | F | 8 | 0.19 | F | 8 | 0 | 1 | D | 9 | 0 | C | 8
1994-06-03 | 13:00 | 1254 | 1328 | 679 | 1 | 10 | 159 | 1 | 16 | 528 | 1 | 10 | 740 | 1 | 10 | 169 | 1 | 16 | 581 | 1 | 10 | 3111 | 1 | 21 | 9 | A | 7 | 9 | A | 7 | 27.8 | A | 7 | 12.2 | A | 7 | 38 | A | 7 | 838 | A | 7 | 0 | A | 7 | 0 | A | 7 | 16000 | B | 7 | 3658 | A | 7 | 1.8 | E | 8 | 0.103 | F | 8 | 0.19 | F | 8 | 0 | 1 | D | 9 | 0 | C | 8
1994-06-03 | 14:00 | 1187 | 1328 | 463 | 1 | 10 | 97 | 1 | 16 | 375 | 1 | 10 | 512 | 1 | 10 | 104 | 1 | 16 | 419 | 1 | 10 | 1748 | 1 | 21 | 9 | A | 7 | 9 | A | 7 | 28.9 | A | 7 | 9.4 | A | 7 | 30 | A | 7 | 837 | A | 7 | 50 | A | 7 | 2.1 | A | 7 | 16000 | B | 7 | 3658 | A | 7 | 1.8 | E | 8 | 0.103 | F | 8 | 0.19 | F | 8 | 0 | 1 | D | 9 | 0 | C | 8
1994-06-03 | 15:00 | 1061 | 1328 | 631 | 1 | 10 | 440 | 1 | 16 | 279 | 1 | 10 | 678 | 1 | 10 | 459 | 1 | 16 | 310 | 1 | 10 | 1006 | 1 | 21 | 7 | A | 7 | 7 | A | 7 | 28.9 | A | 7 | 13.9 | A | 7 | 40 | A | 7 | 836 | A | 7 | 170 | A | 7 | 6.2 | A | 7 | 24000 | B | 7 | 7620 | A | 7 | 1.8 | E | 8 | 0.103 | F | 8 | 0.19 | F | 8 | 0 | 1 | D | 9 | 0 | C | 8
1994-06-03 | 16:00 | 886 | 1328 | 355 | 1 | 10 | 89 | 1 | 16 | 296 | 1 | 10 | 391 | 1 | 10 | 91 | 1 | 16 | 331 | 1 | 10 | 1015 | 1 | 21 | 9 | A | 7 | 9 | A | 7 | 23.9 | A | 7 | 13.9 | A | 7 | 54 | A | 7 | 836 | A | 7 | 170 | A | 7 | 7.7 | A | 7 | 24000 | B | 7 | 3658 | A | 7 | 1.8 | E | 8 | 0.103 | F | 8 | 0.19 | F | 8 | 0 | 1 | D | 9 | 0 | C | 8
1994-06-03 | 17:00 | 672 | 1328 | 268 | 1 | 10 | 161 | 1 | 16 | 186 | 1 | 10 | 295 | 1 | 10 | 166 | 1 | 16 | 211 | 1 | 10 | 465 | 1 | 21 | 9 | A | 7 | 7 | A | 7 | 22.8 | A | 7 | 13.9 | A | 7 | 57 | A | 7 | 836 | A | 7 | 180 | A | 7 | 8.8 | A | 7 | 48000 | B | 7 | 2134 | A | 7 | 1.8 | E | 8 | 0.103 | F | 8 | 0.19 | F | 8 | 0 | 1 | D | 9 | 0 | C | 8
1994-06-03 | 18:00 | 434 | 1328 | 185 | 1 | 10 | 192 | 1 | 16 | 122 | 1 | 10 | 197 | 1 | 10 | 179 | 1 | 16 | 138 | 1 | 10 | 245 | 1 | 21 | 9 | A | 7 | 8 | A | 7 | 22.2 | A | 7 | 14.4 | A | 7 | 61 | A | 7 | 837 | A | 7 | 190 | A | 7 | 5.7 | A | 7 | 48000 | B | 7 | 2134 | A | 7 | 1.8 | E | 8 | 0.103 | F | 8 | 0.19 | F | 8 | 0 | 1 | D | 9 | 0 | C | 8
1994-06-03 | 19:00 | 191 | 1328 | 56 | 1 | 10 | 73 | 1 | 16 | 45 | 1 | 10 | 61 | 1 | 10 | 49 | 1 | 16 | 54 | 1 | 10 | 95 | 1 | 21 | 7 | A | 7 | 6 | A | 7 | 21.1 | A | 7 | 15 | A | 7 | 68 | A | 7 | 836 | A | 7 | 160 | A | 7 | 6.7 | A | 7 | 80000 | B | 7 | 8230 | A | 7 | 1.8 | E | 8 | 0.103 | F | 8 | 0.19 | F | 8 | 0 | 1 | D | 9 | 0 | C | 8
1994-06-03 | 20:00 | 12 | 454 | 2 | 1 | 10 | 7 | 1 | 16 | 1 | 1 | 10 | 0 | 1 | 10 | 0 | 1 | 16 | 0 | 1 | 10 | 0 | 1 | 21 | 5 | A | 7 | 4 | A | 7 | 21.1 | A | 7 | 15 | A | 7 | 68 | A | 7 | 836 | A | 7 | 160 | A | 7 | 6.2 | A | 7 | 48000 | B | 7 | 77777 | A | 7 | 1.8 | E | 8 | 0.103 | F | 8 | 0.19 | F | 8 | 0 | 1 | D | 9 | 0 | C | 8
1994-06-03 | 21:00 | 0 | 0 | 0 | 1 | 0 | 0 | 1 | 0 | 0 | 1 | 0 | 0 | 1 | 0 | 0 | 1 | 0 | 0 | 1 | 0 | 0 | 1 | 0 | 0 | A | 7 | 0 | A | 7 | 20 | A | 7 | 14.4 | A | 7 | 70 | A | 7 | 836 | A | 7 | 160 | A | 7 | 4.1 | A | 7 | 40000 | B | 7 | 77777 | A | 7 | 1.8 | E | 8 | 0.103 | F | 8 | 0.19 | F | 8 | 0 | 1 | D | 9 | 0 | C | 8
1994-06-03 | 22:00 | 0 | 0 | 0 | 1 | 0 | 0 | 1 | 0 | 0 | 1 | 0 | 0 | 1 | 0 | 0 | 1 | 0 | 0 | 1 | 0 | 0 | 1 | 0 | 0 | A | 7 | 0 | A | 7 | 18.9 | A | 7 | 14.4 | A | 7 | 75 | A | 7 | 836 | A | 7 | 170 | A | 7 | 4.6 | A | 7 | 40000 | B | 7 | 77777 | A | 7 | 1.8 | E | 8 | 0.103 | F | 8 | 0.19 | F | 8 | 0 | 1 | D | 9 | 0 | C | 8
1994-06-03 | 23:00 | 0 | 0 | 0 | 1 | 0 | 0 | 1 | 0 | 0 | 1 | 0 | 0 | 1 | 0 | 0 | 1 | 0 | 0 | 1 | 0 | 0 | 1 | 0 | 1 | A | 7 | 1 | A | 7 | 17.8 | A | 7 | 13.9 | A | 7 | 78 | A | 7 | 836 | A | 7 | 180 | A | 7 | 2.1 | A | 7 | 40000 | B | 7 | 77777 | A | 7 | 1.8 | E | 8 | 0.103 | F | 8 | 0.19 | F | 8 | 0 | 1 | D | 9 | 0 | C | 8
1994-06-03 | 24:00 | 0 | 0 | 0 | 1 | 0 | 0 | 1 | 0 | 0 | 1 | 0 | 0 | 1 | 0 | 0 | 1 | 0 | 0 | 1 | 0 | 0 | 1 | 0 | 1 | A | 7 | 1 | A | 7 | 16.1 | A | 7 | 13.3 | A | 7 | 83 | A | 7 | 836 | A | 7 | 150 | A | 7 | 2.1 | A | 7 | 40000 | B | 7 | 77777 | A | 7 | 1.8 | E | 8 | 0.103 | F | 8 | 0.19 | F | 8 | 0 | 1 | D | 9 | 0 | C | 8
1994-06-04 | 1:00 | 0 | 0 | 0 | 1 | 0 | 0 | 1 | 0 | 0 | 1 | 0 | 0 | 1 | 0 | 0 | 1 | 0 | 0 | 1 | 0 | 0 | 1 | 0 | 0 | A | 7 | 0 | A | 7 | 15 | A | 7 | 12.8 | A | 7 | 87 | A | 7 | 835 | A | 7 | 190 | A | 7 | 2.1 | A | 7 | 40000 | B | 7 | 77777 | A | 7 | 1.8 | E | 8 | 0.103 | F | 8 | 0.19 | F | 8 | 0 | 1 | D | 9 | 0 | C | 8
1994-06-04 | 2:00 | 0 | 0 | 0 | 1 | 0 | 0 | 1 | 0 | 0 | 1 | 0 | 0 | 1 | 0 | 0 | 1 | 0 | 0 | 1 | 0 | 0 | 1 | 0 | 0 | A | 7 | 0 | A | 7 | 15 | A | 7 | 11.7 | A | 7 | 81 | A | 7 | 835 | A | 7 | 310 | A | 7 | 1.5 | A | 7 | 40000 | B | 7 | 77777 | A | 7 | 1.8 | E | 8 | 0.103 | F | 8 | 0.19 | F | 8 | 0 | 1 | D | 9 | 0 | C | 8
1994-06-04 | 3:00 | 0 | 0 | 0 | 1 | 0 | 0 | 1 | 0 | 0 | 1 | 0 | 0 | 1 | 0 | 0 | 1 | 0 | 0 | 1 | 0 | 0 | 1 | 0 | 1 | A | 7 | 0 | A | 7 | 14.4 | A | 7 | 11.7 | A | 7 | 84 | A | 7 | 835 | A | 7 | 300 | A | 7 | 1.5 | A | 7 | 40000 | B | 7 | 77777 | A | 7 | 1.8 | E | 8 | 0.103 | F | 8 | 0.19 | F | 8 | 0 | 1 | D | 9 | 0 | C | 8
1994-06-04 | 4:00 | 0 | 0 | 0 | 1 | 0 | 0 | 1 | 0 | 0 | 1 | 0 | 0 | 1 | 0 | 0 | 1 | 0 | 0 | 1 | 0 | 0 | 1 | 0 | 6 | A | 7 | 2 | A | 7 | 13.3 | A | 7 | 10.6 | A | 7 | 84 | A | 7 | 835 | A | 7 | 170 | A | 7 | 2.1 | A | 7 | 40000 | B | 7 | 77777 | A | 7 | 1.8 | E | 8 | 0.103 | F | 8 | 0.19 | F | 8 | 0 | 1 | D | 9 | 0 | C | 8
1994-06-04 | 5:00 | 21 | 608 | 4 | 1 | 10 | 2 | 1 | 16 | 4 | 1 | 10 | 0 | 1 | 10 | 0 | 1 | 16 | 0 | 1 | 10 | 0 | 1 | 21 | 9 | A | 7 | 4 | A | 7 | 12.8 | A | 7 | 10 | A | 7 | 83 | A | 7 | 835 | A | 7 | 190 | A | 7 | 2.6 | A | 7 | 96000 | B | 7 | 6096 | A | 7 | 1.8 | E | 8 | 0.103 | F | 8 | 0.19 | F | 8 | 0 | 1 | D | 9 | 0 | C | 8
1994-06-04 | 6:00 | 217 | 1327 | 62 | 1 | 10 | 36 | 1 | 16 | 56 | 1 | 10 | 68 | 1 | 10 | 27 | 1 | 16 | 63 | 1 | 10 | 138 | 1 | 21 | 9 | A | 7 | 7 | A | 7 | 15 | A | 7 | 10 | A | 7 | 72 | A | 7 | 836 | A | 7 | 210 | A | 7 | 2.1 | A | 7 | 96000 | B | 7 | 6096 | A | 7 | 1.8 | E | 8 | 0.103 | F | 8 | 0.19 | F | 8 | 0 | 1 | D | 9 | 0 | C | 8
1994-06-04 | 7:00 | 461 | 1327 | 96 | 1 | 10 | 40 | 1 | 16 | 82 | 1 | 10 | 106 | 1 | 10 | 37 | 1 | 16 | 93 | 1 | 10 | 243 | 1 | 21 | 9 | A | 7 | 8 | A | 7 | 18.3 | A | 7 | 10.6 | A | 7 | 61 | A | 7 | 835 | A | 7 | 220 | A | 7 | 3.1 | A | 7 | 80000 | B | 7 | 3962 | A | 7 | 1.8 | E | 8 | 0.103 | F | 8 | 0.19 | F | 8 | 0 | 1 | D | 9 | 0 | C | 8
1994-06-04 | 8:00 | 696 | 1327 | 313 | 1 | 10 | 190 | 1 | 16 | 213 | 1 | 10 | 343 | 1 | 10 | 196 | 1 | 16 | 239 | 1 | 10 | 540 | 1 | 21 | 9 | A | 7 | 7 | A | 7 | 21.1 | A | 7 | 9.4 | A | 7 | 47 | A | 7 | 835 | A | 7 | 200 | A | 7 | 3.1 | A | 7 | 112000 | B | 7 | 3962 | A | 7 | 1.7 | E | 8 | 0.103 | F | 8 | 0.19 | F | 8 | 0 | 1 | D | 9 | 0 | C | 8
1994-06-04 | 9:00 | 907 | 1327 | 449 | 1 | 10 | 392 | 1 | 16 | 181 | 1 | 10 | 492 | 1 | 10 | 407 | 1 | 16 | 214 | 1 | 10 | 481 | 1 | 21 | 8 | A | 7 | 6 | A | 7 | 24.4 | A | 7 | 7.2 | A | 7 | 33 | A | 7 | 835 | A | 7 | 190 | A | 7 | 3.6 | A | 7 | 112000 | B | 7 | 7010 | A | 7 | 1.7 | E | 8 | 0.103 | F | 8 | 0.19 | F | 8 | 0 | 1 | D | 9 | 0 | C | 8
1994-06-04 | 10:00 | 1078 | 1327 | 608 | 1 | 10 | 426 | 1 | 16 | 261 | 1 | 10 | 659 | 1 | 10 | 445 | 1 | 16 | 296 | 1 | 10 | 975 | 1 | 21 | 7 | A | 7 | 5 | A | 7 | 27.8 | A | 7 | 1.7 | A | 7 | 18 | A | 7 | 835 | A | 7 | 250 | A | 7 | 2.1 | A | 7 | 112000 | B | 7 | 6706 | A | 7 | 1.7 | E | 8 | 0.103 | F | 8 | 0.19 | F | 8 | 0 | 1 | D | 9 | 0 | C | 8
1994-06-04 | 11:00 | 1197 | 1327 | 623 | 1 | 10 | 321 | 1 | 16 | 333 | 1 | 10 | 693 | 1 | 10 | 350 | 1 | 16 | 377 | 1 | 10 | 1644 | 1 | 21 | 8 | A | 7 | 6 | A | 7 | 28.3 | A | 7 | 1.7 | A | 7 | 18 | A | 7 | 835 | A | 7 | 270 | A | 7 | 1.5 | A | 7 | 112000 | B | 7 | 6096 | A | 7 | 1.7 | E | 8 | 0.103 | F | 8 | 0.19 | F | 8 | 0 | 1 | D | 9 | 0 | C | 8
1994-06-04 | 12:00 | 1258 | 1327 | 504 | 1 | 10 | 320 | 1 | 16 | 200 | 1 | 10 | 574 | 1 | 10 | 337 | 1 | 16 | 254 | 1 | 10 | 1451 | 1 | 21 | 7 | A | 7 | 5 | A | 7 | 29.4 | A | 7 | 0 | A | 7 | 15 | A | 7 | 835 | A | 7 | 140 | A | 7 | 3.6 | A | 7 | 112000 | B | 7 | 6096 | A | 7 | 1.7 | E | 8 | 0.103 | F | 8 | 0.19 | F | 8 | 0 | 1 | D | 9 | 0 | C | 8
1994-06-04 | 13:00 | 1254 | 1327 | 797 | 1 | 10 | 439 | 1 | 16 | 381 | 1 | 10 | 851 | 1 | 10 | 459 | 1 | 16 | 417 | 1 | 10 | 2759 | 1 | 21 | 6 | A | 7 | 4 | A | 7 | 30 | A | 7 | 0.6 | A | 7 | 15 | A | 7 | 834 | A | 7 | 120 | A | 7 | 4.1 | A | 7 | 112000 | B | 7 | 6096 | A | 7 | 1.6 | E | 8 | 0.103 | F | 8 | 0.19 | F | 8 | 0 | 1 | D | 9 | 0 | C | 8
1994-06-04 | 14:00 | 1188 | 1327 | 864 | 1 | 10 | 669 | 1 | 16 | 266 | 1 | 10 | 913 | 1 | 10 | 677 | 1 | 16 | 305 | 1 | 10 | 1363 | 1 | 21 | 4 | A | 7 | 2 | A | 7 | 31.1 | A | 7 | -1.1 | A | 7 | 12 | A | 7 | 833 | A | 7 | 80 | A | 7 | 3.6 | A | 7 | 112000 | B | 7 | 77777 | A | 7 | 1.6 | E | 8 | 0.103 | F | 8 | 0.19 | F | 8 | 0 | 1 | D | 9 | 0 | C | 8
1994-06-04 | 15:00 | 1062 | 1327 | 759 | 1 | 10 | 646 | 1 | 16 | 241 | 1 | 10 | 795 | 1 | 10 | 652 | 1 | 16 | 272 | 1 | 10 | 846 | 1 | 21 | 4 | A | 7 | 3 | A | 7 | 31.7 | A | 7 | -2.2 | A | 7 | 11 | A | 7 | 833 | A | 7 | 90 | A | 7 | 4.6 | A | 7 | 112000 | B | 7 | 77777 | A | 7 | 1.6 | E | 8 | 0.103 | F | 8 | 0.19 | F | 8 | 0 | 1 | D | 9 | 0 | C | 8
1994-06-04 | 16:00 | 887 | 1327 | 620 | 1 | 10 | 590 | 1 | 16 | 226 | 1 | 10 | 663 | 1 | 10 | 610 | 1 | 16 | 255 | 1 | 10 | 594 | 1 | 21 | 4 | A | 7 | 4 | A | 7 | 32.2 | A | 7 | -1.7 | A | 7 | 11 | A | 7 | 832 | A | 7 | 90 | A | 7 | 4.1 | A | 7 | 96000 | B | 7 | 77777 | A | 7 | 1.6 | E | 8 | 0.103 | F | 8 | 0.19 | F | 8 | 0 | 1 | D | 9 | 0 | C | 8
1994-06-04 | 17:00 | 673 | 1327 | 450 | 1 | 10 | 583 | 1 | 16 | 154 | 1 | 10 | 481 | 1 | 10 | 586 | 1 | 16 | 183 | 1 | 10 | 324 | 1 | 21 | 4 | A | 7 | 4 | A | 7 | 30.6 | A | 7 | -1.7 | A | 7 | 12 | A | 7 | 832 | A | 7 | 120 | A | 7 | 4.1 | A | 7 | 64000 | B | 7 | 77777 | A | 7 | 1.6 | E | 8 | 0.103 | F | 8 | 0.19 | F | 8 | 0 | 1 | D | 9 | 0 | C | 8
1994-06-04 | 18:00 | 436 | 1327 | 106 | 1 | 10 | 72 | 1 | 16 | 82 | 1 | 10 | 118 | 1 | 10 | 68 | 1 | 16 | 96 | 1 | 10 | 185 | 1 | 21 | 6 | A | 7 | 6 | A | 7 | 30 | A | 7 | 0 | A | 7 | 14 | A | 7 | 832 | A | 7 | 80 | A | 7 | 3.1 | A | 7 | 64000 | B | 7 | 6096 | A | 7 | 1.5 | E | 8 | 0.103 | F | 8 | 0.19 | F | 8 | 0 | 1 | D | 9 | 0 | C | 8
1994-06-04 | 19:00 | 193 | 1327 | 51 | 1 | 10 | 53 | 1 | 16 | 43 | 1 | 10 | 56 | 1 | 10 | 36 | 1 | 16 | 51 | 1 | 10 | 91 | 1 | 21 | 5 | A | 7 | 5 | A | 7 | 28.3 | A | 7 | 0 | A | 7 | 16 | A | 7 | 832 | A | 7 | 120 | A | 7 | 3.6 | A | 7 | 80000 | B | 7 | 77777 | A | 7 | 1.5 | E | 8 | 0.103 | F | 8 | 0.19 | F | 8 | 0 | 1 | D | 9 | 0 | C | 8
1994-06-04 | 20:00 | 13 | 476 | 2 | 1 | 10 | 2 | 1 | 16 | 1 | 1 | 10 | 0 | 1 | 10 | 0 | 1 | 16 | 0 | 1 | 10 | 0 | 1 | 21 | 2 | A | 7 | 2 | A | 7 | 23.9 | A | 7 | 3.9 | A | 7 | 27 | A | 7 | 833 | A | 7 | 130 | A | 7 | 4.1 | A | 7 | 48000 | B | 7 | 77777 | A | 7 | 1.5 | E | 8 | 0.103 | F | 8 | 0.19 | F | 8 | 0 | 1 | D | 9 | 0 | C | 8
1994-06-04 | 21:00 | 0 | 0 | 0 | 1 | 0 | 0 | 1 | 0 | 0 | 1 | 0 | 0 | 1 | 0 | 0 | 1 | 0 | 0 | 1 | 0 | 0 | 1 | 0 | 3 | A | 7 | 3 | A | 7 | 22.8 | A | 7 | 5 | A | 7 | 31 | A | 7 | 833 | A | 7 | 0 | A | 7 | 0 | A | 7 | 32000 | B | 7 | 77777 | A | 7 | 1.5 | E | 8 | 0.103 | F | 8 | 0.19 | F | 8 | 0 | 1 | D | 9 | 0 | C | 8
1994-06-04 | 22:00 | 0 | 0 | 0 | 1 | 0 | 0 | 1 | 0 | 0 | 1 | 0 | 0 | 1 | 0 | 0 | 1 | 0 | 0 | 1 | 0 | 0 | 1 | 0 | 1 | A | 7 | 1 | A | 7 | 23.3 | A | 7 | 3.9 | A | 7 | 28 | A | 7 | 834 | A | 7 | 80 | A | 7 | 4.1 | A | 7 | 32000 | B | 7 | 77777 | A | 7 | 1.5 | E | 8 | 0.103 | F | 8 | 0.19 | F | 8 | 0 | 1 | D | 9 | 0 | C | 8
1994-06-04 | 23:00 | 0 | 0 | 0 | 1 | 0 | 0 | 1 | 0 | 0 | 1 | 0 | 0 | 1 | 0 | 0 | 1 | 0 | 0 | 1 | 0 | 0 | 1 | 0 | 3 | A | 7 | 3 | A | 7 | 19.4 | A | 7 | 5.6 | A | 7 | 40 | A | 7 | 834 | A | 7 | 190 | A | 7 | 1.5 | A | 7 | 32000 | B | 7 | 77777 | A | 7 | 1.4 | E | 8 | 0.103 | F | 8 | 0.19 | F | 8 | 0 | 1 | D | 9 | 0 | C | 8
1994-06-04 | 24:00 | 0 | 0 | 0 | 1 | 0 | 0 | 1 | 0 | 0 | 1 | 0 | 0 | 1 | 0 | 0 | 1 | 0 | 0 | 1 | 0 | 0 | 1 | 0 | 4 | A | 7 | 4 | A | 7 | 16.1 | A | 7 | 7.8 | A | 7 | 58 | A | 7 | 835 | A | 7 | 350 | A | 7 | 5.2 | A | 7 | 40000 | B | 7 | 77777 | A | 7 | 1.4 | E | 8 | 0.103 | F | 8 | 0.19 | F | 8 | 0 | 1 | D | 9 | 0 | C | 8
1994-06-05 | 1:00 | 0 | 0 | 0 | 1 | 0 | 0 | 1 | 0 | 0 | 1 | 0 | 0 | 1 | 0 | 0 | 1 | 0 | 0 | 1 | 0 | 0 | 1 | 0 | 1 | A | 7 | 1 | A | 7 | 16.1 | A | 7 | 7.8 | A | 7 | 58 | A | 7 | 836 | A | 7 | 320 | A | 7 | 3.6 | A | 7 | 40000 | B | 7 | 77777 | A | 7 | 1.4 | E | 8 | 0.103 | F | 8 | 0.19 | F | 8 | 0 | 1 | D | 9 | 0 | C | 8
1994-06-05 | 2:00 | 0 | 0 | 0 | 1 | 0 | 0 | 1 | 0 | 0 | 1 | 0 | 0 | 1 | 0 | 0 | 1 | 0 | 0 | 1 | 0 | 0 | 1 | 0 | 1 | A | 7 | 1 | A | 7 | 15.6 | A | 7 | 7.8 | A | 7 | 60 | A | 7 | 836 | A | 7 | 310 | A | 7 | 4.6 | A | 7 | 40000 | B | 7 | 77777 | A | 7 | 1.4 | E | 8 | 0.103 | F | 8 | 0.19 | F | 8 | 0 | 1 | D | 9 | 0 | C | 8
1994-06-05 | 3:00 | 0 | 0 | 0 | 1 | 0 | 0 | 1 | 0 | 0 | 1 | 0 | 0 | 1 | 0 | 0 | 1 | 0 | 0 | 1 | 0 | 0 | 1 | 0 | 0 | A | 7 | 0 | A | 7 | 15 | A | 7 | 7.2 | A | 7 | 60 | A | 7 | 836 | A | 7 | 300 | A | 7 | 3.1 | A | 7 | 40000 | B | 7 | 77777 | A | 7 | 1.3 | E | 8 | 0.103 | F | 8 | 0.19 | F | 8 | 0 | 1 | D | 9 | 0 | C | 8
1994-06-05 | 4:00 | 0 | 0 | 0 | 1 | 0 | 0 | 1 | 0 | 0 | 1 | 0 | 0 | 1 | 0 | 0 | 1 | 0 | 0 | 1 | 0 | 0 | 1 | 0 | 0 | A | 7 | 0 | A | 7 | 13.3 | A | 7 | 7.8 | A | 7 | 69 | A | 7 | 836 | A | 7 | 180 | A | 7 | 2.1 | A | 7 | 40000 | B | 7 | 77777 | A | 7 | 1.3 | E | 8 | 0.103 | F | 8 | 0.19 | F | 8 | 0 | 1 | D | 9 | 0 | C | 8
1994-06-05 | 5:00 | 22 | 608 | 5 | 1 | 10 | 32 | 1 | 16 | 4 | 1 | 10 | 0 | 1 | 10 | 0 | 1 | 16 | 0 | 1 | 10 | 0 | 1 | 21 | 0 | A | 7 | 0 | A | 7 | 12.2 | A | 7 | 7.8 | A | 7 | 74 | A | 7 | 837 | A | 7 | 180 | A | 7 | 2.1 | A | 7 | 112000 | B | 7 | 77777 | A | 7 | 1.3 | E | 8 | 0.103 | F | 8 | 0.19 | F | 8 | 0 | 1 | D | 9 | 0 | C | 8
1994-06-05 | 6:00 | 218 | 1327 | 105 | 1 | 10 | 397 | 1 | 16 | 39 | 1 | 10 | 107 | 1 | 10 | 281 | 1 | 16 | 61 | 1 | 10 | 71 | 1 | 21 | 0 | A | 7 | 0 | A | 7 | 16.1 | A | 7 | 7.2 | A | 7 | 56 | A | 7 | 837 | A | 7 | 200 | A | 7 | 4.1 | A | 7 | 96000 | B | 7 | 77777 | A | 7 | 1.3 | E | 8 | 0.103 | F | 8 | 0.19 | F | 8 | 0 | 1 | D | 9 | 0 | C | 8
1994-06-05 | 7:00 | 461 | 1327 | 292 | 1 | 10 | 656 | 1 | 16 | 64 | 1 | 10 | 302 | 1 | 10 | 605 | 1 | 16 | 91 | 1 | 10 | 126 | 1 | 21 | 0 | A | 7 | 0 | A | 7 | 18.9 | A | 7 | 5.6 | A | 7 | 42 | A | 7 | 838 | A | 7 | 200 | A | 7 | 3.6 | A | 7 | 96000 | B | 7 | 77777 | A | 7 | 1.3 | E | 8 | 0.103 | F | 8 | 0.19 | F | 8 | 0 | 1 | D | 9 | 0 | C | 8
1994-06-05 | 8:00 | 697 | 1327 | 498 | 1 | 10 | 782 | 1 | 16 | 87 | 1 | 10 | 525 | 1 | 10 | 772 | 1 | 16 | 119 | 1 | 10 | 192 | 1 | 21 | 0 | A | 7 | 0 | A | 7 | 22.2 | A | 7 | 5.6 | A | 7 | 34 | A | 7 | 837 | A | 7 | 220 | A | 7 | 2.1 | A | 7 | 96000 | B | 7 | 77777 | A | 7 | 1.3 | E | 8 | 0.103 | F | 8 | 0.19 | F | 8 | 0 | 1 | D | 9 | 0 | C | 8
1994-06-05 | 9:00 | 907 | 1327 | 688 | 1 | 10 | 852 | 1 | 16 | 105 | 1 | 10 | 736 | 1 | 10 | 860 | 1 | 16 | 147 | 1 | 10 | 285 | 1 | 21 | 0 | A | 7 | 0 | A | 7 | 25.6 | A | 7 | 6.1 | A | 7 | 29 | A | 7 | 837 | A | 7 | 230 | A | 7 | 1.5 | A | 7 | 96000 | B | 7 | 77777 | A | 7 | 1.4 | E | 8 | 0.103 | F | 8 | 0.19 | F | 8 | 0 | 1 | D | 9 | 0 | C | 8
1994-06-05 | 10:00 | 1078 | 1327 | 844 | 1 | 10 | 893 | 1 | 16 | 118 | 1 | 10 | 871 | 1 | 10 | 893 | 1 | 16 | 144 | 1 | 10 | 353 | 1 | 21 | 0 | A | 7 | 0 | A | 7 | 26.7 | A | 7 | 6.7 | A | 7 | 28 | A | 7 | 837 | A | 7 | 10 | A | 7 | 1.5 | A | 7 | 96000 | B | 7 | 77777 | A | 7 | 1.4 | E | 8 | 0.103 | F | 8 | 0.19 | F | 8 | 0 | 1 | D | 9 | 0 | C | 8
1994-06-05 | 11:00 | 1198 | 1327 | 941 | 1 | 10 | 896 | 1 | 16 | 132 | 1 | 10 | 968 | 1 | 10 | 898 | 1 | 16 | 155 | 1 | 10 | 562 | 1 | 21 | 1 | A | 7 | 0 | A | 7 | 28.3 | A | 7 | 3.9 | A | 7 | 21 | A | 7 | 837 | A | 7 | 110 | A | 7 | 4.1 | A | 7 | 96000 | B | 7 | 77777 | A | 7 | 1.4 | E | 8 | 0.103 | F | 8 | 0.19 | F | 8 | 0 | 1 | D | 9 | 0 | C | 8
1994-06-05 | 12:00 | 1258 | 1327 | 1002 | 1 | 10 | 912 | 1 | 16 | 136 | 1 | 10 | 1028 | 1 | 10 | 914 | 1 | 16 | 159 | 1 | 10 | 784 | 1 | 21 | 1 | A | 7 | 0 | A | 7 | 29.4 | A | 7 | 2.8 | A | 7 | 18 | A | 7 | 836 | A | 7 | 130 | A | 7 | 4.1 | A | 7 | 96000 | B | 7 | 77777 | A | 7 | 1.4 | E | 8 | 0.103 | F | 8 | 0.19 | F | 8 | 0 | 1 | D | 9 | 0 | C | 8
1994-06-05 | 13:00 | 1255 | 1327 | 943 | 1 | 10 | 856 | 1 | 16 | 133 | 1 | 10 | 969 | 1 | 10 | 858 | 1 | 16 | 155 | 1 | 10 | 757 | 1 | 21 | 2 | A | 7 | 1 | A | 7 | 30 | A | 7 | 4.4 | A | 7 | 20 | A | 7 | 836 | A | 7 | 100 | A | 7 | 6.2 | A | 7 | 96000 | B | 7 | 77777 | A | 7 | 1.4 | E | 8 | 0.103 | F | 8 | 0.19 | F | 8 | 0 | 1 | D | 9 | 0 | C | 8
1994-06-05 | 14:00 | 1189 | 1327 | 888 | 1 | 10 | 823 | 1 | 16 | 150 | 1 | 10 | 951 | 1 | 10 | 835 | 1 | 16 | 201 | 1 | 10 | 747 | 1 | 21 | 3 | A | 7 | 1 | A | 7 | 30.6 | A | 7 | 3.9 | A | 7 | 18 | A | 7 | 835 | A | 7 | 120 | A | 7 | 5.7 | A | 7 | 96000 | B | 7 | 77777 | A | 7 | 1.4 | E | 8 | 0.103 | F | 8 | 0.19 | F | 8 | 0 | 1 | D | 9 | 0 | C | 8
1994-06-05 | 15:00 | 1064 | 1327 | 782 | 1 | 10 | 827 | 1 | 16 | 119 | 1 | 10 | 807 | 1 | 10 | 827 | 1 | 16 | 143 | 1 | 10 | 341 | 1 | 21 | 2 | A | 7 | 1 | A | 7 | 30.6 | A | 7 | 3.3 | A | 7 | 18 | A | 7 | 835 | A | 7 | 140 | A | 7 | 5.7 | A | 7 | 96000 | B | 7 | 77777 | A | 7 | 1.4 | E | 8 | 0.103 | F | 8 | 0.19 | F | 8 | 0 | 1 | D | 9 | 0 | C | 8
1994-06-05 | 16:00 | 888 | 1327 | 656 | 1 | 10 | 826 | 1 | 16 | 103 | 1 | 10 | 702 | 1 | 10 | 833 | 1 | 16 | 143 | 1 | 10 | 273 | 1 | 21 | 3 | A | 7 | 3 | A | 7 | 30.6 | A | 7 | 4.4 | A | 7 | 19 | A | 7 | 834 | A | 7 | 130 | A | 7 | 5.7 | A | 7 | 96000 | B | 7 | 77777 | A | 7 | 1.4 | E | 8 | 0.103 | F | 8 | 0.19 | F | 8 | 0 | 1 | D | 9 | 0 | C | 8
1994-06-05 | 17:00 | 675 | 1327 | 473 | 1 | 10 | 690 | 1 | 16 | 121 | 1 | 10 | 495 | 1 | 10 | 681 | 1 | 16 | 148 | 1 | 10 | 259 | 1 | 21 | 2 | A | 7 | 2 | A | 7 | 29.4 | A | 7 | 6.1 | A | 7 | 23 | A | 7 | 834 | A | 7 | 120 | A | 7 | 5.7 | A | 7 | 96000 | B | 7 | 77777 | A | 7 | 1.5 | E | 8 | 0.103 | F | 8 | 0.19 | F | 8 | 0 | 1 | D | 9 | 0 | C | 8
1994-06-05 | 18:00 | 438 | 1327 | 231 | 1 | 10 | 369 | 1 | 16 | 109 | 1 | 10 | 242 | 1 | 10 | 336 | 1 | 16 | 131 | 1 | 10 | 206 | 1 | 21 | 4 | A | 7 | 3 | A | 7 | 28.9 | A | 7 | 7.2 | A | 7 | 25 | A | 7 | 834 | A | 7 | 140 | A | 7 | 7.7 | A | 7 | 80000 | B | 7 | 77777 | A | 7 | 1.5 | E | 8 | 0.103 | F | 8 | 0.19 | F | 8 | 0 | 1 | D | 9 | 0 | C | 8
1994-06-05 | 19:00 | 195 | 1327 | 88 | 1 | 10 | 183 | 1 | 16 | 61 | 1 | 10 | 92 | 1 | 10 | 114 | 1 | 16 | 75 | 1 | 10 | 118 | 1 | 21 | 4 | A | 7 | 4 | A | 7 | 26.7 | A | 7 | 6.7 | A | 7 | 28 | A | 7 | 834 | A | 7 | 150 | A | 7 | 6.7 | A | 7 | 80000 | B | 7 | 77777 | A | 7 | 1.5 | E | 8 | 0.103 | F | 8 | 0.19 | F | 8 | 0 | 1 | D | 9 | 0 | C | 8
1994-06-05 | 20:00 | 14 | 475 | 2 | 1 | 10 | 7 | 1 | 16 | 2 | 1 | 10 | 0 | 1 | 10 | 0 | 1 | 16 | 0 | 1 | 10 | 0 | 1 | 21 | 6 | A | 7 | 4 | A | 7 | 25 | A | 7 | 7.2 | A | 7 | 32 | A | 7 | 834 | A | 7 | 140 | A | 7 | 3.6 | A | 7 | 80000 | B | 7 | 6096 | A | 7 | 1.5 | E | 8 | 0.103 | F | 8 | 0.19 | F | 8 | 0 | 1 | D | 9 | 0 | C | 8
1994-06-05 | 21:00 | 0 | 0 | 0 | 1 | 0 | 0 | 1 | 0 | 0 | 1 | 0 | 0 | 1 | 0 | 0 | 1 | 0 | 0 | 1 | 0 | 0 | 1 | 0 | 5 | A | 7 | 2 | A | 7 | 23.9 | A | 7 | 8.3 | A | 7 | 37 | A | 7 | 834 | A | 7 | 130 | A | 7 | 5.2 | A | 7 | 40000 | B | 7 | 77777 | A | 7 | 1.5 | E | 8 | 0.103 | F | 8 | 0.19 | F | 8 | 0 | 1 | D | 9 | 0 | C | 8
1994-06-05 | 22:00 | 0 | 0 | 0 | 1 | 0 | 0 | 1 | 0 | 0 | 1 | 0 | 0 | 1 | 0 | 0 | 1 | 0 | 0 | 1 | 0 | 0 | 1 | 0 | 6 | A | 7 | 3 | A | 7 | 23.3 | A | 7 | 8.3 | A | 7 | 38 | A | 7 | 834 | A | 7 | 150 | A | 7 | 6.7 | A | 7 | 40000 | B | 7 | 77777 | A | 7 | 1.5 | E | 8 | 0.103 | F | 8 | 0.19 | F | 8 | 0 | 1 | D | 9 | 0 | C | 8
1994-06-05 | 23:00 | 0 | 0 | 0 | 1 | 0 | 0 | 1 | 0 | 0 | 1 | 0 | 0 | 1 | 0 | 0 | 1 | 0 | 0 | 1 | 0 | 0 | 1 | 0 | 1 | A | 7 | 1 | A | 7 | 21.1 | A | 7 | 7.2 | A | 7 | 41 | A | 7 | 834 | A | 7 | 150 | A | 7 | 5.2 | A | 7 | 40000 | B | 7 | 77777 | A | 7 | 1.5 | E | 8 | 0.103 | F | 8 | 0.19 | F | 8 | 0 | 1 | D | 9 | 0 | C | 8
1994-06-05 | 24:00 | 0 | 0 | 0 | 1 | 0 | 0 | 1 | 0 | 0 | 1 | 0 | 0 | 1 | 0 | 0 | 1 | 0 | 0 | 1 | 0 | 0 | 1 | 0 | 1 | A | 7 | 1 | A | 7 | 21.1 | A | 7 | 6.7 | A | 7 | 39 | A | 7 | 834 | A | 7 | 160 | A | 7 | 5.7 | A | 7 | 40000 | B | 7 | 77777 | A | 7 | 1.5 | E | 8 | 0.103 | F | 8 | 0.19 | F | 8 | 0 | 1 | D | 9 | 0 | C | 8
1994-06-06 | 1:00 | 0 | 0 | 0 | 1 | 0 | 0 | 1 | 0 | 0 | 1 | 0 | 0 | 1 | 0 | 0 | 1 | 0 | 0 | 1 | 0 | 0 | 1 | 0 | 0 | A | 7 | 0 | A | 7 | 19.4 | A | 7 | 6.7 | A | 7 | 44 | A | 7 | 834 | A | 7 | 150 | A | 7 | 4.1 | A | 7 | 40000 | B | 7 | 77777 | A | 7 | 1.5 | E | 8 | 0.103 | F | 8 | 0.19 | F | 8 | 0 | 1 | D | 9 | 0 | C | 8
1994-06-06 | 2:00 | 0 | 0 | 0 | 1 | 0 | 0 | 1 | 0 | 0 | 1 | 0 | 0 | 1 | 0 | 0 | 1 | 0 | 0 | 1 | 0 | 0 | 1 | 0 | 0 | A | 7 | 0 | A | 7 | 20 | A | 7 | 6.1 | A | 7 | 40 | A | 7 | 833 | A | 7 | 150 | A | 7 | 6.2 | A | 7 | 40000 | B | 7 | 77777 | A | 7 | 1.6 | E | 8 | 0.103 | F | 8 | 0.19 | F | 8 | 0 | 1 | D | 9 | 0 | C | 8
1994-06-06 | 3:00 | 0 | 0 | 0 | 1 | 0 | 0 | 1 | 0 | 0 | 1 | 0 | 0 | 1 | 0 | 0 | 1 | 0 | 0 | 1 | 0 | 0 | 1 | 0 | 0 | A | 7 | 0 | A | 7 | 20.6 | A | 7 | 6.1 | A | 7 | 39 | A | 7 | 833 | A | 7 | 160 | A | 7 | 5.7 | A | 7 | 40000 | B | 7 | 77777 | A | 7 | 1.6 | E | 8 | 0.103 | F | 8 | 0.19 | F | 8 | 0 | 1 | D | 9 | 0 | C | 8
1994-06-06 | 4:00 | 0 | 0 | 0 | 1 | 0 | 0 | 1 | 0 | 0 | 1 | 0 | 0 | 1 | 0 | 0 | 1 | 0 | 0 | 1 | 0 | 0 | 1 | 0 | 1 | A | 7 | 1 | A | 7 | 21.1 | A | 7 | 7.2 | A | 7 | 41 | A | 7 | 833 | A | 7 | 160 | A | 7 | 8.8 | A | 7 | 40000 | B | 7 | 77777 | A | 7 | 1.6 | E | 8 | 0.103 | F | 8 | 0.19 | F | 8 | 0 | 1 | D | 9 | 0 | C | 8
1994-06-06 | 5:00 | 22 | 608 | 5 | 1 | 10 | 30 | 1 | 16 | 4 | 1 | 10 | 0 | 1 | 10 | 0 | 1 | 16 | 0 | 1 | 10 | 0 | 1 | 21 | 3 | A | 7 | 3 | A | 7 | 21.7 | A | 7 | 7.8 | A | 7 | 41 | A | 7 | 833 | A | 7 | 180 | A | 7 | 6.2 | A | 7 | 72000 | B | 7 | 77777 | A | 7 | 1.6 | E | 8 | 0.103 | F | 8 | 0.19 | F | 8 | 0 | 1 | D | 9 | 0 | C | 8
1994-06-06 | 6:00 | 219 | 1326 | 107 | 1 | 10 | 417 | 1 | 16 | 38 | 1 | 10 | 110 | 1 | 10 | 296 | 1 | 16 | 61 | 1 | 10 | 69 | 1 | 21 | 0 | A | 7 | 0 | A | 7 | 19.4 | A | 7 | 7.8 | A | 7 | 47 | A | 7 | 834 | A | 7 | 170 | A | 7 | 2.6 | A | 7 | 80000 | B | 7 | 77777 | A | 7 | 1.6 | E | 8 | 0.103 | F | 8 | 0.19 | F | 8 | 0 | 1 | D | 9 | 0 | C | 8
1994-06-06 | 7:00 | 462 | 1326 | 294 | 1 | 10 | 670 | 1 | 16 | 61 | 1 | 10 | 306 | 1 | 10 | 619 | 1 | 16 | 90 | 1 | 10 | 123 | 1 | 21 | 0 | A | 7 | 0 | A | 7 | 21.7 | A | 7 | 7.8 | A | 7 | 41 | A | 7 | 834 | A | 7 | 240 | A | 7 | 3.1 | A | 7 | 96000 | B | 7 | 77777 | A | 7 | 1.5 | E | 8 | 0.103 | F | 8 | 0.19 | F | 8 | 0 | 1 | D | 9 | 0 | C | 8
1994-06-06 | 8:00 | 697 | 1326 | 499 | 1 | 10 | 793 | 1 | 16 | 82 | 1 | 10 | 529 | 1 | 10 | 785 | 1 | 16 | 116 | 1 | 10 | 185 | 1 | 21 | 0 | A | 7 | 0 | A | 7 | 24.4 | A | 7 | 7.2 | A | 7 | 33 | A | 7 | 833 | A | 7 | 190 | A | 7 | 5.2 | A | 7 | 96000 | B | 7 | 77777 | A | 7 | 1.5 | E | 8 | 0.103 | F | 8 | 0.19 | F | 8 | 0 | 1 | D | 9 | 0 | C | 8
1994-06-06 | 9:00 | 907 | 1326 | 688 | 1 | 10 | 861 | 1 | 16 | 99 | 1 | 10 | 714 | 1 | 10 | 857 | 1 | 16 | 127 | 1 | 10 | 232 | 1 | 21 | 0 | A | 7 | 0 | A | 7 | 27.8 | A | 7 | 5.6 | A | 7 | 24 | A | 7 | 832 | A | 7 | 190 | A | 7 | 6.2 | A | 7 | 96000 | B | 7 | 77777 | A | 7 | 1.5 | E | 8 | 0.103 | F | 8 | 0.19 | F | 8 | 0 | 1 | D | 9 | 0 | C | 8
1994-06-06 | 10:00 | 1078 | 1326 | 844 | 1 | 10 | 901 | 1 | 16 | 112 | 1 | 10 | 873 | 1 | 10 | 902 | 1 | 16 | 139 | 1 | 10 | 346 | 1 | 21 | 0 | A | 7 | 0 | A | 7 | 30 | A | 7 | 3.3 | A | 7 | 18 | A | 7 | 832 | A | 7 | 160 | A | 7 | 5.7 | A | 7 | 96000 | B | 7 | 77777 | A | 7 | 1.5 | E | 8 | 0.103 | F | 8 | 0.19 | F | 8 | 0 | 1 | D | 9 | 0 | C | 8
1994-06-06 | 11:00 | 1198 | 1326 | 954 | 1 | 10 | 923 | 1 | 16 | 120 | 1 | 10 | 983 | 1 | 10 | 926 | 1 | 16 | 146 | 1 | 10 | 531 | 1 | 21 | 0 | A | 7 | 0 | A | 7 | 31.7 | A | 7 | -2.2 | A | 7 | 11 | A | 7 | 832 | A | 7 | 210 | A | 7 | 6.2 | A | 7 | 112000 | B | 7 | 77777 | A | 7 | 1.4 | E | 8 | 0.103 | F | 8 | 0.19 | F | 8 | 0 | 1 | D | 9 | 0 | C | 8
1994-06-06 | 12:00 | 1258 | 1326 | 957 | 1 | 10 | 879 | 1 | 16 | 123 | 1 | 10 | 986 | 1 | 10 | 882 | 1 | 16 | 147 | 1 | 10 | 732 | 1 | 21 | 1 | A | 7 | 1 | A | 7 | 32.2 | A | 7 | -4.4 | A | 7 | 9 | A | 7 | 831 | A | 7 | 170 | A | 7 | 5.2 | A | 7 | 112000 | B | 7 | 77777 | A | 7 | 1.4 | E | 8 | 0.103 | F | 8 | 0.19 | F | 8 | 0 | 1 | D | 9 | 0 | C | 8
1994-06-06 | 13:00 | 1255 | 1326 | 933 | 1 | 10 | 803 | 1 | 16 | 173 | 1 | 10 | 993 | 1 | 10 | 812 | 1 | 16 | 223 | 1 | 10 | 1169 | 1 | 21 | 3 | A | 7 | 3 | A | 7 | 32.8 | A | 7 | -0.6 | A | 7 | 12 | A | 7 | 830 | A | 7 | 130 | A | 7 | 7.2 | A | 7 | 112000 | B | 7 | 77777 | A | 7 | 1.4 | E | 8 | 0.103 | F | 8 | 0.19 | F | 8 | 0 | 1 | D | 9 | 0 | C | 8
1994-06-06 | 14:00 | 1189 | 1326 | 927 | 1 | 10 | 797 | 1 | 16 | 212 | 1 | 10 | 994 | 1 | 10 | 816 | 1 | 16 | 261 | 1 | 10 | 1113 | 1 | 21 | 5 | A | 7 | 5 | A | 7 | 32.8 | A | 7 | 0 | A | 7 | 12 | A | 7 | 829 | A | 7 | 150 | A | 7 | 7.2 | A | 7 | 112000 | B | 7 | 77777 | A | 7 | 1.4 | E | 8 | 0.103 | F | 8 | 0.19 | F | 8 | 0 | 1 | D | 9 | 0 | C | 8
1994-06-06 | 15:00 | 1065 | 1326 | 575 | 1 | 10 | 431 | 1 | 16 | 228 | 1 | 10 | 630 | 1 | 10 | 451 | 1 | 16 | 267 | 1 | 10 | 820 | 1 | 21 | 6 | A | 7 | 5 | A | 7 | 33.9 | A | 7 | -5.6 | A | 7 | 7 | A | 7 | 828 | A | 7 | 170 | A | 7 | 7.7 | A | 7 | 112000 | B | 7 | 7620 | A | 7 | 1.3 | E | 8 | 0.103 | F | 8 | 0.19 | F | 8 | 0 | 1 | D | 9 | 0 | C | 8
1994-06-06 | 16:00 | 890 | 1326 | 501 | 1 | 10 | 363 | 1 | 16 | 257 | 1 | 10 | 546 | 1 | 10 | 390 | 1 | 16 | 284 | 1 | 10 | 691 | 1 | 21 | 9 | A | 7 | 7 | A | 7 | 32.2 | A | 7 | -5.6 | A | 7 | 8 | A | 7 | 828 | A | 7 | 180 | A | 7 | 6.7 | A | 7 | 112000 | B | 7 | 4877 | A | 7 | 1.3 | E | 8 | 0.103 | F | 8 | 0.19 | F | 8 | 0 | 1 | D | 9 | 0 | C | 8
1994-06-06 | 17:00 | 677 | 1326 | 280 | 1 | 10 | 146 | 1 | 16 | 206 | 1 | 10 | 307 | 1 | 10 | 150 | 1 | 16 | 230 | 1 | 10 | 517 | 1 | 21 | 8 | A | 7 | 6 | A | 7 | 31.7 | A | 7 | -2.2 | A | 7 | 11 | A | 7 | 828 | A | 7 | 280 | A | 7 | 4.1 | A | 7 | 112000 | B | 7 | 8230 | A | 7 | 1.3 | E | 8 | 0.103 | F | 8 | 0.19 | F | 8 | 0 | 1 | D | 9 | 0 | C | 8
1994-06-06 | 18:00 | 440 | 1326 | 215 | 1 | 10 | 206 | 1 | 16 | 147 | 1 | 10 | 233 | 1 | 10 | 193 | 1 | 16 | 169 | 1 | 10 | 333 | 1 | 21 | 6 | A | 7 | 5 | A | 7 | 30 | A | 7 | 2.8 | A | 7 | 18 | A | 7 | 828 | A | 7 | 220 | A | 7 | 3.6 | A | 7 | 112000 | B | 7 | 8230 | A | 7 | 1.3 | E | 8 | 0.103 | F | 8 | 0.19 | F | 8 | 0 | 1 | D | 9 | 0 | C | 8
1994-06-06 | 19:00 | 197 | 1326 | 91 | 1 | 10 | 235 | 1 | 16 | 55 | 1 | 10 | 92 | 1 | 10 | 151 | 1 | 16 | 70 | 1 | 10 | 101 | 1 | 21 | 3 | A | 7 | 3 | A | 7 | 25.6 | A | 7 | 6.7 | A | 7 | 30 | A | 7 | 828 | A | 7 | 180 | A | 7 | 3.1 | A | 7 | 112000 | B | 7 | 77777 | A | 7 | 1.3 | E | 8 | 0.103 | F | 8 | 0.19 | F | 8 | 0 | 1 | D | 9 | 0 | C | 8
1994-06-06 | 20:00 | 14 | 497 | 2 | 1 | 10 | 15 | 1 | 16 | 2 | 1 | 10 | 0 | 1 | 10 | 0 | 1 | 16 | 0 | 1 | 10 | 0 | 1 | 21 | 2 | A | 7 | 2 | A | 7 | 23.9 | A | 7 | 1.1 | A | 7 | 22 | A | 7 | 828 | A | 7 | 180 | A | 7 | 3.1 | A | 7 | 64000 | B | 7 | 77777 | A | 7 | 1.2 | E | 8 | 0.103 | F | 8 | 0.19 | F | 8 | 0 | 1 | D | 9 | 0 | C | 8
1994-06-06 | 21:00 | 0 | 0 | 0 | 1 | 0 | 0 | 1 | 0 | 0 | 1 | 0 | 0 | 1 | 0 | 0 | 1 | 0 | 0 | 1 | 0 | 0 | 1 | 0 | 1 | A | 7 | 1 | A | 7 | 21.7 | A | 7 | 1.7 | A | 7 | 27 | A | 7 | 829 | A | 7 | 200 | A | 7 | 3.6 | A | 7 | 40000 | B | 7 | 77777 | A | 7 | 1.2 | E | 8 | 0.103 | F | 8 | 0.19 | F | 8 | 0 | 1 | D | 9 | 0 | C | 8
1994-06-06 | 22:00 | 0 | 0 | 0 | 1 | 0 | 0 | 1 | 0 | 0 | 1 | 0 | 0 | 1 | 0 | 0 | 1 | 0 | 0 | 1 | 0 | 0 | 1 | 0 | 1 | A | 7 | 1 | A | 7 | 19.4 | A | 7 | 0.6 | A | 7 | 28 | A | 7 | 829 | A | 7 | 240 | A | 7 | 1.5 | A | 7 | 40000 | B | 7 | 77777 | A | 7 | 1.2 | E | 8 | 0.103 | F | 8 | 0.19 | F | 8 | 0 | 1 | D | 9 | 0 | C | 8
1994-06-06 | 23:00 | 0 | 0 | 0 | 1 | 0 | 0 | 1 | 0 | 0 | 1 | 0 | 0 | 1 | 0 | 0 | 1 | 0 | 0 | 1 | 0 | 0 | 1 | 0 | 3 | A | 7 | 1 | A | 7 | 20 | A | 7 | -3.9 | A | 7 | 19 | A | 7 | 829 | A | 7 | 190 | A | 7 | 3.1 | A | 7 | 40000 | B | 7 | 77777 | A | 7 | 1.2 | E | 8 | 0.103 | F | 8 | 0.19 | F | 8 | 0 | 1 | D | 9 | 0 | C | 8
1994-06-06 | 24:00 | 0 | 0 | 0 | 1 | 0 | 0 | 1 | 0 | 0 | 1 | 0 | 0 | 1 | 0 | 0 | 1 | 0 | 0 | 1 | 0 | 0 | 1 | 0 | 2 | A | 7 | 1 | A | 7 | 18.9 | A | 7 | -2.8 | A | 7 | 22 | A | 7 | 829 | A | 7 | 180 | A | 7 | 4.1 | A | 7 | 40000 | B | 7 | 77777 | A | 7 | 1.1 | E | 8 | 0.103 | F | 8 | 0.19 | F | 8 | 0 | 1 | D | 9 | 0 | C | 8
1994-06-07 | 1:00 | 0 | 0 | 0 | 1 | 0 | 0 | 1 | 0 | 0 | 1 | 0 | 0 | 1 | 0 | 0 | 1 | 0 | 0 | 1 | 0 | 0 | 1 | 0 | 10 | A | 7 | 9 | A | 7 | 16.7 | A | 7 | 0 | A | 7 | 32 | A | 7 | 829 | A | 7 | 140 | A | 7 | 3.6 | A | 7 | 40000 | B | 7 | 7010 | A | 7 | 1.1 | E | 8 | 0.104 | F | 8 | 0.19 | F | 8 | 0 | 1 | D | 9 | 0 | C | 8
1994-06-07 | 2:00 | 0 | 0 | 0 | 1 | 0 | 0 | 1 | 0 | 0 | 1 | 0 | 0 | 1 | 0 | 0 | 1 | 0 | 0 | 1 | 0 | 0 | 1 | 0 | 10 | A | 7 | 9 | A | 7 | 16.1 | A | 7 | 0 | A | 7 | 33 | A | 7 | 829 | A | 7 | 160 | A | 7 | 2.1 | A | 7 | 40000 | B | 7 | 7010 | A | 7 | 1.1 | E | 8 | 0.104 | F | 8 | 0.19 | F | 8 | 0 | 1 | D | 9 | 0 | C | 8
1994-06-07 | 3:00 | 0 | 0 | 0 | 1 | 0 | 0 | 1 | 0 | 0 | 1 | 0 | 0 | 1 | 0 | 0 | 1 | 0 | 0 | 1 | 0 | 0 | 1 | 0 | 6 | A | 7 | 6 | A | 7 | 16.1 | A | 7 | 1.1 | A | 7 | 36 | A | 7 | 829 | A | 7 | 200 | A | 7 | 3.1 | A | 7 | 40000 | B | 7 | 7010 | A | 7 | 1.1 | E | 8 | 0.104 | F | 8 | 0.19 | F | 8 | 0 | 1 | D | 9 | 0 | C | 8
1994-06-07 | 4:00 | 0 | 0 | 0 | 1 | 0 | 0 | 1 | 0 | 0 | 1 | 0 | 0 | 1 | 0 | 0 | 1 | 0 | 0 | 1 | 0 | 0 | 1 | 0 | 8 | A | 7 | 8 | A | 7 | 14.4 | A | 7 | 1.1 | A | 7 | 40 | A | 7 | 829 | A | 7 | 280 | A | 7 | 2.1 | A | 7 | 40000 | B | 7 | 7010 | A | 7 | 1 | E | 8 | 0.104 | F | 8 | 0.19 | F | 8 | 0 | 1 | D | 9 | 0 | C | 8
1994-06-07 | 5:00 | 23 | 608 | 4 | 1 | 10 | 18 | 1 | 16 | 4 | 1 | 10 | 0 | 1 | 10 | 0 | 1 | 16 | 0 | 1 | 10 | 0 | 1 | 21 | 5 | A | 7 | 5 | A | 7 | 16.1 | A | 7 | -0.6 | A | 7 | 32 | A | 7 | 830 | A | 7 | 180 | A | 7 | 4.1 | A | 7 | 72000 | B | 7 | 77777 | A | 7 | 1 | E | 8 | 0.104 | F | 8 | 0.19 | F | 8 | 0 | 1 | D | 9 | 0 | C | 8
1994-06-07 | 6:00 | 219 | 1326 | 74 | 1 | 10 | 186 | 1 | 16 | 43 | 1 | 10 | 78 | 1 | 10 | 127 | 1 | 16 | 57 | 1 | 10 | 76 | 1 | 21 | 5 | A | 7 | 5 | A | 7 | 18.9 | A | 7 | -0.6 | A | 7 | 27 | A | 7 | 830 | A | 7 | 210 | A | 7 | 3.6 | A | 7 | 96000 | B | 7 | 77777 | A | 7 | 1 | E | 8 | 0.104 | F | 8 | 0.19 | F | 8 | 0 | 1 | D | 9 | 0 | C | 8
1994-06-07 | 7:00 | 462 | 1326 | 194 | 1 | 10 | 261 | 1 | 16 | 103 | 1 | 10 | 210 | 1 | 10 | 249 | 1 | 16 | 124 | 1 | 10 | 200 | 1 | 21 | 5 | A | 7 | 4 | A | 7 | 21.7 | A | 7 | -0.6 | A | 7 | 22 | A | 7 | 830 | A | 7 | 220 | A | 7 | 5.7 | A | 7 | 96000 | B | 7 | 77777 | A | 7 | 1 | E | 8 | 0.104 | F | 8 | 0.19 | F | 8 | 0 | 1 | D | 9 | 0 | C | 8
1994-06-07 | 8:00 | 697 | 1326 | 507 | 1 | 10 | 815 | 1 | 16 | 78 | 1 | 10 | 540 | 1 | 10 | 808 | 1 | 16 | 115 | 1 | 10 | 179 | 1 | 21 | 0 | A | 7 | 0 | A | 7 | 25 | A | 7 | 0 | A | 7 | 19 | A | 7 | 831 | A | 7 | 220 | A | 7 | 2.6 | A | 7 | 96000 | B | 7 | 77777 | A | 7 | 1 | E | 8 | 0.104 | F | 8 | 0.19 | F | 8 | 0 | 1 | D | 9 | 0 | C | 8
1994-06-07 | 9:00 | 907 | 1326 | 698 | 1 | 10 | 880 | 1 | 16 | 95 | 1 | 10 | 725 | 1 | 10 | 876 | 1 | 16 | 124 | 1 | 10 | 230 | 1 | 21 | 0 | A | 7 | 0 | A | 7 | 27.8 | A | 7 | 0 | A | 7 | 16 | A | 7 | 831 | A | 7 | 220 | A | 7 | 1.5 | A | 7 | 112000 | B | 7 | 77777 | A | 7 | 1 | E | 8 | 0.104 | F | 8 | 0.19 | F | 8 | 0 | 1 | D | 9 | 0 | C | 8
1994-06-07 | 10:00 | 1078 | 1326 | 849 | 1 | 10 | 907 | 1 | 16 | 112 | 1 | 10 | 879 | 1 | 10 | 908 | 1 | 16 | 139 | 1 | 10 | 346 | 1 | 21 | 1 | A | 7 | 0 | A | 7 | 28.9 | A | 7 | -5 | A | 7 | 10 | A | 7 | 831 | A | 7 | 310 | A | 7 | 3.6 | A | 7 | 112000 | B | 7 | 77777 | A | 7 | 1.1 | E | 8 | 0.104 | F | 8 | 0.19 | F | 8 | 0 | 1 | D | 9 | 0 | C | 8
1994-06-07 | 11:00 | 1198 | 1326 | 905 | 1 | 10 | 829 | 1 | 16 | 155 | 1 | 10 | 966 | 1 | 10 | 840 | 1 | 16 | 206 | 1 | 10 | 800 | 1 | 21 | 5 | A | 7 | 1 | A | 7 | 30 | A | 7 | -6.1 | A | 7 | 9 | A | 7 | 831 | A | 7 | 140 | A | 7 | 3.6 | A | 7 | 112000 | B | 7 | 77777 | A | 7 | 1.1 | E | 8 | 0.104 | F | 8 | 0.19 | F | 8 | 0 | 1 | D | 9 | 0 | C | 8
1994-06-07 | 12:00 | 1258 | 1326 | 964 | 1 | 10 | 867 | 1 | 16 | 140 | 1 | 10 | 988 | 1 | 10 | 869 | 1 | 16 | 161 | 1 | 10 | 806 | 1 | 21 | 4 | A | 7 | 1 | A | 7 | 30.6 | A | 7 | -6.1 | A | 7 | 8 | A | 7 | 830 | A | 7 | 40 | A | 7 | 2.6 | A | 7 | 112000 | B | 7 | 77777 | A | 7 | 1.1 | E | 8 | 0.104 | F | 8 | 0.19 | F | 8 | 0 | 1 | D | 9 | 0 | C | 8
1994-06-07 | 13:00 | 1256 | 1326 | 984 | 1 | 10 | 864 | 1 | 16 | 165 | 1 | 10 | 1051 | 1 | 10 | 875 | 1 | 16 | 221 | 1 | 10 | 1127 | 1 | 21 | 4 | A | 7 | 4 | A | 7 | 31.7 | A | 7 | -5 | A | 7 | 9 | A | 7 | 830 | A | 7 | 170 | A | 7 | 4.6 | A | 7 | 112000 | B | 7 | 77777 | A | 7 | 1.1 | E | 8 | 0.104 | F | 8 | 0.19 | F | 8 | 0 | 1 | D | 9 | 0 | C | 8
1994-06-07 | 14:00 | 1190 | 1326 | 725 | 1 | 10 | 534 | 1 | 16 | 245 | 1 | 10 | 769 | 1 | 10 | 543 | 1 | 16 | 281 | 1 | 10 | 1279 | 1 | 21 | 4 | A | 7 | 4 | A | 7 | 31.7 | A | 7 | -5.6 | A | 7 | 8 | A | 7 | 829 | A | 7 | 170 | A | 7 | 3.6 | A | 7 | 112000 | B | 7 | 77777 | A | 7 | 1.1 | E | 8 | 0.104 | F | 8 | 0.19 | F | 8 | 0 | 1 | D | 9 | 0 | C | 8
1994-06-07 | 15:00 | 1066 | 1326 | 625 | 1 | 10 | 542 | 1 | 16 | 189 | 1 | 10 | 667 | 1 | 10 | 554 | 1 | 16 | 221 | 1 | 10 | 687 | 1 | 21 | 4 | A | 7 | 4 | A | 7 | 32.2 | A | 7 | -6.1 | A | 7 | 8 | A | 7 | 829 | A | 7 | 140 | A | 7 | 4.1 | A | 7 | 112000 | B | 7 | 77777 | A | 7 | 1.1 | E | 8 | 0.104 | F | 8 | 0.19 | F | 8 | 0 | 1 | D | 9 | 0 | C | 8
1994-06-07 | 16:00 | 891 | 1326 | 571 | 1 | 10 | 613 | 1 | 16 | 159 | 1 | 10 | 605 | 1 | 10 | 621 | 1 | 16 | 186 | 1 | 10 | 422 | 1 | 21 | 6 | A | 7 | 4 | A | 7 | 30.6 | A | 7 | -5 | A | 7 | 9 | A | 7 | 828 | A | 7 | 350 | A | 7 | 2.1 | A | 7 | 112000 | B | 7 | 8534 | A | 7 | 1.1 | E | 8 | 0.104 | F | 8 | 0.19 | F | 8 | 0 | 1 | D | 9 | 0 | C | 8
1994-06-07 | 17:00 | 678 | 1326 | 483 | 1 | 10 | 649 | 1 | 16 | 151 | 1 | 10 | 499 | 1 | 10 | 634 | 1 | 16 | 174 | 1 | 10 | 311 | 1 | 21 | 6 | A | 7 | 5 | A | 7 | 31.7 | A | 7 | -5 | A | 7 | 9 | A | 7 | 828 | A | 7 | 320 | A | 7 | 3.1 | A | 7 | 112000 | B | 7 | 8534 | A | 7 | 1.1 | E | 8 | 0.104 | F | 8 | 0.19 | F | 8 | 0 | 1 | D | 9 | 0 | C | 8
1994-06-07 | 18:00 | 442 | 1326 | 183 | 1 | 10 | 207 | 1 | 16 | 114 | 1 | 10 | 196 | 1 | 10 | 194 | 1 | 16 | 131 | 1 | 10 | 225 | 1 | 21 | 5 | A | 7 | 5 | A | 7 | 28.9 | A | 7 | -1.7 | A | 7 | 13 | A | 7 | 828 | A | 7 | 350 | A | 7 | 5.2 | A | 7 | 112000 | B | 7 | 77777 | A | 7 | 1.1 | E | 8 | 0.104 | F | 8 | 0.19 | F | 8 | 0 | 1 | D | 9 | 0 | C | 8
1994-06-07 | 19:00 | 200 | 1326 | 56 | 1 | 10 | 113 | 1 | 16 | 38 | 1 | 10 | 60 | 1 | 10 | 72 | 1 | 16 | 49 | 1 | 10 | 67 | 1 | 21 | 4 | A | 7 | 4 | A | 7 | 25 | A | 7 | 0 | A | 7 | 19 | A | 7 | 829 | A | 7 | 360 | A | 7 | 3.6 | A | 7 | 112000 | B | 7 | 77777 | A | 7 | 1.1 | E | 8 | 0.104 | F | 8 | 0.19 | F | 8 | 0 | 1 | D | 9 | 0 | C | 8
1994-06-07 | 20:00 | 15 | 519 | 3 | 1 | 10 | 21 | 1 | 16 | 2 | 1 | 10 | 0 | 1 | 10 | 0 | 1 | 16 | 0 | 1 | 10 | 0 | 1 | 21 | 3 | A | 7 | 3 | A | 7 | 25.6 | A | 7 | 3.9 | A | 7 | 25 | A | 7 | 830 | A | 7 | 50 | A | 7 | 6.2 | A | 7 | 80000 | B | 7 | 77777 | A | 7 | 1.1 | E | 8 | 0.104 | F | 8 | 0.19 | F | 8 | 0 | 1 | D | 9 | 0 | C | 8
1994-06-07 | 21:00 | 0 | 0 | 0 | 1 | 0 | 0 | 1 | 0 | 0 | 1 | 0 | 0 | 1 | 0 | 0 | 1 | 0 | 0 | 1 | 0 | 0 | 1 | 0 | 2 | A | 7 | 2 | A | 7 | 22.2 | A | 7 | 9.4 | A | 7 | 44 | A | 7 | 832 | A | 7 | 10 | A | 7 | 4.6 | A | 7 | 40000 | B | 7 | 77777 | A | 7 | 1.2 | E | 8 | 0.104 | F | 8 | 0.19 | F | 8 | 0 | 1 | D | 9 | 0 | C | 8
1994-06-07 | 22:00 | 0 | 0 | 0 | 1 | 0 | 0 | 1 | 0 | 0 | 1 | 0 | 0 | 1 | 0 | 0 | 1 | 0 | 0 | 1 | 0 | 0 | 1 | 0 | 3 | A | 7 | 3 | A | 7 | 21.1 | A | 7 | 10 | A | 7 | 49 | A | 7 | 832 | A | 7 | 60 | A | 7 | 4.1 | A | 7 | 32000 | B | 7 | 77777 | A | 7 | 1.2 | E | 8 | 0.104 | F | 8 | 0.19 | F | 8 | 0 | 1 | D | 9 | 0 | C | 8
1994-06-07 | 23:00 | 0 | 0 | 0 | 1 | 0 | 0 | 1 | 0 | 0 | 1 | 0 | 0 | 1 | 0 | 0 | 1 | 0 | 0 | 1 | 0 | 0 | 1 | 0 | 0 | A | 7 | 0 | A | 7 | 18.9 | A | 7 | 7.8 | A | 7 | 48 | A | 7 | 834 | A | 7 | 10 | A | 7 | 6.2 | A | 7 | 32000 | B | 7 | 77777 | A | 7 | 1.2 | E | 8 | 0.104 | F | 8 | 0.19 | F | 8 | 0 | 1 | D | 9 | 0 | C | 8
1994-06-07 | 24:00 | 0 | 0 | 0 | 1 | 0 | 0 | 1 | 0 | 0 | 1 | 0 | 0 | 1 | 0 | 0 | 1 | 0 | 0 | 1 | 0 | 0 | 1 | 0 | 0 | A | 7 | 0 | A | 7 | 15.6 | A | 7 | 6.1 | A | 7 | 53 | A | 7 | 835 | A | 7 | 230 | A | 7 | 3.1 | A | 7 | 32000 | B | 7 | 77777 | A | 7 | 1.2 | E | 8 | 0.104 | F | 8 | 0.19 | F | 8 | 0 | 1 | D | 9 | 0 | C | 8
1994-06-08 | 1:00 | 0 | 0 | 0 | 1 | 0 | 0 | 1 | 0 | 0 | 1 | 0 | 0 | 1 | 0 | 0 | 1 | 0 | 0 | 1 | 0 | 0 | 1 | 0 | 0 | A | 7 | 0 | A | 7 | 14.4 | A | 7 | 6.1 | A | 7 | 57 | A | 7 | 835 | A | 7 | 360 | A | 7 | 3.1 | A | 7 | 40000 | B | 7 | 77777 | A | 7 | 1.2 | E | 8 | 0.104 | F | 8 | 0.19 | F | 8 | 0 | 1 | D | 9 | 0 | C | 8
1994-06-08 | 2:00 | 0 | 0 | 0 | 1 | 0 | 0 | 1 | 0 | 0 | 1 | 0 | 0 | 1 | 0 | 0 | 1 | 0 | 0 | 1 | 0 | 0 | 1 | 0 | 0 | A | 7 | 0 | A | 7 | 15 | A | 7 | 5.6 | A | 7 | 53 | A | 7 | 835 | A | 7 | 350 | A | 7 | 1.5 | A | 7 | 40000 | B | 7 | 77777 | A | 7 | 1.2 | E | 8 | 0.104 | F | 8 | 0.19 | F | 8 | 0 | 1 | D | 9 | 0 | C | 8
1994-06-08 | 3:00 | 0 | 0 | 0 | 1 | 0 | 0 | 1 | 0 | 0 | 1 | 0 | 0 | 1 | 0 | 0 | 1 | 0 | 0 | 1 | 0 | 0 | 1 | 0 | 0 | A | 7 | 0 | A | 7 | 13.3 | A | 7 | 5 | A | 7 | 57 | A | 7 | 836 | A | 7 | 300 | A | 7 | 2.1 | A | 7 | 40000 | B | 7 | 77777 | A | 7 | 1.2 | E | 8 | 0.104 | F | 8 | 0.19 | F | 8 | 0 | 1 | D | 9 | 0 | C | 8
1994-06-08 | 4:00 | 0 | 0 | 0 | 1 | 0 | 0 | 1 | 0 | 0 | 1 | 0 | 0 | 1 | 0 | 0 | 1 | 0 | 0 | 1 | 0 | 0 | 1 | 0 | 0 | A | 7 | 0 | A | 7 | 13.3 | A | 7 | 5 | A | 7 | 57 | A | 7 | 836 | A | 7 | 0 | A | 7 | 0 | A | 7 | 40000 | B | 7 | 77777 | A | 7 | 1.2 | E | 8 | 0.104 | F | 8 | 0.19 | F | 8 | 0 | 1 | D | 9 | 0 | C | 8
1994-06-08 | 5:00 | 23 | 630 | 6 | 1 | 10 | 53 | 1 | 16 | 4 | 1 | 10 | 0 | 1 | 10 | 0 | 1 | 16 | 0 | 1 | 10 | 0 | 1 | 21 | 0 | A | 7 | 0 | A | 7 | 11.1 | A | 7 | 6.1 | A | 7 | 71 | A | 7 | 837 | A | 7 | 0 | A | 7 | 0 | A | 7 | 32000 | B | 7 | 77777 | A | 7 | 1.2 | E | 8 | 0.104 | F | 8 | 0.19 | F | 8 | 0 | 1 | D | 9 | 0 | C | 8
1994-06-08 | 6:00 | 220 | 1326 | 111 | 1 | 10 | 457 | 1 | 16 | 35 | 1 | 10 | 115 | 1 | 10 | 327 | 1 | 16 | 61 | 1 | 10 | 65 | 1 | 21 | 0 | A | 7 | 0 | A | 7 | 15.6 | A | 7 | 6.1 | A | 7 | 53 | A | 7 | 838 | A | 7 | 40 | A | 7 | 2.6 | A | 7 | 80000 | B | 7 | 77777 | A | 7 | 1.2 | E | 8 | 0.104 | F | 8 | 0.19 | F | 8 | 0 | 1 | D | 9 | 0 | C | 8
1994-06-08 | 7:00 | 463 | 1326 | 301 | 1 | 10 | 702 | 1 | 16 | 56 | 1 | 10 | 316 | 1 | 10 | 652 | 1 | 16 | 88 | 1 | 10 | 117 | 1 | 21 | 0 | A | 7 | 0 | A | 7 | 18.3 | A | 7 | 3.3 | A | 7 | 37 | A | 7 | 839 | A | 7 | 30 | A | 7 | 2.6 | A | 7 | 80000 | B | 7 | 77777 | A | 7 | 1.2 | E | 8 | 0.104 | F | 8 | 0.19 | F | 8 | 0 | 1 | D | 9 | 0 | C | 8
1994-06-08 | 8:00 | 697 | 1326 | 506 | 1 | 10 | 818 | 1 | 16 | 75 | 1 | 10 | 528 | 1 | 10 | 800 | 1 | 16 | 107 | 1 | 10 | 163 | 1 | 21 | 0 | A | 7 | 0 | A | 7 | 20 | A | 7 | 3.3 | A | 7 | 33 | A | 7 | 839 | A | 7 | 40 | A | 7 | 2.1 | A | 7 | 80000 | B | 7 | 77777 | A | 7 | 1.2 | E | 8 | 0.104 | F | 8 | 0.19 | F | 8 | 0 | 1 | D | 9 | 0 | C | 8
1994-06-08 | 9:00 | 907 | 1326 | 695 | 1 | 10 | 882 | 1 | 16 | 91 | 1 | 10 | 723 | 1 | 10 | 878 | 1 | 16 | 121 | 1 | 10 | 227 | 1 | 21 | 0 | A | 7 | 0 | A | 7 | 20.6 | A | 7 | 3.3 | A | 7 | 32 | A | 7 | 838 | A | 7 | 70 | A | 7 | 2.1 | A | 7 | 80000 | B | 7 | 77777 | A | 7 | 1.2 | E | 8 | 0.104 | F | 8 | 0.19 | F | 8 | 0 | 1 | D | 9 | 0 | C | 8
1994-06-08 | 10:00 | 1078 | 1326 | 851 | 1 | 10 | 920 | 1 | 16 | 102 | 1 | 10 | 882 | 1 | 10 | 921 | 1 | 16 | 131 | 1 | 10 | 330 | 1 | 21 | 0 | A | 7 | 0 | A | 7 | 22.2 | A | 7 | 4.4 | A | 7 | 31 | A | 7 | 838 | A | 7 | 180 | A | 7 | 2.1 | A | 7 | 80000 | B | 7 | 77777 | A | 7 | 1.3 | E | 8 | 0.104 | F | 8 | 0.19 | F | 8 | 0 | 1 | D | 9 | 0 | C | 8
1994-06-08 | 11:00 | 1198 | 1326 | 960 | 1 | 10 | 941 | 1 | 16 | 110 | 1 | 10 | 993 | 1 | 10 | 944 | 1 | 16 | 138 | 1 | 10 | 503 | 1 | 21 | 0 | A | 7 | 0 | A | 7 | 23.9 | A | 7 | 6.1 | A | 7 | 32 | A | 7 | 838 | A | 7 | 100 | A | 7 | 2.1 | A | 7 | 80000 | B | 7 | 77777 | A | 7 | 1.3 | E | 8 | 0.104 | F | 8 | 0.19 | F | 8 | 0 | 1 | D | 9 | 0 | C | 8
1994-06-08 | 12:00 | 1259 | 1326 | 951 | 1 | 10 | 883 | 1 | 16 | 112 | 1 | 10 | 982 | 1 | 10 | 887 | 1 | 16 | 138 | 1 | 10 | 686 | 1 | 21 | 1 | A | 7 | 1 | A | 7 | 25.6 | A | 7 | 6.1 | A | 7 | 29 | A | 7 | 837 | A | 7 | 130 | A | 7 | 3.6 | A | 7 | 96000 | B | 7 | 77777 | A | 7 | 1.3 | E | 8 | 0.104 | F | 8 | 0.19 | F | 8 | 0 | 1 | D | 9 | 0 | C | 8
1994-06-08 | 13:00 | 1256 | 1326 | 945 | 1 | 10 | 794 | 1 | 16 | 192 | 1 | 10 | 994 | 1 | 10 | 799 | 1 | 16 | 235 | 1 | 10 | 1290 | 1 | 21 | 3 | A | 7 | 3 | A | 7 | 26.7 | A | 7 | 5 | A | 7 | 25 | A | 7 | 836 | A | 7 | 170 | A | 7 | 4.1 | A | 7 | 96000 | B | 7 | 77777 | A | 7 | 1.3 | E | 8 | 0.104 | F | 8 | 0.19 | F | 8 | 0 | 1 | D | 9 | 0 | C | 8
1994-06-08 | 14:00 | 1191 | 1326 | 857 | 1 | 10 | 627 | 1 | 16 | 293 | 1 | 10 | 898 | 1 | 10 | 631 | 1 | 16 | 330 | 1 | 10 | 1513 | 1 | 21 | 5 | A | 7 | 5 | A | 7 | 26.1 | A | 7 | 8.3 | A | 7 | 32 | A | 7 | 836 | A | 7 | 90 | A | 7 | 5.7 | A | 7 | 96000 | B | 7 | 77777 | A | 7 | 1.3 | E | 8 | 0.104 | F | 8 | 0.19 | F | 8 | 0 | 1 | D | 9 | 0 | C | 8
1994-06-08 | 15:00 | 1067 | 1326 | 613 | 1 | 10 | 486 | 1 | 16 | 222 | 1 | 10 | 675 | 1 | 10 | 509 | 1 | 16 | 265 | 1 | 10 | 803 | 1 | 21 | 4 | A | 7 | 4 | A | 7 | 27.2 | A | 7 | 9.4 | A | 7 | 33 | A | 7 | 836 | A | 7 | 130 | A | 7 | 5.7 | A | 7 | 80000 | B | 7 | 77777 | A | 7 | 1.3 | E | 8 | 0.104 | F | 8 | 0.19 | F | 8 | 0 | 1 | D | 9 | 0 | C | 8
1994-06-08 | 16:00 | 892 | 1326 | 615 | 1 | 10 | 754 | 1 | 16 | 107 | 1 | 10 | 655 | 1 | 10 | 760 | 1 | 16 | 143 | 1 | 10 | 282 | 1 | 21 | 4 | A | 7 | 4 | A | 7 | 26.1 | A | 7 | 10 | A | 7 | 36 | A | 7 | 835 | A | 7 | 130 | A | 7 | 6.2 | A | 7 | 80000 | B | 7 | 77777 | A | 7 | 1.3 | E | 8 | 0.104 | F | 8 | 0.19 | F | 8 | 0 | 1 | D | 9 | 0 | C | 8
1994-06-08 | 17:00 | 680 | 1326 | 408 | 1 | 10 | 565 | 1 | 16 | 118 | 1 | 10 | 429 | 1 | 10 | 559 | 1 | 16 | 142 | 1 | 10 | 254 | 1 | 21 | 3 | A | 7 | 3 | A | 7 | 27.2 | A | 7 | 8.3 | A | 7 | 30 | A | 7 | 835 | A | 7 | 140 | A | 7 | 3.6 | A | 7 | 80000 | B | 7 | 77777 | A | 7 | 1.3 | E | 8 | 0.104 | F | 8 | 0.19 | F | 8 | 0 | 1 | D | 9 | 0 | C | 8
1994-06-08 | 18:00 | 444 | 1326 | 248 | 1 | 10 | 459 | 1 | 16 | 94 | 1 | 10 | 264 | 1 | 10 | 421 | 1 | 16 | 123 | 1 | 10 | 175 | 1 | 21 | 2 | A | 7 | 2 | A | 7 | 28.3 | A | 7 | 7.2 | A | 7 | 26 | A | 7 | 836 | A | 7 | 0 | A | 7 | 0 | A | 7 | 80000 | B | 7 | 77777 | A | 7 | 1.3 | E | 8 | 0.104 | F | 8 | 0.19 | F | 8 | 0 | 1 | D | 9 | 0 | C | 8
1994-06-08 | 19:00 | 201 | 1326 | 83 | 1 | 10 | 287 | 1 | 16 | 39 | 1 | 10 | 84 | 1 | 10 | 195 | 1 | 16 | 55 | 1 | 10 | 70 | 1 | 21 | 3 | A | 7 | 3 | A | 7 | 25 | A | 7 | 8.9 | A | 7 | 36 | A | 7 | 836 | A | 7 | 50 | A | 7 | 5.7 | A | 7 | 80000 | B | 7 | 77777 | A | 7 | 1.3 | E | 8 | 0.104 | F | 8 | 0.19 | F | 8 | 0 | 1 | D | 9 | 0 | C | 8
1994-06-08 | 20:00 | 16 | 519 | 3 | 1 | 10 | 24 | 1 | 16 | 2 | 1 | 10 | 0 | 1 | 10 | 0 | 1 | 16 | 0 | 1 | 10 | 0 | 1 | 21 | 2 | A | 7 | 1 | A | 7 | 22.2 | A | 7 | 7.2 | A | 7 | 38 | A | 7 | 837 | A | 7 | 60 | A | 7 | 4.6 | A | 7 | 64000 | B | 7 | 77777 | A | 7 | 1.3 | E | 8 | 0.104 | F | 8 | 0.19 | F | 8 | 0 | 1 | D | 9 | 0 | C | 8
1994-06-08 | 21:00 | 0 | 0 | 0 | 1 | 0 | 0 | 1 | 0 | 0 | 1 | 0 | 0 | 1 | 0 | 0 | 1 | 0 | 0 | 1 | 0 | 0 | 1 | 0 | 0 | A | 7 | 0 | A | 7 | 18.9 | A | 7 | 10.6 | A | 7 | 59 | A | 7 | 839 | A | 7 | 60 | A | 7 | 7.2 | A | 7 | 32000 | B | 7 | 77777 | A | 7 | 1.3 | E | 8 | 0.104 | F | 8 | 0.19 | F | 8 | 0 | 1 | D | 9 | 0 | C | 8
1994-06-08 | 22:00 | 0 | 0 | 0 | 1 | 0 | 0 | 1 | 0 | 0 | 1 | 0 | 0 | 1 | 0 | 0 | 1 | 0 | 0 | 1 | 0 | 0 | 1 | 0 | 0 | A | 7 | 0 | A | 7 | 16.7 | A | 7 | 11.7 | A | 7 | 72 | A | 7 | 840 | A | 7 | 120 | A | 7 | 6.2 | A | 7 | 32000 | B | 7 | 77777 | A | 7 | 1.3 | E | 8 | 0.104 | F | 8 | 0.19 | F | 8 | 0 | 1 | D | 9 | 0 | C | 8
1994-06-08 | 23:00 | 0 | 0 | 0 | 1 | 0 | 0 | 1 | 0 | 0 | 1 | 0 | 0 | 1 | 0 | 0 | 1 | 0 | 0 | 1 | 0 | 0 | 1 | 0 | 3 | A | 7 | 3 | A | 7 | 16.7 | A | 7 | 9.4 | A | 7 | 62 | A | 7 | 842 | A | 7 | 120 | A | 7 | 3.1 | A | 7 | 40000 | B | 7 | 77777 | A | 7 | 1.3 | E | 8 | 0.104 | F | 8 | 0.19 | F | 8 | 0 | 1 | D | 9 | 0 | C | 8
1994-06-08 | 24:00 | 0 | 0 | 0 | 1 | 0 | 0 | 1 | 0 | 0 | 1 | 0 | 0 | 1 | 0 | 0 | 1 | 0 | 0 | 1 | 0 | 0 | 1 | 0 | 2 | A | 7 | 2 | A | 7 | 14.4 | A | 7 | 8.9 | A | 7 | 70 | A | 7 | 842 | A | 7 | 340 | A | 7 | 2.1 | A | 7 | 40000 | B | 7 | 77777 | A | 7 | 1.3 | E | 8 | 0.104 | F | 8 | 0.19 | F | 8 | 0 | 1 | D | 9 | 0 | C | 8
1994-06-09 | 1:00 | 0 | 0 | 0 | 1 | 0 | 0 | 1 | 0 | 0 | 1 | 0 | 0 | 1 | 0 | 0 | 1 | 0 | 0 | 1 | 0 | 0 | 1 | 0 | 1 | A | 7 | 1 | A | 7 | 12.8 | A | 7 | 1.7 | A | 7 | 47 | A | 7 | 843 | A | 7 | 30 | A | 7 | 7.2 | A | 7 | 40000 | B | 7 | 77777 | A | 7 | 1.3 | E | 8 | 0.104 | F | 8 | 0.19 | F | 8 | 0 | 1 | D | 9 | 0 | C | 8
1994-06-09 | 2:00 | 0 | 0 | 0 | 1 | 0 | 0 | 1 | 0 | 0 | 1 | 0 | 0 | 1 | 0 | 0 | 1 | 0 | 0 | 1 | 0 | 0 | 1 | 0 | 1 | A | 7 | 1 | A | 7 | 11.1 | A | 7 | 1.1 | A | 7 | 50 | A | 7 | 843 | A | 7 | 320 | A | 7 | 3.1 | A | 7 | 40000 | B | 7 | 77777 | A | 7 | 1.3 | E | 8 | 0.104 | F | 8 | 0.19 | F | 8 | 0 | 1 | D | 9 | 0 | C | 8
1994-06-09 | 3:00 | 0 | 0 | 0 | 1 | 0 | 0 | 1 | 0 | 0 | 1 | 0 | 0 | 1 | 0 | 0 | 1 | 0 | 0 | 1 | 0 | 0 | 1 | 0 | 2 | A | 7 | 2 | A | 7 | 8.9 | A | 7 | 1.7 | A | 7 | 61 | A | 7 | 844 | A | 7 | 350 | A | 7 | 2.1 | A | 7 | 40000 | B | 7 | 77777 | A | 7 | 1.3 | E | 8 | 0.104 | F | 8 | 0.19 | F | 8 | 0 | 1 | D | 9 | 0 | C | 8
1994-06-09 | 4:00 | 0 | 0 | 0 | 1 | 0 | 0 | 1 | 0 | 0 | 1 | 0 | 0 | 1 | 0 | 0 | 1 | 0 | 0 | 1 | 0 | 0 | 1 | 0 | 4 | A | 7 | 4 | A | 7 | 7.8 | A | 7 | 2.8 | A | 7 | 71 | A | 7 | 844 | A | 7 | 0 | A | 7 | 0 | A | 7 | 40000 | B | 7 | 77777 | A | 7 | 1.3 | E | 8 | 0.104 | F | 8 | 0.19 | F | 8 | 0 | 1 | D | 9 | 0 | C | 8
1994-06-09 | 5:00 | 23 | 630 | 4 | 1 | 10 | 0 | 1 | 16 | 4 | 1 | 10 | 0 | 1 | 10 | 0 | 1 | 16 | 0 | 1 | 10 | 0 | 1 | 21 | 5 | A | 7 | 5 | A | 7 | 7.2 | A | 7 | 2.8 | A | 7 | 74 | A | 7 | 844 | A | 7 | 0 | A | 7 | 0 | A | 7 | 40000 | B | 7 | 77777 | A | 7 | 1.3 | E | 8 | 0.104 | F | 8 | 0.19 | F | 8 | 0 | 1 | D | 9 | 0 | C | 8
1994-06-09 | 6:00 | 220 | 1325 | 91 | 1 | 10 | 102 | 1 | 16 | 74 | 1 | 10 | 98 | 1 | 10 | 73 | 1 | 16 | 86 | 1 | 10 | 158 | 1 | 21 | 4 | A | 7 | 4 | A | 7 | 12.8 | A | 7 | -0.6 | A | 7 | 39 | A | 7 | 844 | A | 7 | 150 | A | 7 | 2.1 | A | 7 | 72000 | B | 7 | 77777 | A | 7 | 1.3 | E | 8 | 0.104 | F | 8 | 0.19 | F | 8 | 0 | 1 | D | 9 | 0 | C | 8
1994-06-09 | 7:00 | 463 | 1325 | 247 | 1 | 10 | 351 | 1 | 16 | 124 | 1 | 10 | 257 | 1 | 10 | 325 | 1 | 16 | 143 | 1 | 10 | 239 | 1 | 21 | 2 | A | 7 | 2 | A | 7 | 15.6 | A | 7 | -1.7 | A | 7 | 30 | A | 7 | 844 | A | 7 | 240 | A | 7 | 2.1 | A | 7 | 80000 | B | 7 | 77777 | A | 7 | 1.3 | E | 8 | 0.104 | F | 8 | 0.19 | F | 8 | 0 | 1 | D | 9 | 0 | C | 8
1994-06-09 | 8:00 | 697 | 1325 | 432 | 1 | 10 | 531 | 1 | 16 | 152 | 1 | 10 | 464 | 1 | 10 | 537 | 1 | 16 | 181 | 1 | 10 | 324 | 1 | 21 | 1 | A | 7 | 0 | A | 7 | 16.1 | A | 7 | -2.8 | A | 7 | 26 | A | 7 | 844 | A | 7 | 160 | A | 7 | 2.1 | A | 7 | 80000 | B | 7 | 77777 | A | 7 | 1.3 | E | 8 | 0.104 | F | 8 | 0.19 | F | 8 | 0 | 1 | D | 9 | 0 | C | 8
1994-06-09 | 9:00 | 907 | 1325 | 651 | 1 | 10 | 681 | 1 | 16 | 185 | 1 | 10 | 684 | 1 | 10 | 687 | 1 | 16 | 213 | 1 | 10 | 494 | 1 | 21 | 0 | A | 7 | 0 | A | 7 | 17.2 | A | 7 | -3.3 | A | 7 | 24 | A | 7 | 843 | A | 7 | 140 | A | 7 | 3.6 | A | 7 | 96000 | B | 7 | 77777 | A | 7 | 1.3 | E | 8 | 0.104 | F | 8 | 0.19 | F | 8 | 0 | 1 | D | 9 | 0 | C | 8
1994-06-09 | 10:00 | 1078 | 1325 | 811 | 1 | 10 | 740 | 1 | 16 | 209 | 1 | 10 | 861 | 1 | 10 | 754 | 1 | 16 | 247 | 1 | 10 | 778 | 1 | 21 | 0 | A | 7 | 0 | A | 7 | 18.9 | A | 7 | 0 | A | 7 | 28 | A | 7 | 842 | A | 7 | 150 | A | 7 | 5.2 | A | 7 | 96000 | B | 7 | 77777 | A | 7 | 1.3 | E | 8 | 0.104 | F | 8 | 0.19 | F | 8 | 0 | 1 | D | 9 | 0 | C | 8
1994-06-09 | 11:00 | 1198 | 1325 | 924 | 1 | 10 | 773 | 1 | 16 | 225 | 1 | 10 | 988 | 1 | 10 | 790 | 1 | 16 | 273 | 1 | 10 | 1223 | 1 | 21 | 0 | A | 7 | 0 | A | 7 | 21.1 | A | 7 | 0.6 | A | 7 | 26 | A | 7 | 841 | A | 7 | 140 | A | 7 | 5.7 | A | 7 | 96000 | B | 7 | 77777 | A | 7 | 1.3 | E | 8 | 0.104 | F | 8 | 0.19 | F | 8 | 0 | 1 | D | 9 | 0 | C | 8
1994-06-09 | 12:00 | 1259 | 1325 | 982 | 1 | 10 | 788 | 1 | 16 | 233 | 1 | 10 | 1054 | 1 | 10 | 806 | 1 | 16 | 286 | 1 | 10 | 1708 | 1 | 21 | 0 | A | 7 | 0 | A | 7 | 22.2 | A | 7 | 2.8 | A | 7 | 28 | A | 7 | 840 | A | 7 | 90 | A | 7 | 4.1 | A | 7 | 96000 | B | 7 | 77777 | A | 7 | 1.3 | E | 8 | 0.104 | F | 8 | 0.19 | F | 8 | 0 | 1 | D | 9 | 0 | C | 8
1994-06-09 | 13:00 | 1257 | 1325 | 980 | 1 | 10 | 788 | 1 | 16 | 232 | 1 | 10 | 1051 | 1 | 10 | 807 | 1 | 16 | 285 | 1 | 10 | 1678 | 1 | 21 | 0 | A | 7 | 0 | A | 7 | 23.3 | A | 7 | 2.8 | A | 7 | 26 | A | 7 | 839 | A | 7 | 150 | A | 7 | 3.6 | A | 7 | 96000 | B | 7 | 77777 | A | 7 | 1.3 | E | 8 | 0.104 | F | 8 | 0.19 | F | 8 | 0 | 1 | D | 9 | 0 | C | 8
1994-06-09 | 14:00 | 1191 | 1325 | 888 | 1 | 10 | 721 | 1 | 16 | 239 | 1 | 10 | 944 | 1 | 10 | 734 | 1 | 16 | 283 | 1 | 10 | 1259 | 1 | 21 | 1 | A | 7 | 1 | A | 7 | 25.6 | A | 7 | 4.4 | A | 7 | 25 | A | 7 | 839 | A | 7 | 100 | A | 7 | 3.6 | A | 7 | 96000 | B | 7 | 77777 | A | 7 | 1.3 | E | 8 | 0.104 | F | 8 | 0.19 | F | 8 | 0 | 1 | D | 9 | 0 | C | 8
1994-06-09 | 15:00 | 1067 | 1325 | 659 | 1 | 10 | 456 | 1 | 16 | 291 | 1 | 10 | 705 | 1 | 10 | 476 | 1 | 16 | 322 | 1 | 10 | 1072 | 1 | 21 | 6 | A | 7 | 4 | A | 7 | 25 | A | 7 | 5 | A | 7 | 28 | A | 7 | 838 | A | 7 | 60 | A | 7 | 3.6 | A | 7 | 80000 | B | 7 | 7010 | A | 7 | 1.3 | E | 8 | 0.104 | F | 8 | 0.19 | F | 8 | 0 | 1 | D | 9 | 0 | C | 8
1994-06-09 | 16:00 | 894 | 1325 | 269 | 1 | 10 | 122 | 1 | 16 | 186 | 1 | 10 | 303 | 1 | 10 | 130 | 1 | 16 | 215 | 1 | 10 | 544 | 1 | 21 | 9 | A | 7 | 9 | A | 7 | 25 | A | 7 | 4.4 | A | 7 | 26 | A | 7 | 838 | A | 7 | 70 | A | 7 | 4.1 | A | 7 | 80000 | B | 7 | 3962 | A | 7 | 1.3 | E | 8 | 0.104 | F | 8 | 0.19 | F | 8 | 0 | 1 | D | 9 | 0 | C | 8
1994-06-09 | 17:00 | 681 | 1325 | 167 | 1 | 10 | 41 | 1 | 16 | 146 | 1 | 10 | 184 | 1 | 10 | 40 | 1 | 16 | 164 | 1 | 10 | 474 | 1 | 21 | 9 | A | 7 | 9 | A | 7 | 24.4 | A | 7 | 4.4 | A | 7 | 27 | A | 7 | 838 | A | 7 | 50 | A | 7 | 3.6 | A | 7 | 80000 | B | 7 | 3962 | A | 7 | 1.3 | E | 8 | 0.104 | F | 8 | 0.19 | F | 8 | 0 | 1 | D | 9 | 0 | C | 8
1994-06-09 | 18:00 | 446 | 1325 | 231 | 1 | 10 | 330 | 1 | 16 | 120 | 1 | 10 | 247 | 1 | 10 | 310 | 1 | 16 | 142 | 1 | 10 | 240 | 1 | 21 | 4 | A | 7 | 3 | A | 7 | 23.3 | A | 7 | 2.8 | A | 7 | 26 | A | 7 | 839 | A | 7 | 80 | A | 7 | 5.2 | A | 7 | 80000 | B | 7 | 77777 | A | 7 | 1.3 | E | 8 | 0.104 | F | 8 | 0.19 | F | 8 | 0 | 1 | D | 9 | 0 | C | 8
1994-06-09 | 19:00 | 203 | 1325 | 79 | 1 | 10 | 88 | 1 | 16 | 66 | 1 | 10 | 86 | 1 | 10 | 60 | 1 | 16 | 76 | 1 | 10 | 140 | 1 | 21 | 2 | A | 7 | 2 | A | 7 | 21.1 | A | 7 | 5.6 | A | 7 | 36 | A | 7 | 839 | A | 7 | 110 | A | 7 | 5.2 | A | 7 | 80000 | B | 7 | 77777 | A | 7 | 1.3 | E | 8 | 0.104 | F | 8 | 0.19 | F | 8 | 0 | 1 | D | 9 | 0 | C | 8
1994-06-09 | 20:00 | 17 | 541 | 2 | 1 | 10 | 0 | 1 | 16 | 2 | 1 | 10 | 0 | 1 | 10 | 0 | 1 | 16 | 0 | 1 | 10 | 0 | 1 | 21 | 1 | A | 7 | 1 | A | 7 | 18.3 | A | 7 | 6.7 | A | 7 | 47 | A | 7 | 839 | A | 7 | 120 | A | 7 | 4.6 | A | 7 | 64000 | B | 7 | 77777 | A | 7 | 1.3 | E | 8 | 0.104 | F | 8 | 0.19 | F | 8 | 0 | 1 | D | 9 | 0 | C | 8
1994-06-09 | 21:00 | 0 | 0 | 0 | 1 | 0 | 0 | 1 | 0 | 0 | 1 | 0 | 0 | 1 | 0 | 0 | 1 | 0 | 0 | 1 | 0 | 0 | 1 | 0 | 0 | A | 7 | 0 | A | 7 | 16.7 | A | 7 | 7.8 | A | 7 | 56 | A | 7 | 840 | A | 7 | 130 | A | 7 | 3.6 | A | 7 | 48000 | B | 7 | 77777 | A | 7 | 1.3 | E | 8 | 0.104 | F | 8 | 0.19 | F | 8 | 0 | 1 | D | 9 | 0 | C | 8
1994-06-09 | 22:00 | 0 | 0 | 0 | 1 | 0 | 0 | 1 | 0 | 0 | 1 | 0 | 0 | 1 | 0 | 0 | 1 | 0 | 0 | 1 | 0 | 0 | 1 | 0 | 0 | A | 7 | 0 | A | 7 | 15.6 | A | 7 | 7.8 | A | 7 | 60 | A | 7 | 840 | A | 7 | 130 | A | 7 | 3.1 | A | 7 | 48000 | B | 7 | 77777 | A | 7 | 1.3 | E | 8 | 0.104 | F | 8 | 0.19 | F | 8 | 0 | 1 | D | 9 | 0 | C | 8
1994-06-09 | 23:00 | 0 | 0 | 0 | 1 | 0 | 0 | 1 | 0 | 0 | 1 | 0 | 0 | 1 | 0 | 0 | 1 | 0 | 0 | 1 | 0 | 0 | 1 | 0 | 0 | A | 7 | 0 | A | 7 | 15 | A | 7 | 7.2 | A | 7 | 60 | A | 7 | 840 | A | 7 | 160 | A | 7 | 2.1 | A | 7 | 48000 | B | 7 | 77777 | A | 7 | 1.3 | E | 8 | 0.104 | F | 8 | 0.19 | F | 8 | 0 | 1 | D | 9 | 0 | C | 8
1994-06-09 | 24:00 | 0 | 0 | 0 | 1 | 0 | 0 | 1 | 0 | 0 | 1 | 0 | 0 | 1 | 0 | 0 | 1 | 0 | 0 | 1 | 0 | 0 | 1 | 0 | 0 | A | 7 | 0 | A | 7 | 13.9 | A | 7 | 7.8 | A | 7 | 67 | A | 7 | 840 | A | 7 | 220 | A | 7 | 2.6 | A | 7 | 32000 | B | 7 | 77777 | A | 7 | 1.3 | E | 8 | 0.104 | F | 8 | 0.19 | F | 8 | 0 | 1 | D | 9 | 0 | C | 8
1994-06-10 | 1:00 | 0 | 0 | 0 | 1 | 0 | 0 | 1 | 0 | 0 | 1 | 0 | 0 | 1 | 0 | 0 | 1 | 0 | 0 | 1 | 0 | 0 | 1 | 0 | 0 | A | 7 | 0 | A | 7 | 12.8 | A | 7 | 6.7 | A | 7 | 66 | A | 7 | 840 | A | 7 | 320 | A | 7 | 1.5 | A | 7 | 32000 | B | 7 | 77777 | A | 7 | 1.3 | E | 8 | 0.104 | F | 8 | 0.19 | F | 8 | 0 | 1 | D | 9 | 0 | C | 8
1994-06-10 | 2:00 | 0 | 0 | 0 | 1 | 0 | 0 | 1 | 0 | 0 | 1 | 0 | 0 | 1 | 0 | 0 | 1 | 0 | 0 | 1 | 0 | 0 | 1 | 0 | 0 | A | 7 | 0 | A | 7 | 12.2 | A | 7 | 5 | A | 7 | 61 | A | 7 | 841 | A | 7 | 330 | A | 7 | 2.6 | A | 7 | 32000 | B | 7 | 77777 | A | 7 | 1.3 | E | 8 | 0.104 | F | 8 | 0.19 | F | 8 | 0 | 1 | D | 9 | 0 | C | 8
1994-06-10 | 3:00 | 0 | 0 | 0 | 1 | 0 | 0 | 1 | 0 | 0 | 1 | 0 | 0 | 1 | 0 | 0 | 1 | 0 | 0 | 1 | 0 | 0 | 1 | 0 | 0 | A | 7 | 0 | A | 7 | 10.6 | A | 7 | 3.9 | A | 7 | 63 | A | 7 | 842 | A | 7 | 340 | A | 7 | 3.1 | A | 7 | 32000 | B | 7 | 77777 | A | 7 | 1.3 | E | 8 | 0.104 | F | 8 | 0.19 | F | 8 | 0 | 1 | D | 9 | 0 | C | 8
1994-06-10 | 4:00 | 0 | 0 | 0 | 1 | 0 | 0 | 1 | 0 | 0 | 1 | 0 | 0 | 1 | 0 | 0 | 1 | 0 | 0 | 1 | 0 | 0 | 1 | 0 | 0 | A | 7 | 0 | A | 7 | 10 | A | 7 | 1.1 | A | 7 | 54 | A | 7 | 842 | A | 7 | 330 | A | 7 | 2.1 | A | 7 | 48000 | B | 7 | 77777 | A | 7 | 1.3 | E | 8 | 0.104 | F | 8 | 0.19 | F | 8 | 0 | 1 | D | 9 | 0 | C | 8
1994-06-10 | 5:00 | 23 | 629 | 7 | 1 | 10 | 89 | 1 | 16 | 4 | 1 | 10 | 0 | 1 | 10 | 0 | 1 | 16 | 0 | 1 | 10 | 0 | 1 | 21 | 0 | A | 7 | 0 | A | 7 | 10 | A | 7 | 0.6 | A | 7 | 52 | A | 7 | 842 | A | 7 | 330 | A | 7 | 1.5 | A | 7 | 112000 | B | 7 | 77777 | A | 7 | 1.3 | E | 8 | 0.104 | F | 8 | 0.19 | F | 8 | 0 | 1 | D | 9 | 0 | C | 8
1994-06-10 | 6:00 | 220 | 1325 | 118 | 1 | 10 | 534 | 1 | 16 | 29 | 1 | 10 | 121 | 1 | 10 | 401 | 1 | 16 | 55 | 1 | 10 | 59 | 1 | 21 | 0 | A | 7 | 0 | A | 7 | 13.9 | A | 7 | 0.6 | A | 7 | 40 | A | 7 | 843 | A | 7 | 0 | A | 7 | 0 | A | 7 | 112000 | B | 7 | 77777 | A | 7 | 1.3 | E | 8 | 0.104 | F | 8 | 0.19 | F | 8 | 0 | 1 | D | 9 | 0 | C | 8
1994-06-10 | 7:00 | 463 | 1325 | 309 | 1 | 10 | 756 | 1 | 16 | 45 | 1 | 10 | 326 | 1 | 10 | 701 | 1 | 16 | 82 | 1 | 10 | 109 | 1 | 21 | 0 | A | 7 | 0 | A | 7 | 16.1 | A | 7 | -0.6 | A | 7 | 32 | A | 7 | 843 | A | 7 | 360 | A | 7 | 2.6 | A | 7 | 112000 | B | 7 | 77777 | A | 7 | 1.3 | E | 8 | 0.104 | F | 8 | 0.19 | F | 8 | 0 | 1 | D | 9 | 0 | C | 8
1994-06-10 | 8:00 | 697 | 1325 | 513 | 1 | 10 | 859 | 1 | 16 | 61 | 1 | 10 | 540 | 1 | 10 | 842 | 1 | 16 | 96 | 1 | 10 | 152 | 1 | 21 | 0 | A | 7 | 0 | A | 7 | 17.8 | A | 7 | -0.6 | A | 7 | 29 | A | 7 | 843 | A | 7 | 70 | A | 7 | 2.6 | A | 7 | 112000 | B | 7 | 77777 | A | 7 | 1.3 | E | 8 | 0.104 | F | 8 | 0.19 | F | 8 | 0 | 1 | D | 9 | 0 | C | 8
1994-06-10 | 9:00 | 907 | 1325 | 701 | 1 | 10 | 916 | 1 | 16 | 74 | 1 | 10 | 735 | 1 | 10 | 914 | 1 | 16 | 108 | 1 | 10 | 206 | 1 | 21 | 0 | A | 7 | 0 | A | 7 | 20 | A | 7 | 0.6 | A | 7 | 27 | A | 7 | 842 | A | 7 | 0 | A | 7 | 0 | A | 7 | 112000 | B | 7 | 77777 | A | 7 | 1.3 | E | 8 | 0.104 | F | 8 | 0.19 | F | 8 | 0 | 1 | D | 9 | 0 | C | 8
1994-06-10 | 10:00 | 1078 | 1325 | 855 | 1 | 10 | 949 | 1 | 16 | 83 | 1 | 10 | 892 | 1 | 10 | 952 | 1 | 16 | 117 | 1 | 10 | 292 | 1 | 21 | 0 | A | 7 | 0 | A | 7 | 21.1 | A | 7 | 0 | A | 7 | 24 | A | 7 | 842 | A | 7 | 70 | A | 7 | 2.6 | A | 7 | 112000 | B | 7 | 77777 | A | 7 | 1.3 | E | 8 | 0.104 | F | 8 | 0.19 | F | 8 | 0 | 1 | D | 9 | 0 | C | 8
1994-06-10 | 11:00 | 1198 | 1325 | 964 | 1 | 10 | 967 | 1 | 16 | 89 | 1 | 10 | 1003 | 1 | 10 | 972 | 1 | 16 | 122 | 1 | 10 | 433 | 1 | 21 | 0 | A | 7 | 0 | A | 7 | 22.2 | A | 7 | 0 | A | 7 | 23 | A | 7 | 842 | A | 7 | 60 | A | 7 | 3.1 | A | 7 | 112000 | B | 7 | 77777 | A | 7 | 1.3 | E | 8 | 0.104 | F | 8 | 0.19 | F | 8 | 0 | 1 | D | 9 | 0 | C | 8
1994-06-10 | 12:00 | 1259 | 1325 | 960 | 1 | 10 | 823 | 1 | 16 | 177 | 1 | 10 | 1018 | 1 | 10 | 831 | 1 | 16 | 227 | 1 | 10 | 1229 | 1 | 21 | 2 | A | 7 | 2 | A | 7 | 23.9 | A | 7 | 0 | A | 7 | 21 | A | 7 | 841 | A | 7 | 0 | A | 7 | 0 | A | 7 | 112000 | B | 7 | 77777 | A | 7 | 1.3 | E | 8 | 0.104 | F | 8 | 0.19 | F | 8 | 0 | 1 | D | 9 | 0 | C | 8
1994-06-10 | 13:00 | 1257 | 1325 | 910 | 1 | 10 | 820 | 1 | 16 | 131 | 1 | 10 | 934 | 1 | 10 | 822 | 1 | 16 | 153 | 1 | 10 | 766 | 1 | 21 | 3 | A | 7 | 3 | A | 7 | 25 | A | 7 | 0 | A | 7 | 19 | A | 7 | 840 | A | 7 | 30 | A | 7 | 2.1 | A | 7 | 112000 | B | 7 | 77777 | A | 7 | 1.3 | E | 8 | 0.104 | F | 8 | 0.19 | F | 8 | 0 | 1 | D | 9 | 0 | C | 8
1994-06-10 | 14:00 | 1192 | 1325 | 898 | 1 | 10 | 831 | 1 | 16 | 150 | 1 | 10 | 962 | 1 | 10 | 843 | 1 | 16 | 202 | 1 | 10 | 762 | 1 | 21 | 5 | A | 7 | 2 | A | 7 | 25.6 | A | 7 | 0 | A | 7 | 19 | A | 7 | 839 | A | 7 | 70 | A | 7 | 3.6 | A | 7 | 112000 | B | 7 | 77777 | A | 7 | 1.3 | E | 8 | 0.104 | F | 8 | 0.19 | F | 8 | 0 | 1 | D | 9 | 0 | C | 8
1994-06-10 | 15:00 | 1068 | 1325 | 863 | 1 | 10 | 879 | 1 | 16 | 153 | 1 | 10 | 907 | 1 | 10 | 885 | 1 | 16 | 192 | 1 | 10 | 518 | 1 | 21 | 5 | A | 7 | 5 | A | 7 | 26.1 | A | 7 | 0 | A | 7 | 18 | A | 7 | 839 | A | 7 | 350 | A | 7 | 2.1 | A | 7 | 112000 | B | 7 | 77777 | A | 7 | 1.3 | E | 8 | 0.104 | F | 8 | 0.19 | F | 8 | 0 | 1 | D | 9 | 0 | C | 8
1994-06-10 | 16:00 | 895 | 1325 | 636 | 1 | 10 | 783 | 1 | 16 | 107 | 1 | 10 | 678 | 1 | 10 | 789 | 1 | 16 | 144 | 1 | 10 | 283 | 1 | 21 | 2 | A | 7 | 2 | A | 7 | 26.7 | A | 7 | 0 | A | 7 | 17 | A | 7 | 838 | A | 7 | 220 | A | 7 | 1.5 | A | 7 | 96000 | B | 7 | 77777 | A | 7 | 1.3 | E | 8 | 0.104 | F | 8 | 0.19 | F | 8 | 0 | 1 | D | 9 | 0 | C | 8
1994-06-10 | 17:00 | 683 | 1325 | 473 | 1 | 10 | 797 | 1 | 16 | 62 | 1 | 10 | 497 | 1 | 10 | 779 | 1 | 16 | 95 | 1 | 10 | 151 | 1 | 21 | 1 | A | 7 | 1 | A | 7 | 26.7 | A | 7 | 0 | A | 7 | 17 | A | 7 | 838 | A | 7 | 120 | A | 7 | 3.1 | A | 7 | 80000 | B | 7 | 77777 | A | 7 | 1.3 | E | 8 | 0.104 | F | 8 | 0.19 | F | 8 | 0 | 1 | D | 9 | 0 | C | 8
1994-06-10 | 18:00 | 447 | 1325 | 272 | 1 | 10 | 603 | 1 | 16 | 68 | 1 | 10 | 285 | 1 | 10 | 554 | 1 | 16 | 98 | 1 | 10 | 133 | 1 | 21 | 2 | A | 7 | 2 | A | 7 | 26.1 | A | 7 | 1.1 | A | 7 | 20 | A | 7 | 838 | A | 7 | 120 | A | 7 | 3.1 | A | 7 | 80000 | B | 7 | 77777 | A | 7 | 1.3 | E | 8 | 0.104 | F | 8 | 0.19 | F | 8 | 0 | 1 | D | 9 | 0 | C | 8
1994-06-10 | 19:00 | 205 | 1325 | 108 | 1 | 10 | 458 | 1 | 16 | 37 | 1 | 10 | 111 | 1 | 10 | 315 | 1 | 16 | 62 | 1 | 10 | 67 | 1 | 21 | 3 | A | 7 | 3 | A | 7 | 24.4 | A | 7 | 1.1 | A | 7 | 22 | A | 7 | 838 | A | 7 | 60 | A | 7 | 4.1 | A | 7 | 80000 | B | 7 | 77777 | A | 7 | 1.3 | E | 8 | 0.104 | F | 8 | 0.19 | F | 8 | 0 | 1 | D | 9 | 0 | C | 8
1994-06-10 | 20:00 | 17 | 541 | 4 | 1 | 10 | 55 | 1 | 16 | 2 | 1 | 10 | 0 | 1 | 10 | 0 | 1 | 16 | 0 | 1 | 10 | 0 | 1 | 21 | 2 | A | 7 | 2 | A | 7 | 22.8 | A | 7 | 1.1 | A | 7 | 24 | A | 7 | 839 | A | 7 | 60 | A | 7 | 3.1 | A | 7 | 64000 | B | 7 | 77777 | A | 7 | 1.3 | E | 8 | 0.104 | F | 8 | 0.19 | F | 8 | 0 | 1 | D | 9 | 0 | C | 8
1994-06-10 | 21:00 | 0 | 0 | 0 | 1 | 0 | 0 | 1 | 0 | 0 | 1 | 0 | 0 | 1 | 0 | 0 | 1 | 0 | 0 | 1 | 0 | 0 | 1 | 0 | 1 | A | 7 | 1 | A | 7 | 20 | A | 7 | 2.2 | A | 7 | 31 | A | 7 | 839 | A | 7 | 120 | A | 7 | 2.1 | A | 7 | 48000 | B | 7 | 77777 | A | 7 | 1.3 | E | 8 | 0.104 | F | 8 | 0.19 | F | 8 | 0 | 1 | D | 9 | 0 | C | 8
1994-06-10 | 22:00 | 0 | 0 | 0 | 1 | 0 | 0 | 1 | 0 | 0 | 1 | 0 | 0 | 1 | 0 | 0 | 1 | 0 | 0 | 1 | 0 | 0 | 1 | 0 | 0 | A | 7 | 0 | A | 7 | 18.9 | A | 7 | 3.3 | A | 7 | 35 | A | 7 | 839 | A | 7 | 120 | A | 7 | 3.1 | A | 7 | 48000 | B | 7 | 77777 | A | 7 | 1.3 | E | 8 | 0.104 | F | 8 | 0.19 | F | 8 | 0 | 1 | D | 9 | 0 | C | 8
1994-06-10 | 23:00 | 0 | 0 | 0 | 1 | 0 | 0 | 1 | 0 | 0 | 1 | 0 | 0 | 1 | 0 | 0 | 1 | 0 | 0 | 1 | 0 | 0 | 1 | 0 | 0 | A | 7 | 0 | A | 7 | 16.7 | A | 7 | 4.4 | A | 7 | 44 | A | 7 | 838 | A | 7 | 120 | A | 7 | 2.1 | A | 7 | 40000 | B | 7 | 77777 | A | 7 | 1.3 | E | 8 | 0.104 | F | 8 | 0.19 | F | 8 | 0 | 1 | D | 9 | 0 | C | 8
1994-06-10 | 24:00 | 0 | 0 | 0 | 1 | 0 | 0 | 1 | 0 | 0 | 1 | 0 | 0 | 1 | 0 | 0 | 1 | 0 | 0 | 1 | 0 | 0 | 1 | 0 | 0 | A | 7 | 0 | A | 7 | 16.1 | A | 7 | 5.6 | A | 7 | 50 | A | 7 | 838 | A | 7 | 170 | A | 7 | 3.6 | A | 7 | 32000 | B | 7 | 77777 | A | 7 | 1.3 | E | 8 | 0.104 | F | 8 | 0.19 | F | 8 | 0 | 1 | D | 9 | 0 | C | 8
1994-06-11 | 1:00 | 0 | 0 | 0 | 1 | 0 | 0 | 1 | 0 | 0 | 1 | 0 | 0 | 1 | 0 | 0 | 1 | 0 | 0 | 1 | 0 | 0 | 1 | 0 | 0 | A | 7 | 0 | A | 7 | 16.7 | A | 7 | 5 | A | 7 | 46 | A | 7 | 838 | A | 7 | 180 | A | 7 | 3.1 | A | 7 | 32000 | B | 7 | 77777 | A | 7 | 1.3 | E | 8 | 0.104 | F | 8 | 0.19 | F | 8 | 0 | 1 | D | 9 | 0 | C | 8
1994-06-11 | 2:00 | 0 | 0 | 0 | 1 | 0 | 0 | 1 | 0 | 0 | 1 | 0 | 0 | 1 | 0 | 0 | 1 | 0 | 0 | 1 | 0 | 0 | 1 | 0 | 0 | A | 7 | 0 | A | 7 | 15.6 | A | 7 | 10 | A | 7 | 69 | A | 7 | 837 | A | 7 | 230 | A | 7 | 2.1 | A | 7 | 32000 | B | 7 | 77777 | A | 7 | 1.3 | E | 8 | 0.104 | F | 8 | 0.19 | F | 8 | 0 | 1 | D | 9 | 0 | C | 8
1994-06-11 | 3:00 | 0 | 0 | 0 | 1 | 0 | 0 | 1 | 0 | 0 | 1 | 0 | 0 | 1 | 0 | 0 | 1 | 0 | 0 | 1 | 0 | 0 | 1 | 0 | 0 | A | 7 | 0 | A | 7 | 13.9 | A | 7 | 8.9 | A | 7 | 72 | A | 7 | 838 | A | 7 | 320 | A | 7 | 3.6 | A | 7 | 32000 | B | 7 | 77777 | A | 7 | 1.3 | E | 8 | 0.104 | F | 8 | 0.19 | F | 8 | 0 | 1 | D | 9 | 0 | C | 8
1994-06-11 | 4:00 | 0 | 0 | 0 | 1 | 0 | 0 | 1 | 0 | 0 | 1 | 0 | 0 | 1 | 0 | 0 | 1 | 0 | 0 | 1 | 0 | 0 | 1 | 0 | 0 | A | 7 | 0 | A | 7 | 13.3 | A | 7 | 4.4 | A | 7 | 55 | A | 7 | 838 | A | 7 | 310 | A | 7 | 3.1 | A | 7 | 24000 | B | 7 | 77777 | A | 7 | 1.3 | E | 8 | 0.104 | F | 8 | 0.19 | F | 8 | 0 | 1 | D | 9 | 0 | C | 8
1994-06-11 | 5:00 | 24 | 629 | 6 | 1 | 10 | 67 | 1 | 16 | 4 | 1 | 10 | 0 | 1 | 10 | 0 | 1 | 16 | 0 | 1 | 10 | 0 | 1 | 21 | 0 | A | 7 | 0 | A | 7 | 11.7 | A | 7 | 6.1 | A | 7 | 68 | A | 7 | 839 | A | 7 | 330 | A | 7 | 1.5 | A | 7 | 48000 | B | 7 | 77777 | A | 7 | 1.3 | E | 8 | 0.104 | F | 8 | 0.19 | F | 8 | 0 | 1 | D | 9 | 0 | C | 8
1994-06-11 | 6:00 | 221 | 1325 | 107 | 1 | 10 | 393 | 1 | 16 | 41 | 1 | 10 | 109 | 1 | 10 | 279 | 1 | 16 | 63 | 1 | 10 | 74 | 1 | 21 | 1 | A | 7 | 1 | A | 7 | 14.4 | A | 7 | 6.7 | A | 7 | 60 | A | 7 | 839 | A | 7 | 300 | A | 7 | 1.5 | A | 7 | 64000 | B | 7 | 77777 | A | 7 | 1.3 | E | 8 | 0.104 | F | 8 | 0.19 | F | 8 | 0 | 1 | D | 9 | 0 | C | 8
1994-06-11 | 7:00 | 463 | 1325 | 302 | 1 | 10 | 712 | 1 | 16 | 53 | 1 | 10 | 318 | 1 | 10 | 663 | 1 | 16 | 87 | 1 | 10 | 113 | 1 | 21 | 1 | A | 7 | 0 | A | 7 | 16.1 | A | 7 | 5.6 | A | 7 | 50 | A | 7 | 839 | A | 7 | 350 | A | 7 | 2.1 | A | 7 | 80000 | B | 7 | 77777 | A | 7 | 1.3 | E | 8 | 0.104 | F | 8 | 0.19 | F | 8 | 0 | 1 | D | 9 | 0 | C | 8
1994-06-11 | 8:00 | 697 | 1325 | 509 | 1 | 10 | 835 | 1 | 16 | 69 | 1 | 10 | 533 | 1 | 10 | 817 | 1 | 16 | 102 | 1 | 10 | 160 | 1 | 21 | 0 | A | 7 | 0 | A | 7 | 18.3 | A | 7 | 2.8 | A | 7 | 36 | A | 7 | 839 | A | 7 | 350 | A | 7 | 1.5 | A | 7 | 80000 | B | 7 | 77777 | A | 7 | 1.3 | E | 8 | 0.104 | F | 8 | 0.19 | F | 8 | 0 | 1 | D | 9 | 0 | C | 8
1994-06-11 | 9:00 | 907 | 1325 | 697 | 1 | 10 | 896 | 1 | 16 | 84 | 1 | 10 | 728 | 1 | 10 | 893 | 1 | 16 | 115 | 1 | 10 | 220 | 1 | 21 | 0 | A | 7 | 0 | A | 7 | 20.6 | A | 7 | 3.3 | A | 7 | 32 | A | 7 | 839 | A | 7 | 10 | A | 7 | 2.6 | A | 7 | 96000 | B | 7 | 77777 | A | 7 | 1.3 | E | 8 | 0.104 | F | 8 | 0.19 | F | 8 | 0 | 1 | D | 9 | 0 | C | 8
1994-06-11 | 10:00 | 1078 | 1325 | 852 | 1 | 10 | 931 | 1 | 16 | 94 | 1 | 10 | 885 | 1 | 10 | 933 | 1 | 16 | 125 | 1 | 10 | 316 | 1 | 21 | 0 | A | 7 | 0 | A | 7 | 22.8 | A | 7 | 3.9 | A | 7 | 29 | A | 7 | 839 | A | 7 | 30 | A | 7 | 3.6 | A | 7 | 80000 | B | 7 | 77777 | A | 7 | 1.3 | E | 8 | 0.104 | F | 8 | 0.19 | F | 8 | 0 | 1 | D | 9 | 0 | C | 8
1994-06-11 | 11:00 | 1198 | 1325 | 962 | 1 | 10 | 951 | 1 | 16 | 101 | 1 | 10 | 996 | 1 | 10 | 955 | 1 | 16 | 131 | 1 | 10 | 475 | 1 | 21 | 0 | A | 7 | 0 | A | 7 | 25 | A | 7 | 5.6 | A | 7 | 29 | A | 7 | 838 | A | 7 | 40 | A | 7 | 2.6 | A | 7 | 80000 | B | 7 | 77777 | A | 7 | 1.3 | E | 8 | 0.104 | F | 8 | 0.19 | F | 8 | 0 | 1 | D | 9 | 0 | C | 8
1994-06-11 | 12:00 | 1259 | 1325 | 1018 | 1 | 10 | 960 | 1 | 16 | 104 | 1 | 10 | 1052 | 1 | 10 | 965 | 1 | 16 | 134 | 1 | 10 | 653 | 1 | 21 | 0 | A | 7 | 0 | A | 7 | 27.2 | A | 7 | 4.4 | A | 7 | 23 | A | 7 | 838 | A | 7 | 40 | A | 7 | 3.1 | A | 7 | 80000 | B | 7 | 77777 | A | 7 | 1.3 | E | 8 | 0.104 | F | 8 | 0.19 | F | 8 | 0 | 1 | D | 9 | 0 | C | 8
1994-06-11 | 13:00 | 1257 | 1325 | 968 | 1 | 10 | 912 | 1 | 16 | 102 | 1 | 10 | 1002 | 1 | 10 | 916 | 1 | 16 | 131 | 1 | 10 | 636 | 1 | 21 | 1 | A | 7 | 1 | A | 7 | 28.3 | A | 7 | 3.9 | A | 7 | 21 | A | 7 | 837 | A | 7 | 120 | A | 7 | 3.1 | A | 7 | 80000 | B | 7 | 77777 | A | 7 | 1.3 | E | 8 | 0.104 | F | 8 | 0.19 | F | 8 | 0 | 1 | D | 9 | 0 | C | 8
1994-06-11 | 14:00 | 1192 | 1325 | 932 | 1 | 10 | 829 | 1 | 16 | 185 | 1 | 10 | 976 | 1 | 10 | 833 | 1 | 16 | 225 | 1 | 10 | 906 | 1 | 21 | 3 | A | 7 | 3 | A | 7 | 30 | A | 7 | 2.8 | A | 7 | 18 | A | 7 | 836 | A | 7 | 120 | A | 7 | 2.6 | A | 7 | 80000 | B | 7 | 77777 | A | 7 | 1.3 | E | 8 | 0.104 | F | 8 | 0.19 | F | 8 | 0 | 1 | D | 9 | 0 | C | 8
1994-06-11 | 15:00 | 1069 | 1325 | 764 | 1 | 10 | 742 | 1 | 16 | 165 | 1 | 10 | 798 | 1 | 10 | 744 | 1 | 16 | 196 | 1 | 10 | 548 | 1 | 21 | 2 | A | 7 | 2 | A | 7 | 30.6 | A | 7 | 2.2 | A | 7 | 16 | A | 7 | 836 | A | 7 | 100 | A | 7 | 2.1 | A | 7 | 80000 | B | 7 | 77777 | A | 7 | 1.3 | E | 8 | 0.104 | F | 8 | 0.19 | F | 8 | 0 | 1 | D | 9 | 0 | C | 8
1994-06-11 | 16:00 | 896 | 1325 | 521 | 1 | 10 | 543 | 1 | 16 | 154 | 1 | 10 | 554 | 1 | 10 | 552 | 1 | 16 | 180 | 1 | 10 | 414 | 1 | 21 | 3 | A | 7 | 3 | A | 7 | 30 | A | 7 | 2.2 | A | 7 | 17 | A | 7 | 835 | A | 7 | 360 | A | 7 | 4.1 | A | 7 | 80000 | B | 7 | 77777 | A | 7 | 1.3 | E | 8 | 0.104 | F | 8 | 0.19 | F | 8 | 0 | 1 | D | 9 | 0 | C | 8
1994-06-11 | 17:00 | 684 | 1325 | 431 | 1 | 10 | 428 | 1 | 16 | 210 | 1 | 10 | 447 | 1 | 10 | 429 | 1 | 16 | 225 | 1 | 10 | 460 | 1 | 21 | 5 | A | 7 | 4 | A | 7 | 30.6 | A | 7 | 2.2 | A | 7 | 16 | A | 7 | 835 | A | 7 | 360 | A | 7 | 4.1 | A | 7 | 80000 | B | 7 | 77777 | A | 7 | 1.3 | E | 8 | 0.104 | F | 8 | 0.19 | F | 8 | 0 | 1 | D | 9 | 0 | C | 8
1994-06-11 | 18:00 | 449 | 1325 | 177 | 1 | 10 | 364 | 1 | 16 | 54 | 1 | 10 | 190 | 1 | 10 | 338 | 1 | 16 | 75 | 1 | 10 | 109 | 1 | 21 | 6 | A | 7 | 5 | A | 7 | 27.8 | A | 7 | 3.3 | A | 7 | 21 | A | 7 | 835 | A | 7 | 100 | A | 7 | 3.6 | A | 7 | 80000 | B | 7 | 9144 | A | 7 | 1.3 | E | 8 | 0.104 | F | 8 | 0.19 | F | 8 | 0 | 1 | D | 9 | 0 | C | 8
1994-06-11 | 19:00 | 207 | 1325 | 91 | 1 | 10 | 110 | 1 | 16 | 74 | 1 | 10 | 98 | 1 | 10 | 76 | 1 | 16 | 86 | 1 | 10 | 157 | 1 | 21 | 6 | A | 7 | 5 | A | 7 | 27.2 | A | 7 | 7.8 | A | 7 | 29 | A | 7 | 835 | A | 7 | 160 | A | 7 | 4.1 | A | 7 | 80000 | B | 7 | 9144 | A | 7 | 1.3 | E | 8 | 0.104 | F | 8 | 0.19 | F | 8 | 0 | 1 | D | 9 | 0 | C | 8
1994-06-11 | 20:00 | 18 | 563 | 4 | 1 | 10 | 24 | 1 | 16 | 3 | 1 | 10 | 0 | 1 | 10 | 0 | 1 | 16 | 0 | 1 | 10 | 0 | 1 | 21 | 6 | A | 7 | 5 | A | 7 | 25.6 | A | 7 | 8.9 | A | 7 | 35 | A | 7 | 836 | A | 7 | 200 | A | 7 | 5.7 | A | 7 | 64000 | B | 7 | 9144 | A | 7 | 1.3 | E | 8 | 0.104 | F | 8 | 0.19 | F | 8 | 0 | 1 | D | 9 | 0 | C | 8
1994-06-11 | 21:00 | 0 | 0 | 0 | 1 | 0 | 0 | 1 | 0 | 0 | 1 | 0 | 0 | 1 | 0 | 0 | 1 | 0 | 0 | 1 | 0 | 0 | 1 | 0 | 2 | A | 7 | 2 | A | 7 | 23.3 | A | 7 | 4.4 | A | 7 | 29 | A | 7 | 835 | A | 7 | 170 | A | 7 | 4.1 | A | 7 | 48000 | B | 7 | 77777 | A | 7 | 1.3 | E | 8 | 0.104 | F | 8 | 0.19 | F | 8 | 0 | 1 | D | 9 | 0 | C | 8
1994-06-11 | 22:00 | 0 | 0 | 0 | 1 | 0 | 0 | 1 | 0 | 0 | 1 | 0 | 0 | 1 | 0 | 0 | 1 | 0 | 0 | 1 | 0 | 0 | 1 | 0 | 1 | A | 7 | 1 | A | 7 | 22.8 | A | 7 | 5.6 | A | 7 | 33 | A | 7 | 836 | A | 7 | 190 | A | 7 | 5.2 | A | 7 | 48000 | B | 7 | 77777 | A | 7 | 1.3 | E | 8 | 0.104 | F | 8 | 0.19 | F | 8 | 0 | 1 | D | 9 | 0 | C | 8
1994-06-11 | 23:00 | 0 | 0 | 0 | 1 | 0 | 0 | 1 | 0 | 0 | 1 | 0 | 0 | 1 | 0 | 0 | 1 | 0 | 0 | 1 | 0 | 0 | 1 | 0 | 1 | A | 7 | 1 | A | 7 | 21.7 | A | 7 | 3.3 | A | 7 | 30 | A | 7 | 835 | A | 7 | 170 | A | 7 | 3.1 | A | 7 | 48000 | B | 7 | 77777 | A | 7 | 1.3 | E | 8 | 0.104 | F | 8 | 0.19 | F | 8 | 0 | 1 | D | 9 | 0 | C | 8
1994-06-11 | 24:00 | 0 | 0 | 0 | 1 | 0 | 0 | 1 | 0 | 0 | 1 | 0 | 0 | 1 | 0 | 0 | 1 | 0 | 0 | 1 | 0 | 0 | 1 | 0 | 0 | A | 7 | 0 | A | 7 | 20 | A | 7 | 7.2 | A | 7 | 43 | A | 7 | 835 | A | 7 | 190 | A | 7 | 4.6 | A | 7 | 48000 | B | 7 | 77777 | A | 7 | 1.3 | E | 8 | 0.104 | F | 8 | 0.19 | F | 8 | 0 | 1 | D | 9 | 0 | C | 8
1994-06-12 | 1:00 | 0 | 0 | 0 | 1 | 0 | 0 | 1 | 0 | 0 | 1 | 0 | 0 | 1 | 0 | 0 | 1 | 0 | 0 | 1 | 0 | 0 | 1 | 0 | 0 | A | 7 | 0 | A | 7 | 19.4 | A | 7 | 2.8 | A | 7 | 33 | A | 7 | 835 | A | 7 | 180 | A | 7 | 5.2 | A | 7 | 48000 | B | 7 | 77777 | A | 7 | 1.3 | E | 8 | 0.104 | F | 8 | 0.19 | F | 8 | 0 | 1 | D | 9 | 0 | C | 8
1994-06-12 | 2:00 | 0 | 0 | 0 | 1 | 0 | 0 | 1 | 0 | 0 | 1 | 0 | 0 | 1 | 0 | 0 | 1 | 0 | 0 | 1 | 0 | 0 | 1 | 0 | 2 | A | 7 | 1 | A | 7 | 17.8 | A | 7 | 3.9 | A | 7 | 40 | A | 7 | 835 | A | 7 | 190 | A | 7 | 5.2 | A | 7 | 48000 | B | 7 | 77777 | A | 7 | 1.3 | E | 8 | 0.104 | F | 8 | 0.19 | F | 8 | 0 | 1 | D | 9 | 0 | C | 8
1994-06-12 | 3:00 | 0 | 0 | 0 | 1 | 0 | 0 | 1 | 0 | 0 | 1 | 0 | 0 | 1 | 0 | 0 | 1 | 0 | 0 | 1 | 0 | 0 | 1 | 0 | 3 | A | 7 | 1 | A | 7 | 17.2 | A | 7 | 3.9 | A | 7 | 41 | A | 7 | 835 | A | 7 | 190 | A | 7 | 4.6 | A | 7 | 48000 | B | 7 | 77777 | A | 7 | 1.3 | E | 8 | 0.104 | F | 8 | 0.19 | F | 8 | 0 | 1 | D | 9 | 0 | C | 8
1994-06-12 | 4:00 | 0 | 0 | 0 | 1 | 0 | 0 | 1 | 0 | 0 | 1 | 0 | 0 | 1 | 0 | 0 | 1 | 0 | 0 | 1 | 0 | 0 | 1 | 0 | 4 | A | 7 | 2 | A | 7 | 16.1 | A | 7 | 3.9 | A | 7 | 44 | A | 7 | 835 | A | 7 | 180 | A | 7 | 3.1 | A | 7 | 48000 | B | 7 | 77777 | A | 7 | 1.3 | E | 8 | 0.104 | F | 8 | 0.19 | F | 8 | 0 | 1 | D | 9 | 0 | C | 8
1994-06-12 | 5:00 | 24 | 629 | 6 | 1 | 10 | 18 | 1 | 16 | 5 | 1 | 10 | 0 | 1 | 10 | 0 | 1 | 16 | 0 | 1 | 10 | 0 | 1 | 21 | 6 | A | 7 | 3 | A | 7 | 17.8 | A | 7 | 1.7 | A | 7 | 34 | A | 7 | 834 | A | 7 | 200 | A | 7 | 4.1 | A | 7 | 112000 | B | 7 | 77777 | A | 7 | 1.3 | E | 8 | 0.104 | F | 8 | 0.19 | F | 8 | 0 | 1 | D | 9 | 0 | C | 8
1994-06-12 | 6:00 | 221 | 1325 | 97 | 1 | 10 | 301 | 1 | 16 | 47 | 1 | 10 | 102 | 1 | 10 | 207 | 1 | 16 | 68 | 1 | 10 | 84 | 1 | 21 | 5 | A | 7 | 2 | A | 7 | 20.6 | A | 7 | 2.2 | A | 7 | 30 | A | 7 | 835 | A | 7 | 210 | A | 7 | 4.1 | A | 7 | 112000 | B | 7 | 77777 | A | 7 | 1.3 | E | 8 | 0.104 | F | 8 | 0.19 | F | 8 | 0 | 1 | D | 9 | 0 | C | 8
1994-06-12 | 7:00 | 463 | 1325 | 257 | 1 | 10 | 526 | 1 | 16 | 73 | 1 | 10 | 269 | 1 | 10 | 487 | 1 | 16 | 99 | 1 | 10 | 143 | 1 | 21 | 4 | A | 7 | 1 | A | 7 | 22.8 | A | 7 | 2.8 | A | 7 | 27 | A | 7 | 835 | A | 7 | 190 | A | 7 | 4.6 | A | 7 | 112000 | B | 7 | 77777 | A | 7 | 1.3 | E | 8 | 0.104 | F | 8 | 0.19 | F | 8 | 0 | 1 | D | 9 | 0 | C | 8
1994-06-12 | 8:00 | 697 | 1325 | 466 | 1 | 10 | 651 | 1 | 16 | 123 | 1 | 10 | 489 | 1 | 10 | 646 | 1 | 16 | 149 | 1 | 10 | 268 | 1 | 21 | 4 | A | 7 | 2 | A | 7 | 26.7 | A | 7 | 2.2 | A | 7 | 20 | A | 7 | 834 | A | 7 | 200 | A | 7 | 5.7 | A | 7 | 112000 | B | 7 | 77777 | A | 7 | 1.3 | E | 8 | 0.104 | F | 8 | 0.19 | F | 8 | 0 | 1 | D | 9 | 0 | C | 8
1994-06-12 | 9:00 | 907 | 1325 | 613 | 1 | 10 | 711 | 1 | 16 | 127 | 1 | 10 | 644 | 1 | 10 | 712 | 1 | 16 | 155 | 1 | 10 | 324 | 1 | 21 | 3 | A | 7 | 3 | A | 7 | 29.4 | A | 7 | 3.3 | A | 7 | 19 | A | 7 | 834 | A | 7 | 180 | A | 7 | 5.2 | A | 7 | 128000 | B | 7 | 77777 | A | 7 | 1.3 | E | 8 | 0.104 | F | 8 | 0.19 | F | 8 | 0 | 1 | D | 9 | 0 | C | 8
1994-06-12 | 10:00 | 1078 | 1325 | 803 | 1 | 10 | 832 | 1 | 16 | 125 | 1 | 10 | 827 | 1 | 10 | 832 | 1 | 16 | 148 | 1 | 10 | 363 | 1 | 21 | 2 | A | 7 | 2 | A | 7 | 31.7 | A | 7 | 2.2 | A | 7 | 15 | A | 7 | 833 | A | 7 | 200 | A | 7 | 5.2 | A | 7 | 128000 | B | 7 | 77777 | A | 7 | 1.3 | E | 8 | 0.104 | F | 8 | 0.19 | F | 8 | 0 | 1 | D | 9 | 0 | C | 8
1994-06-12 | 11:00 | 1198 | 1325 | 795 | 1 | 10 | 663 | 1 | 16 | 195 | 1 | 10 | 859 | 1 | 10 | 682 | 1 | 16 | 241 | 1 | 10 | 1072 | 1 | 21 | 5 | A | 7 | 3 | A | 7 | 33.3 | A | 7 | 0 | A | 7 | 12 | A | 7 | 833 | A | 7 | 170 | A | 7 | 3.1 | A | 7 | 128000 | B | 7 | 77777 | A | 7 | 1.3 | E | 8 | 0.104 | F | 8 | 0.19 | F | 8 | 0 | 1 | D | 9 | 0 | C | 8
1994-06-12 | 12:00 | 1259 | 1325 | 873 | 1 | 10 | 668 | 1 | 16 | 237 | 1 | 10 | 935 | 1 | 10 | 683 | 1 | 16 | 284 | 1 | 10 | 1748 | 1 | 21 | 7 | A | 7 | 5 | A | 7 | 33.9 | A | 7 | -0.6 | A | 7 | 11 | A | 7 | 832 | A | 7 | 190 | A | 7 | 4.1 | A | 7 | 128000 | B | 7 | 7620 | A | 7 | 1.3 | E | 8 | 0.104 | F | 8 | 0.19 | F | 8 | 0 | 1 | D | 9 | 0 | C | 8
1994-06-12 | 13:00 | 1257 | 1325 | 473 | 1 | 10 | 221 | 1 | 16 | 262 | 1 | 10 | 538 | 1 | 10 | 242 | 1 | 16 | 308 | 1 | 10 | 1673 | 1 | 21 | 10 | A | 7 | 8 | A | 7 | 33.9 | A | 7 | -1.7 | A | 7 | 10 | A | 7 | 832 | A | 7 | 210 | A | 7 | 5.7 | A | 7 | 112000 | B | 7 | 7620 | A | 7 | 1.3 | E | 8 | 0.104 | F | 8 | 0.19 | F | 8 | 0 | 1 | D | 9 | 0 | C | 8
1994-06-12 | 14:00 | 1193 | 1325 | 482 | 1 | 10 | 226 | 1 | 16 | 278 | 1 | 10 | 543 | 1 | 10 | 247 | 1 | 16 | 320 | 1 | 10 | 1344 | 1 | 21 | 9 | A | 7 | 7 | A | 7 | 33.9 | A | 7 | -2.2 | A | 7 | 10 | A | 7 | 831 | A | 7 | 190 | A | 7 | 2.6 | A | 7 | 112000 | B | 7 | 5486 | A | 7 | 1.3 | E | 8 | 0.104 | F | 8 | 0.19 | F | 8 | 0 | 1 | D | 9 | 0 | C | 8
1994-06-12 | 15:00 | 1070 | 1325 | 722 | 1 | 10 | 273 | 1 | 16 | 502 | 1 | 10 | 779 | 1 | 10 | 288 | 1 | 16 | 546 | 1 | 10 | 1834 | 1 | 21 | 9 | A | 7 | 8 | A | 7 | 32.8 | A | 7 | 1.7 | A | 7 | 14 | A | 7 | 832 | A | 7 | 350 | A | 7 | 6.2 | A | 7 | 96000 | B | 7 | 5486 | A | 7 | 1.3 | E | 8 | 0.104 | F | 8 | 0.19 | F | 8 | 0 | 1 | D | 9 | 0 | C | 8
1994-06-12 | 16:00 | 897 | 1325 | 245 | 1 | 10 | 0 | 1 | 16 | 245 | 1 | 10 | 286 | 1 | 10 | 0 | 1 | 16 | 286 | 1 | 10 | 1090 | 1 | 21 | 10 | A | 7 | 10 | A | 7 | 31.7 | A | 7 | 0.6 | A | 7 | 14 | A | 7 | 832 | A | 7 | 360 | A | 7 | 3.1 | A | 7 | 96000 | B | 7 | 3658 | A | 7 | 1.4 | E | 8 | 0.104 | F | 8 | 0.19 | F | 8 | 0 | 1 | D | 9 | 0 | C | 8
1994-06-12 | 17:00 | 686 | 1325 | 178 | 1 | 10 | 0 | 1 | 16 | 178 | 1 | 10 | 205 | 1 | 10 | 0 | 1 | 16 | 205 | 1 | 10 | 746 | 1 | 21 | 10 | A | 7 | 10 | A | 7 | 29.4 | A | 7 | 1.7 | A | 7 | 17 | A | 7 | 832 | A | 7 | 60 | A | 7 | 4.1 | A | 7 | 96000 | B | 7 | 4572 | A | 7 | 1.4 | E | 8 | 0.104 | F | 8 | 0.19 | F | 8 | 0 | 1 | D | 9 | 0 | C | 8
1994-06-12 | 18:00 | 451 | 1325 | 105 | 1 | 10 | 0 | 1 | 16 | 105 | 1 | 10 | 120 | 1 | 10 | 0 | 1 | 16 | 120 | 1 | 10 | 409 | 1 | 21 | 10 | A | 7 | 10 | A | 7 | 28.3 | A | 7 | 2.8 | A | 7 | 19 | A | 7 | 832 | A | 7 | 120 | A | 7 | 2.1 | A | 7 | 96000 | B | 7 | 4572 | A | 7 | 1.4 | E | 8 | 0.104 | F | 8 | 0.19 | F | 8 | 0 | 1 | D | 9 | 0 | C | 8
1994-06-12 | 19:00 | 209 | 1325 | 39 | 1 | 10 | 0 | 1 | 16 | 39 | 1 | 10 | 45 | 1 | 10 | 0 | 1 | 16 | 45 | 1 | 10 | 143 | 1 | 21 | 10 | A | 7 | 10 | A | 7 | 26.7 | A | 7 | 3.9 | A | 7 | 23 | A | 7 | 832 | A | 7 | 150 | A | 7 | 2.1 | A | 7 | 96000 | B | 7 | 4572 | A | 7 | 1.4 | E | 8 | 0.104 | F | 8 | 0.19 | F | 8 | 0 | 1 | D | 9 | 0 | C | 8
1994-06-12 | 20:00 | 19 | 563 | 3 | 1 | 10 | 0 | 1 | 16 | 3 | 1 | 10 | 0 | 1 | 10 | 0 | 1 | 16 | 0 | 1 | 10 | 0 | 1 | 21 | 10 | A | 7 | 10 | A | 7 | 26.1 | A | 7 | 3.3 | A | 7 | 23 | A | 7 | 833 | A | 7 | 160 | A | 7 | 4.1 | A | 7 | 56000 | B | 7 | 4572 | A | 7 | 1.4 | E | 8 | 0.104 | F | 8 | 0.19 | F | 8 | 0 | 1 | D | 9 | 0 | C | 8
1994-06-12 | 21:00 | 0 | 0 | 0 | 1 | 0 | 0 | 1 | 0 | 0 | 1 | 0 | 0 | 1 | 0 | 0 | 1 | 0 | 0 | 1 | 0 | 0 | 1 | 0 | 6 | A | 7 | 6 | A | 7 | 23.3 | A | 7 | 3.3 | A | 7 | 27 | A | 7 | 833 | A | 7 | 150 | A | 7 | 2.1 | A | 7 | 40000 | B | 7 | 4572 | A | 7 | 1.4 | E | 8 | 0.104 | F | 8 | 0.19 | F | 8 | 0 | 1 | D | 9 | 0 | C | 8
1994-06-12 | 22:00 | 0 | 0 | 0 | 1 | 0 | 0 | 1 | 0 | 0 | 1 | 0 | 0 | 1 | 0 | 0 | 1 | 0 | 0 | 1 | 0 | 0 | 1 | 0 | 2 | A | 7 | 2 | A | 7 | 20 | A | 7 | 4.4 | A | 7 | 36 | A | 7 | 833 | A | 7 | 180 | A | 7 | 1.5 | A | 7 | 40000 | B | 7 | 77777 | A | 7 | 1.4 | E | 8 | 0.104 | F | 8 | 0.19 | F | 8 | 0 | 1 | D | 9 | 0 | C | 8
1994-06-12 | 23:00 | 0 | 0 | 0 | 1 | 0 | 0 | 1 | 0 | 0 | 1 | 0 | 0 | 1 | 0 | 0 | 1 | 0 | 0 | 1 | 0 | 0 | 1 | 0 | 1 | A | 7 | 1 | A | 7 | 18.9 | A | 7 | 5 | A | 7 | 40 | A | 7 | 833 | A | 7 | 190 | A | 7 | 3.6 | A | 7 | 40000 | B | 7 | 77777 | A | 7 | 1.4 | E | 8 | 0.104 | F | 8 | 0.19 | F | 8 | 0 | 1 | D | 9 | 0 | C | 8
1994-06-12 | 24:00 | 0 | 0 | 0 | 1 | 0 | 0 | 1 | 0 | 0 | 1 | 0 | 0 | 1 | 0 | 0 | 1 | 0 | 0 | 1 | 0 | 0 | 1 | 0 | 1 | A | 7 | 1 | A | 7 | 18.9 | A | 7 | 4.4 | A | 7 | 38 | A | 7 | 833 | A | 7 | 320 | A | 7 | 1.5 | A | 7 | 40000 | B | 7 | 77777 | A | 7 | 1.4 | E | 8 | 0.104 | F | 8 | 0.19 | F | 8 | 0 | 1 | D | 9 | 0 | C | 8
1994-06-13 | 1:00 | 0 | 0 | 0 | 1 | 0 | 0 | 1 | 0 | 0 | 1 | 0 | 0 | 1 | 0 | 0 | 1 | 0 | 0 | 1 | 0 | 0 | 1 | 0 | 1 | A | 7 | 1 | A | 7 | 17.2 | A | 7 | 5.6 | A | 7 | 46 | A | 7 | 833 | A | 7 | 210 | A | 7 | 2.1 | A | 7 | 40000 | B | 7 | 77777 | A | 7 | 1.4 | E | 8 | 0.104 | F | 8 | 0.19 | F | 8 | 0 | 1 | D | 9 | 0 | C | 8
1994-06-13 | 2:00 | 0 | 0 | 0 | 1 | 0 | 0 | 1 | 0 | 0 | 1 | 0 | 0 | 1 | 0 | 0 | 1 | 0 | 0 | 1 | 0 | 0 | 1 | 0 | 1 | A | 7 | 1 | A | 7 | 16.7 | A | 7 | 6.1 | A | 7 | 50 | A | 7 | 833 | A | 7 | 190 | A | 7 | 3.1 | A | 7 | 40000 | B | 7 | 77777 | A | 7 | 1.4 | E | 8 | 0.104 | F | 8 | 0.19 | F | 8 | 0 | 1 | D | 9 | 0 | C | 8
1994-06-13 | 3:00 | 0 | 0 | 0 | 1 | 0 | 0 | 1 | 0 | 0 | 1 | 0 | 0 | 1 | 0 | 0 | 1 | 0 | 0 | 1 | 0 | 0 | 1 | 0 | 2 | A | 7 | 1 | A | 7 | 16.1 | A | 7 | 5.6 | A | 7 | 50 | A | 7 | 833 | A | 7 | 230 | A | 7 | 3.1 | A | 7 | 40000 | B | 7 | 77777 | A | 7 | 1.4 | E | 8 | 0.104 | F | 8 | 0.19 | F | 8 | 0 | 1 | D | 9 | 0 | C | 8
1994-06-13 | 4:00 | 0 | 0 | 0 | 1 | 0 | 0 | 1 | 0 | 0 | 1 | 0 | 0 | 1 | 0 | 0 | 1 | 0 | 0 | 1 | 0 | 0 | 1 | 0 | 4 | A | 7 | 1 | A | 7 | 15 | A | 7 | 5 | A | 7 | 51 | A | 7 | 833 | A | 7 | 210 | A | 7 | 3.1 | A | 7 | 64000 | B | 7 | 77777 | A | 7 | 1.5 | E | 8 | 0.104 | F | 8 | 0.19 | F | 8 | 0 | 1 | D | 9 | 0 | C | 8
1994-06-13 | 5:00 | 24 | 629 | 6 | 1 | 10 | 61 | 1 | 16 | 4 | 1 | 10 | 0 | 1 | 10 | 0 | 1 | 16 | 0 | 1 | 10 | 0 | 1 | 21 | 4 | A | 7 | 1 | A | 7 | 15 | A | 7 | 5 | A | 7 | 51 | A | 7 | 833 | A | 7 | 210 | A | 7 | 3.6 | A | 7 | 96000 | B | 7 | 77777 | A | 7 | 1.5 | E | 8 | 0.104 | F | 8 | 0.19 | F | 8 | 0 | 1 | D | 9 | 0 | C | 8
1994-06-13 | 6:00 | 221 | 1324 | 112 | 1 | 10 | 444 | 1 | 16 | 38 | 1 | 10 | 115 | 1 | 10 | 317 | 1 | 16 | 63 | 1 | 10 | 70 | 1 | 21 | 5 | A | 7 | 0 | A | 7 | 18.3 | A | 7 | 3.9 | A | 7 | 38 | A | 7 | 832 | A | 7 | 200 | A | 7 | 3.6 | A | 7 | 96000 | B | 7 | 77777 | A | 7 | 1.5 | E | 8 | 0.104 | F | 8 | 0.19 | F | 8 | 0 | 1 | D | 9 | 0 | C | 8
1994-06-13 | 7:00 | 463 | 1324 | 299 | 1 | 10 | 673 | 1 | 16 | 64 | 1 | 10 | 309 | 1 | 10 | 621 | 1 | 16 | 92 | 1 | 10 | 127 | 1 | 21 | 5 | A | 7 | 0 | A | 7 | 21.1 | A | 7 | 5 | A | 7 | 35 | A | 7 | 832 | A | 7 | 220 | A | 7 | 3.6 | A | 7 | 96000 | B | 7 | 77777 | A | 7 | 1.5 | E | 8 | 0.104 | F | 8 | 0.19 | F | 8 | 0 | 1 | D | 9 | 0 | C | 8
1994-06-13 | 8:00 | 697 | 1324 | 444 | 1 | 10 | 574 | 1 | 16 | 142 | 1 | 10 | 462 | 1 | 10 | 565 | 1 | 16 | 164 | 1 | 10 | 302 | 1 | 21 | 5 | A | 7 | 3 | A | 7 | 26.7 | A | 7 | 2.8 | A | 7 | 21 | A | 7 | 832 | A | 7 | 190 | A | 7 | 7.2 | A | 7 | 112000 | B | 7 | 77777 | A | 7 | 1.4 | E | 8 | 0.104 | F | 8 | 0.19 | F | 8 | 0 | 1 | D | 9 | 0 | C | 8
1994-06-13 | 9:00 | 907 | 1324 | 646 | 1 | 10 | 751 | 1 | 16 | 132 | 1 | 10 | 675 | 1 | 10 | 751 | 1 | 16 | 160 | 1 | 10 | 332 | 1 | 21 | 6 | A | 7 | 2 | A | 7 | 30 | A | 7 | 3.3 | A | 7 | 18 | A | 7 | 832 | A | 7 | 210 | A | 7 | 4.6 | A | 7 | 112000 | B | 7 | 77777 | A | 7 | 1.4 | E | 8 | 0.104 | F | 8 | 0.19 | F | 8 | 0 | 1 | D | 9 | 0 | C | 8
1994-06-13 | 10:00 | 1077 | 1324 | 738 | 1 | 10 | 686 | 1 | 16 | 180 | 1 | 10 | 792 | 1 | 10 | 703 | 1 | 16 | 219 | 1 | 10 | 679 | 1 | 21 | 9 | A | 7 | 3 | A | 7 | 32.8 | A | 7 | -1.1 | A | 7 | 11 | A | 7 | 832 | A | 7 | 210 | A | 7 | 2.1 | A | 7 | 112000 | B | 7 | 77777 | A | 7 | 1.4 | E | 8 | 0.104 | F | 8 | 0.19 | F | 8 | 0 | 1 | D | 9 | 0 | C | 8
1994-06-13 | 11:00 | 1198 | 1324 | 901 | 1 | 10 | 826 | 1 | 16 | 154 | 1 | 10 | 964 | 1 | 10 | 837 | 1 | 16 | 205 | 1 | 10 | 800 | 1 | 21 | 7 | A | 7 | 2 | A | 7 | 33.3 | A | 7 | -0.6 | A | 7 | 11 | A | 7 | 831 | A | 7 | 90 | A | 7 | 1.5 | A | 7 | 112000 | B | 7 | 77777 | A | 7 | 1.4 | E | 8 | 0.104 | F | 8 | 0.19 | F | 8 | 0 | 1 | D | 9 | 0 | C | 8
1994-06-13 | 12:00 | 1259 | 1324 | 889 | 1 | 10 | 664 | 1 | 16 | 258 | 1 | 10 | 948 | 1 | 10 | 676 | 1 | 16 | 304 | 1 | 10 | 1898 | 1 | 21 | 9 | A | 7 | 3 | A | 7 | 34.4 | A | 7 | -0.6 | A | 7 | 11 | A | 7 | 831 | A | 7 | 180 | A | 7 | 2.1 | A | 7 | 112000 | B | 7 | 77777 | A | 7 | 1.4 | E | 8 | 0.104 | F | 8 | 0.19 | F | 8 | 0 | 1 | D | 9 | 0 | C | 8
1994-06-13 | 13:00 | 1258 | 1324 | 1002 | 1 | 10 | 780 | 1 | 16 | 260 | 1 | 10 | 1066 | 1 | 10 | 794 | 1 | 16 | 311 | 1 | 10 | 1895 | 1 | 21 | 10 | A | 7 | 4 | A | 7 | 35.6 | A | 7 | 0 | A | 7 | 11 | A | 7 | 830 | A | 7 | 360 | A | 7 | 3.1 | A | 7 | 112000 | B | 7 | 77777 | A | 7 | 1.4 | E | 8 | 0.104 | F | 8 | 0.19 | F | 8 | 0 | 1 | D | 9 | 0 | C | 8
1994-06-13 | 14:00 | 1193 | 1324 | 708 | 1 | 10 | 462 | 1 | 16 | 291 | 1 | 10 | 772 | 1 | 10 | 484 | 1 | 16 | 335 | 1 | 10 | 1580 | 1 | 21 | 10 | A | 7 | 5 | A | 7 | 35.6 | A | 7 | -1.1 | A | 7 | 10 | A | 7 | 829 | A | 7 | 270 | A | 7 | 2.6 | A | 7 | 112000 | B | 7 | 77777 | A | 7 | 1.4 | E | 8 | 0.104 | F | 8 | 0.19 | F | 8 | 0 | 1 | D | 9 | 0 | C | 8
1994-06-13 | 15:00 | 1071 | 1324 | 649 | 1 | 10 | 524 | 1 | 16 | 226 | 1 | 10 | 685 | 1 | 10 | 531 | 1 | 16 | 255 | 1 | 10 | 821 | 1 | 21 | 10 | A | 7 | 5 | A | 7 | 35.6 | A | 7 | 0 | A | 7 | 11 | A | 7 | 828 | A | 7 | 280 | A | 7 | 2.1 | A | 7 | 112000 | B | 7 | 77777 | A | 7 | 1.4 | E | 8 | 0.104 | F | 8 | 0.19 | F | 8 | 0 | 1 | D | 9 | 0 | C | 8
1994-06-13 | 16:00 | 898 | 1324 | 298 | 1 | 10 | 262 | 1 | 16 | 120 | 1 | 10 | 340 | 1 | 10 | 273 | 1 | 16 | 154 | 1 | 10 | 308 | 1 | 21 | 8 | A | 7 | 8 | A | 7 | 34.4 | A | 7 | -0.6 | A | 7 | 11 | A | 7 | 828 | A | 7 | 300 | A | 7 | 4.6 | A | 7 | 104000 | B | 7 | 4877 | A | 7 | 1.4 | E | 8 | 0.104 | F | 8 | 0.19 | F | 8 | 0 | 1 | D | 9 | 0 | C | 8
1994-06-13 | 17:00 | 687 | 1324 | 225 | 1 | 10 | 14 | 1 | 16 | 218 | 1 | 10 | 256 | 1 | 10 | 12 | 1 | 16 | 249 | 1 | 10 | 859 | 1 | 21 | 9 | A | 7 | 9 | A | 7 | 33.9 | A | 7 | -1.1 | A | 7 | 11 | A | 7 | 828 | A | 7 | 310 | A | 7 | 3.6 | A | 7 | 96000 | B | 7 | 6096 | A | 7 | 1.4 | E | 8 | 0.104 | F | 8 | 0.19 | F | 8 | 0 | 1 | D | 9 | 0 | C | 8
1994-06-13 | 18:00 | 452 | 1324 | 175 | 1 | 10 | 57 | 1 | 16 | 155 | 1 | 10 | 191 | 1 | 10 | 54 | 1 | 16 | 173 | 1 | 10 | 405 | 1 | 21 | 9 | A | 7 | 9 | A | 7 | 32.8 | A | 7 | 0 | A | 7 | 12 | A | 7 | 828 | A | 7 | 320 | A | 7 | 2.6 | A | 7 | 96000 | B | 7 | 6096 | A | 7 | 1.4 | E | 8 | 0.104 | F | 8 | 0.19 | F | 8 | 0 | 1 | D | 9 | 0 | C | 8
1994-06-13 | 19:00 | 210 | 1324 | 43 | 1 | 10 | 0 | 1 | 16 | 43 | 1 | 10 | 49 | 1 | 10 | 0 | 1 | 16 | 49 | 1 | 10 | 154 | 1 | 21 | 10 | A | 7 | 10 | A | 7 | 30 | A | 7 | 0 | A | 7 | 14 | A | 7 | 828 | A | 7 | 50 | A | 7 | 2.1 | A | 7 | 96000 | B | 7 | 6096 | A | 7 | 1.4 | E | 8 | 0.104 | F | 8 | 0.19 | F | 8 | 0 | 1 | D | 9 | 0 | C | 8
1994-06-13 | 20:00 | 19 | 585 | 3 | 1 | 10 | 4 | 1 | 16 | 3 | 1 | 10 | 0 | 1 | 10 | 0 | 1 | 16 | 0 | 1 | 10 | 0 | 1 | 21 | 9 | A | 7 | 8 | A | 7 | 25.6 | A | 7 | 2.2 | A | 7 | 22 | A | 7 | 828 | A | 7 | 130 | A | 7 | 2.6 | A | 7 | 56000 | B | 7 | 6096 | A | 7 | 1.4 | E | 8 | 0.104 | F | 8 | 0.19 | F | 8 | 0 | 1 | D | 9 | 0 | C | 8
1994-06-13 | 21:00 | 0 | 0 | 0 | 1 | 0 | 0 | 1 | 0 | 0 | 1 | 0 | 0 | 1 | 0 | 0 | 1 | 0 | 0 | 1 | 0 | 0 | 1 | 0 | 7 | A | 7 | 2 | A | 7 | 25 | A | 7 | 1.1 | A | 7 | 21 | A | 7 | 828 | A | 7 | 170 | A | 7 | 3.6 | A | 7 | 40000 | B | 7 | 77777 | A | 7 | 1.4 | E | 8 | 0.104 | F | 8 | 0.19 | F | 8 | 0 | 1 | D | 9 | 0 | C | 8
1994-06-13 | 22:00 | 0 | 0 | 0 | 1 | 0 | 0 | 1 | 0 | 0 | 1 | 0 | 0 | 1 | 0 | 0 | 1 | 0 | 0 | 1 | 0 | 0 | 1 | 0 | 8 | A | 7 | 4 | A | 7 | 25 | A | 7 | 0.6 | A | 7 | 20 | A | 7 | 828 | A | 7 | 190 | A | 7 | 4.6 | A | 7 | 40000 | B | 7 | 6096 | A | 7 | 1.4 | E | 8 | 0.104 | F | 8 | 0.19 | F | 8 | 0 | 1 | D | 9 | 0 | C | 8
1994-06-13 | 23:00 | 0 | 0 | 0 | 1 | 0 | 0 | 1 | 0 | 0 | 1 | 0 | 0 | 1 | 0 | 0 | 1 | 0 | 0 | 1 | 0 | 0 | 1 | 0 | 7 | A | 7 | 6 | A | 7 | 24.4 | A | 7 | -2.2 | A | 7 | 17 | A | 7 | 828 | A | 7 | 180 | A | 7 | 2.6 | A | 7 | 40000 | B | 7 | 6096 | A | 7 | 1.3 | E | 8 | 0.104 | F | 8 | 0.19 | F | 8 | 0 | 1 | D | 9 | 0 | C | 8
1994-06-13 | 24:00 | 0 | 0 | 0 | 1 | 0 | 0 | 1 | 0 | 0 | 1 | 0 | 0 | 1 | 0 | 0 | 1 | 0 | 0 | 1 | 0 | 0 | 1 | 0 | 5 | A | 7 | 3 | A | 7 | 22.8 | A | 7 | -1.7 | A | 7 | 19 | A | 7 | 827 | A | 7 | 200 | A | 7 | 3.6 | A | 7 | 40000 | B | 7 | 77777 | A | 7 | 1.3 | E | 8 | 0.104 | F | 8 | 0.19 | F | 8 | 0 | 1 | D | 9 | 0 | C | 8
1994-06-14 | 1:00 | 0 | 0 | 0 | 1 | 0 | 0 | 1 | 0 | 0 | 1 | 0 | 0 | 1 | 0 | 0 | 1 | 0 | 0 | 1 | 0 | 0 | 1 | 0 | 8 | A | 7 | 3 | A | 7 | 23.9 | A | 7 | -3.3 | A | 7 | 16 | A | 7 | 826 | A | 7 | 180 | A | 7 | 4.1 | A | 7 | 40000 | B | 7 | 77777 | A | 7 | 1.3 | E | 8 | 0.104 | F | 8 | 0.19 | F | 8 | 0 | 1 | D | 9 | 0 | C | 8
1994-06-14 | 2:00 | 0 | 0 | 0 | 1 | 0 | 0 | 1 | 0 | 0 | 1 | 0 | 0 | 1 | 0 | 0 | 1 | 0 | 0 | 1 | 0 | 0 | 1 | 0 | 7 | A | 7 | 2 | A | 7 | 22.8 | A | 7 | -2.2 | A | 7 | 18 | A | 7 | 825 | A | 7 | 160 | A | 7 | 4.1 | A | 7 | 40000 | B | 7 | 77777 | A | 7 | 1.3 | E | 8 | 0.104 | F | 8 | 0.19 | F | 8 | 0 | 1 | D | 9 | 0 | C | 8
1994-06-14 | 3:00 | 0 | 0 | 0 | 1 | 0 | 0 | 1 | 0 | 0 | 1 | 0 | 0 | 1 | 0 | 0 | 1 | 0 | 0 | 1 | 0 | 0 | 1 | 0 | 8 | A | 7 | 4 | A | 7 | 21.1 | A | 7 | -1.1 | A | 7 | 22 | A | 7 | 825 | A | 7 | 160 | A | 7 | 3.1 | A | 7 | 40000 | B | 7 | 7620 | A | 7 | 1.3 | E | 8 | 0.104 | F | 8 | 0.19 | F | 8 | 0 | 1 | D | 9 | 0 | C | 8
1994-06-14 | 4:00 | 0 | 0 | 0 | 1 | 0 | 0 | 1 | 0 | 0 | 1 | 0 | 0 | 1 | 0 | 0 | 1 | 0 | 0 | 1 | 0 | 0 | 1 | 0 | 7 | A | 7 | 6 | A | 7 | 23.3 | A | 7 | -2.2 | A | 7 | 18 | A | 7 | 825 | A | 7 | 160 | A | 7 | 4.1 | A | 7 | 64000 | B | 7 | 7620 | A | 7 | 1.3 | E | 8 | 0.104 | F | 8 | 0.19 | F | 8 | 0 | 1 | D | 9 | 0 | C | 8
1994-06-14 | 5:00 | 24 | 629 | 5 | 1 | 10 | 4 | 1 | 16 | 5 | 1 | 10 | 0 | 1 | 10 | 0 | 1 | 16 | 0 | 1 | 10 | 0 | 1 | 21 | 10 | A | 7 | 6 | A | 7 | 22.8 | A | 7 | -1.1 | A | 7 | 20 | A | 7 | 825 | A | 7 | 160 | A | 7 | 4.1 | A | 7 | 96000 | B | 7 | 7925 | A | 7 | 1.3 | E | 8 | 0.104 | F | 8 | 0.19 | F | 8 | 0 | 1 | D | 9 | 0 | C | 8
1994-06-14 | 6:00 | 221 | 1324 | 91 | 1 | 10 | 156 | 1 | 16 | 65 | 1 | 10 | 95 | 1 | 10 | 105 | 1 | 16 | 78 | 1 | 10 | 125 | 1 | 21 | 10 | A | 7 | 6 | A | 7 | 22.8 | A | 7 | 0.6 | A | 7 | 23 | A | 7 | 825 | A | 7 | 170 | A | 7 | 4.1 | A | 7 | 96000 | B | 7 | 7925 | A | 7 | 1.3 | E | 8 | 0.104 | F | 8 | 0.19 | F | 8 | 0 | 1 | D | 9 | 0 | C | 8
1994-06-14 | 7:00 | 462 | 1324 | 247 | 1 | 10 | 304 | 1 | 16 | 140 | 1 | 10 | 261 | 1 | 10 | 289 | 1 | 16 | 160 | 1 | 10 | 288 | 1 | 21 | 10 | A | 7 | 6 | A | 7 | 26.7 | A | 7 | 2.2 | A | 7 | 20 | A | 7 | 825 | A | 7 | 170 | A | 7 | 3.6 | A | 7 | 96000 | B | 7 | 7925 | A | 7 | 1.3 | E | 8 | 0.104 | F | 8 | 0.19 | F | 8 | 0 | 1 | D | 9 | 0 | C | 8
1994-06-14 | 8:00 | 696 | 1324 | 384 | 1 | 10 | 298 | 1 | 16 | 227 | 1 | 10 | 410 | 1 | 10 | 311 | 1 | 16 | 246 | 1 | 10 | 530 | 1 | 21 | 9 | A | 7 | 6 | A | 7 | 28.9 | A | 7 | 1.1 | A | 7 | 17 | A | 7 | 826 | A | 7 | 180 | A | 7 | 3.6 | A | 7 | 96000 | B | 7 | 7925 | A | 7 | 1.3 | E | 8 | 0.104 | F | 8 | 0.19 | F | 8 | 0 | 1 | D | 9 | 0 | C | 8
1994-06-14 | 9:00 | 906 | 1324 | 522 | 1 | 10 | 304 | 1 | 16 | 314 | 1 | 10 | 562 | 1 | 10 | 326 | 1 | 16 | 338 | 1 | 10 | 890 | 1 | 21 | 8 | A | 7 | 8 | A | 7 | 31.1 | A | 7 | -3.9 | A | 7 | 10 | A | 7 | 826 | A | 7 | 220 | A | 7 | 3.6 | A | 7 | 112000 | B | 7 | 6401 | A | 7 | 1.3 | E | 8 | 0.104 | F | 8 | 0.19 | F | 8 | 0 | 1 | D | 9 | 0 | C | 8
1994-06-14 | 10:00 | 1077 | 1324 | 427 | 1 | 10 | 241 | 1 | 16 | 231 | 1 | 10 | 481 | 1 | 10 | 263 | 1 | 16 | 267 | 1 | 10 | 806 | 1 | 21 | 7 | A | 7 | 6 | A | 7 | 32.2 | A | 7 | -3.9 | A | 7 | 9 | A | 7 | 825 | A | 7 | 240 | A | 7 | 2.1 | A | 7 | 112000 | B | 7 | 6401 | A | 7 | 1.3 | E | 8 | 0.104 | F | 8 | 0.19 | F | 8 | 0 | 1 | D | 9 | 0 | C | 8
1994-06-14 | 11:00 | 1197 | 1324 | 522 | 1 | 10 | 231 | 1 | 16 | 312 | 1 | 10 | 583 | 1 | 10 | 252 | 1 | 16 | 354 | 1 | 10 | 1548 | 1 | 21 | 8 | A | 7 | 8 | A | 7 | 34.4 | A | 7 | -4.4 | A | 7 | 8 | A | 7 | 825 | A | 7 | 350 | A | 7 | 2.1 | A | 7 | 112000 | B | 7 | 6401 | A | 7 | 1.3 | E | 8 | 0.104 | F | 8 | 0.19 | F | 8 | 0 | 1 | D | 9 | 0 | C | 8
1994-06-14 | 12:00 | 1259 | 1324 | 910 | 1 | 10 | 649 | 1 | 16 | 292 | 1 | 10 | 961 | 1 | 10 | 656 | 1 | 16 | 335 | 1 | 10 | 2137 | 1 | 21 | 5 | A | 7 | 5 | A | 7 | 36.1 | A | 7 | -4.4 | A | 7 | 7 | A | 7 | 825 | A | 7 | 210 | A | 7 | 6.2 | A | 7 | 112000 | B | 7 | 77777 | A | 7 | 1.3 | E | 8 | 0.104 | F | 8 | 0.19 | F | 8 | 0 | 1 | D | 9 | 0 | C | 8
1994-06-14 | 13:00 | 1258 | 1324 | 850 | 1 | 10 | 567 | 1 | 16 | 311 | 1 | 10 | 929 | 1 | 10 | 594 | 1 | 16 | 363 | 1 | 10 | 2327 | 1 | 21 | 6 | A | 7 | 5 | A | 7 | 36.1 | A | 7 | -4.4 | A | 7 | 7 | A | 7 | 825 | A | 7 | 300 | A | 7 | 3.1 | A | 7 | 128000 | B | 7 | 8230 | A | 7 | 1.3 | E | 8 | 0.104 | F | 8 | 0.19 | F | 8 | 0 | 1 | D | 9 | 0 | C | 8
1994-06-14 | 14:00 | 1194 | 1324 | 946 | 1 | 10 | 809 | 1 | 16 | 217 | 1 | 10 | 1015 | 1 | 10 | 828 | 1 | 16 | 267 | 1 | 10 | 1169 | 1 | 21 | 5 | A | 7 | 5 | A | 7 | 35.6 | A | 7 | -4.4 | A | 7 | 7 | A | 7 | 825 | A | 7 | 180 | A | 7 | 5.7 | A | 7 | 128000 | B | 7 | 77777 | A | 7 | 1.3 | E | 8 | 0.104 | F | 8 | 0.19 | F | 8 | 0 | 1 | D | 9 | 0 | C | 8
1994-06-14 | 15:00 | 1071 | 1324 | 740 | 1 | 10 | 659 | 1 | 16 | 206 | 1 | 10 | 785 | 1 | 10 | 671 | 1 | 16 | 241 | 1 | 10 | 757 | 1 | 21 | 3 | A | 7 | 3 | A | 7 | 36.7 | A | 7 | -4.4 | A | 7 | 7 | A | 7 | 824 | A | 7 | 200 | A | 7 | 2.6 | A | 7 | 128000 | B | 7 | 77777 | A | 7 | 1.3 | E | 8 | 0.104 | F | 8 | 0.19 | F | 8 | 0 | 1 | D | 9 | 0 | C | 8
1994-06-14 | 16:00 | 899 | 1324 | 633 | 1 | 10 | 749 | 1 | 16 | 125 | 1 | 10 | 665 | 1 | 10 | 750 | 1 | 16 | 155 | 1 | 10 | 317 | 1 | 21 | 2 | A | 7 | 2 | A | 7 | 36.7 | A | 7 | -3.9 | A | 7 | 7 | A | 7 | 824 | A | 7 | 300 | A | 7 | 2.1 | A | 7 | 128000 | B | 7 | 77777 | A | 7 | 1.3 | E | 8 | 0.104 | F | 8 | 0.19 | F | 8 | 0 | 1 | D | 9 | 0 | C | 8
1994-06-14 | 17:00 | 688 | 1324 | 359 | 1 | 10 | 414 | 1 | 16 | 144 | 1 | 10 | 388 | 1 | 10 | 418 | 1 | 16 | 170 | 1 | 10 | 304 | 1 | 21 | 8 | A | 7 | 4 | A | 7 | 35.6 | A | 7 | -4.4 | A | 7 | 7 | A | 7 | 824 | A | 7 | 310 | A | 7 | 4.6 | A | 7 | 112000 | B | 7 | 8534 | A | 7 | 1.3 | E | 8 | 0.104 | F | 8 | 0.19 | F | 8 | 0 | 1 | D | 9 | 0 | C | 8
1994-06-14 | 18:00 | 453 | 1324 | 247 | 1 | 10 | 476 | 1 | 16 | 84 | 1 | 10 | 256 | 1 | 10 | 435 | 1 | 16 | 107 | 1 | 10 | 159 | 1 | 21 | 7 | A | 7 | 4 | A | 7 | 33.9 | A | 7 | -1.1 | A | 7 | 11 | A | 7 | 825 | A | 7 | 330 | A | 7 | 5.2 | A | 7 | 112000 | B | 7 | 8534 | A | 7 | 1.3 | E | 8 | 0.104 | F | 8 | 0.19 | F | 8 | 0 | 1 | D | 9 | 0 | C | 8
1994-06-14 | 19:00 | 212 | 1324 | 89 | 1 | 10 | 162 | 1 | 16 | 63 | 1 | 10 | 93 | 1 | 10 | 106 | 1 | 16 | 76 | 1 | 10 | 121 | 1 | 21 | 6 | A | 7 | 4 | A | 7 | 32.8 | A | 7 | 0 | A | 7 | 12 | A | 7 | 825 | A | 7 | 360 | A | 7 | 3.6 | A | 7 | 96000 | B | 7 | 7620 | A | 7 | 1.3 | E | 8 | 0.104 | F | 8 | 0.19 | F | 8 | 0 | 1 | D | 9 | 0 | C | 8
1994-06-14 | 20:00 | 20 | 585 | 4 | 1 | 10 | 17 | 1 | 16 | 4 | 1 | 10 | 0 | 1 | 10 | 0 | 1 | 16 | 0 | 1 | 10 | 0 | 1 | 21 | 6 | A | 7 | 4 | A | 7 | 27.8 | A | 7 | 6.7 | A | 7 | 26 | A | 7 | 827 | A | 7 | 70 | A | 7 | 4.1 | A | 7 | 80000 | B | 7 | 7620 | A | 7 | 1.3 | E | 8 | 0.104 | F | 8 | 0.19 | F | 8 | 0 | 1 | D | 9 | 0 | C | 8
1994-06-14 | 21:00 | 0 | 0 | 0 | 1 | 0 | 0 | 1 | 0 | 0 | 1 | 0 | 0 | 1 | 0 | 0 | 1 | 0 | 0 | 1 | 0 | 0 | 1 | 0 | 3 | A | 7 | 3 | A | 7 | 25 | A | 7 | 8.3 | A | 7 | 35 | A | 7 | 829 | A | 7 | 60 | A | 7 | 7.2 | A | 7 | 48000 | B | 7 | 77777 | A | 7 | 1.3 | E | 8 | 0.104 | F | 8 | 0.19 | F | 8 | 0 | 1 | D | 9 | 0 | C | 8
1994-06-14 | 22:00 | 0 | 0 | 0 | 1 | 0 | 0 | 1 | 0 | 0 | 1 | 0 | 0 | 1 | 0 | 0 | 1 | 0 | 0 | 1 | 0 | 0 | 1 | 0 | 0 | A | 7 | 0 | A | 7 | 21.7 | A | 7 | 2.8 | A | 7 | 29 | A | 7 | 832 | A | 7 | 10 | A | 7 | 6.2 | A | 7 | 40000 | B | 7 | 77777 | A | 7 | 1.3 | E | 8 | 0.104 | F | 8 | 0.19 | F | 8 | 0 | 1 | D | 9 | 0 | C | 8
1994-06-14 | 23:00 | 0 | 0 | 0 | 1 | 0 | 0 | 1 | 0 | 0 | 1 | 0 | 0 | 1 | 0 | 0 | 1 | 0 | 0 | 1 | 0 | 0 | 1 | 0 | 1 | A | 7 | 1 | A | 7 | 19.4 | A | 7 | 2.2 | A | 7 | 32 | A | 7 | 833 | A | 7 | 360 | A | 7 | 3.1 | A | 7 | 40000 | B | 7 | 77777 | A | 7 | 1.3 | E | 8 | 0.104 | F | 8 | 0.19 | F | 8 | 0 | 1 | D | 9 | 0 | C | 8
1994-06-14 | 24:00 | 0 | 0 | 0 | 1 | 0 | 0 | 1 | 0 | 0 | 1 | 0 | 0 | 1 | 0 | 0 | 1 | 0 | 0 | 1 | 0 | 0 | 1 | 0 | 1 | A | 7 | 1 | A | 7 | 17.2 | A | 7 | 2.2 | A | 7 | 36 | A | 7 | 833 | A | 7 | 350 | A | 7 | 2.6 | A | 7 | 40000 | B | 7 | 77777 | A | 7 | 1.3 | E | 8 | 0.104 | F | 8 | 0.19 | F | 8 | 0 | 1 | D | 9 | 0 | C | 8
1994-06-15 | 1:00 | 0 | 0 | 0 | 1 | 0 | 0 | 1 | 0 | 0 | 1 | 0 | 0 | 1 | 0 | 0 | 1 | 0 | 0 | 1 | 0 | 0 | 1 | 0 | 1 | A | 7 | 1 | A | 7 | 15.6 | A | 7 | 2.8 | A | 7 | 42 | A | 7 | 833 | A | 7 | 340 | A | 7 | 2.1 | A | 7 | 40000 | B | 7 | 77777 | A | 7 | 1.3 | E | 8 | 0.103 | F | 8 | 0.19 | F | 8 | 0 | 1 | D | 9 | 0 | C | 8
1994-06-15 | 2:00 | 0 | 0 | 0 | 1 | 0 | 0 | 1 | 0 | 0 | 1 | 0 | 0 | 1 | 0 | 0 | 1 | 0 | 0 | 1 | 0 | 0 | 1 | 0 | 1 | A | 7 | 1 | A | 7 | 15.6 | A | 7 | 2.2 | A | 7 | 40 | A | 7 | 833 | A | 7 | 350 | A | 7 | 2.1 | A | 7 | 40000 | B | 7 | 77777 | A | 7 | 1.3 | E | 8 | 0.103 | F | 8 | 0.19 | F | 8 | 0 | 1 | D | 9 | 0 | C | 8
1994-06-15 | 3:00 | 0 | 0 | 0 | 1 | 0 | 0 | 1 | 0 | 0 | 1 | 0 | 0 | 1 | 0 | 0 | 1 | 0 | 0 | 1 | 0 | 0 | 1 | 0 | 1 | A | 7 | 1 | A | 7 | 12.2 | A | 7 | 3.9 | A | 7 | 57 | A | 7 | 832 | A | 7 | 360 | A | 7 | 1.5 | A | 7 | 40000 | B | 7 | 77777 | A | 7 | 1.3 | E | 8 | 0.103 | F | 8 | 0.19 | F | 8 | 0 | 1 | D | 9 | 0 | C | 8
1994-06-15 | 4:00 | 0 | 0 | 0 | 1 | 0 | 0 | 1 | 0 | 0 | 1 | 0 | 0 | 1 | 0 | 0 | 1 | 0 | 0 | 1 | 0 | 0 | 1 | 0 | 3 | A | 7 | 1 | A | 7 | 11.7 | A | 7 | 4.4 | A | 7 | 61 | A | 7 | 832 | A | 7 | 110 | A | 7 | 1.5 | A | 7 | 64000 | B | 7 | 77777 | A | 7 | 1.3 | E | 8 | 0.103 | F | 8 | 0.19 | F | 8 | 0 | 1 | D | 9 | 0 | C | 8
1994-06-15 | 5:00 | 24 | 629 | 8 | 1 | 10 | 108 | 1 | 16 | 3 | 1 | 10 | 0 | 1 | 10 | 0 | 1 | 16 | 0 | 1 | 10 | 0 | 1 | 21 | 0 | A | 7 | 0 | A | 7 | 11.7 | A | 7 | 3.9 | A | 7 | 59 | A | 7 | 833 | A | 7 | 0 | A | 7 | 0 | A | 7 | 96000 | B | 7 | 77777 | A | 7 | 1.3 | E | 8 | 0.103 | F | 8 | 0.19 | F | 8 | 0 | 1 | D | 9 | 0 | C | 8
1994-06-15 | 6:00 | 220 | 1324 | 113 | 1 | 10 | 496 | 1 | 16 | 30 | 1 | 10 | 116 | 1 | 10 | 371 | 1 | 16 | 54 | 1 | 10 | 61 | 1 | 21 | 1 | A | 7 | 1 | A | 7 | 16.7 | A | 7 | 5.6 | A | 7 | 48 | A | 7 | 833 | A | 7 | 230 | A | 7 | 2.1 | A | 7 | 96000 | B | 7 | 77777 | A | 7 | 1.3 | E | 8 | 0.103 | F | 8 | 0.19 | F | 8 | 0 | 1 | D | 9 | 0 | C | 8
1994-06-15 | 7:00 | 462 | 1324 | 270 | 1 | 10 | 596 | 1 | 16 | 61 | 1 | 10 | 286 | 1 | 10 | 555 | 1 | 16 | 92 | 1 | 10 | 122 | 1 | 21 | 2 | A | 7 | 2 | A | 7 | 18.3 | A | 7 | 5 | A | 7 | 41 | A | 7 | 833 | A | 7 | 90 | A | 7 | 1 | A | 7 | 96000 | B | 7 | 77777 | A | 7 | 1.3 | E | 8 | 0.103 | F | 8 | 0.19 | F | 8 | 0 | 1 | D | 9 | 0 | C | 8
1994-06-15 | 8:00 | 696 | 1324 | 419 | 1 | 10 | 479 | 1 | 16 | 167 | 1 | 10 | 446 | 1 | 10 | 484 | 1 | 16 | 192 | 1 | 10 | 359 | 1 | 21 | 3 | A | 7 | 3 | A | 7 | 20 | A | 7 | 9.4 | A | 7 | 50 | A | 7 | 833 | A | 7 | 50 | A | 7 | 3.1 | A | 7 | 88000 | B | 7 | 77777 | A | 7 | 1.3 | E | 8 | 0.103 | F | 8 | 0.19 | F | 8 | 0 | 1 | D | 9 | 0 | C | 8
1994-06-15 | 9:00 | 906 | 1324 | 520 | 1 | 10 | 582 | 1 | 16 | 121 | 1 | 10 | 562 | 1 | 10 | 597 | 1 | 16 | 152 | 1 | 10 | 339 | 1 | 21 | 5 | A | 7 | 5 | A | 7 | 21.1 | A | 7 | 10 | A | 7 | 49 | A | 7 | 833 | A | 7 | 150 | A | 7 | 2.6 | A | 7 | 80000 | B | 7 | 77777 | A | 7 | 1.3 | E | 8 | 0.103 | F | 8 | 0.19 | F | 8 | 0 | 1 | D | 9 | 0 | C | 8
1994-06-15 | 10:00 | 1077 | 1324 | 614 | 1 | 10 | 577 | 1 | 16 | 144 | 1 | 10 | 669 | 1 | 10 | 597 | 1 | 16 | 182 | 1 | 10 | 552 | 1 | 21 | 5 | A | 7 | 5 | A | 7 | 21.7 | A | 7 | 10 | A | 7 | 47 | A | 7 | 833 | A | 7 | 50 | A | 7 | 5.2 | A | 7 | 72000 | B | 7 | 77777 | A | 7 | 1.4 | E | 8 | 0.103 | F | 8 | 0.19 | F | 8 | 0 | 1 | D | 9 | 0 | C | 8
1994-06-15 | 11:00 | 1197 | 1324 | 916 | 1 | 10 | 861 | 1 | 16 | 137 | 1 | 10 | 941 | 1 | 10 | 862 | 1 | 16 | 159 | 1 | 10 | 580 | 1 | 21 | 2 | A | 7 | 2 | A | 7 | 22.8 | A | 7 | 10 | A | 7 | 44 | A | 7 | 832 | A | 7 | 20 | A | 7 | 2.1 | A | 7 | 72000 | B | 7 | 77777 | A | 7 | 1.4 | E | 8 | 0.103 | F | 8 | 0.19 | F | 8 | 0 | 1 | D | 9 | 0 | C | 8
1994-06-15 | 12:00 | 1259 | 1324 | 1021 | 1 | 10 | 985 | 1 | 16 | 84 | 1 | 10 | 1064 | 1 | 10 | 991 | 1 | 16 | 120 | 1 | 10 | 552 | 1 | 21 | 0 | A | 7 | 0 | A | 7 | 25 | A | 7 | 10 | A | 7 | 39 | A | 7 | 832 | A | 7 | 190 | A | 7 | 2.1 | A | 7 | 64000 | B | 7 | 77777 | A | 7 | 1.4 | E | 8 | 0.103 | F | 8 | 0.19 | F | 8 | 0 | 1 | D | 9 | 0 | C | 8
1994-06-15 | 13:00 | 1258 | 1324 | 1020 | 1 | 10 | 984 | 1 | 16 | 84 | 1 | 10 | 1062 | 1 | 10 | 990 | 1 | 16 | 120 | 1 | 10 | 549 | 1 | 21 | 0 | A | 7 | 0 | A | 7 | 26.1 | A | 7 | 10.6 | A | 7 | 38 | A | 7 | 831 | A | 7 | 70 | A | 7 | 2.1 | A | 7 | 64000 | B | 7 | 77777 | A | 7 | 1.4 | E | 8 | 0.103 | F | 8 | 0.19 | F | 8 | 0 | 1 | D | 9 | 0 | C | 8
1994-06-15 | 14:00 | 1194 | 1324 | 963 | 1 | 10 | 976 | 1 | 16 | 81 | 1 | 10 | 1004 | 1 | 10 | 981 | 1 | 16 | 117 | 1 | 10 | 399 | 1 | 21 | 0 | A | 7 | 0 | A | 7 | 31.1 | A | 7 | 7.8 | A | 7 | 23 | A | 7 | 829 | A | 7 | 140 | A | 7 | 6.2 | A | 7 | 64000 | B | 7 | 77777 | A | 7 | 1.4 | E | 8 | 0.103 | F | 8 | 0.19 | F | 8 | 0 | 1 | D | 9 | 0 | C | 8
1994-06-15 | 15:00 | 1072 | 1324 | 852 | 1 | 10 | 958 | 1 | 16 | 76 | 1 | 10 | 892 | 1 | 10 | 961 | 1 | 16 | 111 | 1 | 10 | 273 | 1 | 21 | 0 | A | 7 | 0 | A | 7 | 31.7 | A | 7 | 7.2 | A | 7 | 22 | A | 7 | 829 | A | 7 | 140 | A | 7 | 5.7 | A | 7 | 64000 | B | 7 | 77777 | A | 7 | 1.4 | E | 8 | 0.103 | F | 8 | 0.19 | F | 8 | 0 | 1 | D | 9 | 0 | C | 8
1994-06-15 | 16:00 | 900 | 1324 | 695 | 1 | 10 | 926 | 1 | 16 | 65 | 1 | 10 | 730 | 1 | 10 | 924 | 1 | 16 | 101 | 1 | 10 | 190 | 1 | 21 | 1 | A | 7 | 1 | A | 7 | 32.8 | A | 7 | 6.7 | A | 7 | 20 | A | 7 | 828 | A | 7 | 180 | A | 7 | 6.2 | A | 7 | 64000 | B | 7 | 77777 | A | 7 | 1.4 | E | 8 | 0.103 | F | 8 | 0.19 | F | 8 | 0 | 1 | D | 9 | 0 | C | 8
1994-06-15 | 17:00 | 689 | 1324 | 476 | 1 | 10 | 789 | 1 | 16 | 65 | 1 | 10 | 500 | 1 | 10 | 772 | 1 | 16 | 97 | 1 | 10 | 155 | 1 | 21 | 1 | A | 7 | 1 | A | 7 | 30 | A | 7 | 10.6 | A | 7 | 30 | A | 7 | 828 | A | 7 | 350 | A | 7 | 7.2 | A | 7 | 64000 | B | 7 | 77777 | A | 7 | 1.4 | E | 8 | 0.103 | F | 8 | 0.19 | F | 8 | 0 | 1 | D | 9 | 0 | C | 8
1994-06-15 | 18:00 | 455 | 1324 | 306 | 1 | 10 | 773 | 1 | 16 | 40 | 1 | 10 | 324 | 1 | 10 | 715 | 1 | 16 | 78 | 1 | 10 | 103 | 1 | 21 | 0 | A | 7 | 0 | A | 7 | 28.9 | A | 7 | 10.6 | A | 7 | 32 | A | 7 | 828 | A | 7 | 310 | A | 7 | 5.2 | A | 7 | 56000 | B | 7 | 77777 | A | 7 | 1.4 | E | 8 | 0.103 | F | 8 | 0.19 | F | 8 | 0 | 1 | D | 9 | 0 | C | 8
1994-06-15 | 19:00 | 213 | 1324 | 115 | 1 | 10 | 556 | 1 | 16 | 26 | 1 | 10 | 122 | 1 | 10 | 425 | 1 | 16 | 54 | 1 | 10 | 60 | 1 | 21 | 0 | A | 7 | 0 | A | 7 | 27.8 | A | 7 | 10.6 | A | 7 | 34 | A | 7 | 829 | A | 7 | 330 | A | 7 | 3.1 | A | 7 | 48000 | B | 7 | 77777 | A | 7 | 1.4 | E | 8 | 0.103 | F | 8 | 0.19 | F | 8 | 0 | 1 | D | 9 | 0 | C | 8
1994-06-15 | 20:00 | 21 | 585 | 6 | 1 | 10 | 97 | 1 | 16 | 3 | 1 | 10 | 0 | 1 | 10 | 0 | 1 | 16 | 0 | 1 | 10 | 0 | 1 | 21 | 0 | A | 7 | 0 | A | 7 | 24.4 | A | 7 | 10.6 | A | 7 | 42 | A | 7 | 829 | A | 7 | 280 | A | 7 | 3.1 | A | 7 | 40000 | B | 7 | 77777 | A | 7 | 1.4 | E | 8 | 0.103 | F | 8 | 0.19 | F | 8 | 0 | 1 | D | 9 | 0 | C | 8
1994-06-15 | 21:00 | 0 | 0 | 0 | 1 | 0 | 0 | 1 | 0 | 0 | 1 | 0 | 0 | 1 | 0 | 0 | 1 | 0 | 0 | 1 | 0 | 0 | 1 | 0 | 0 | A | 7 | 0 | A | 7 | 22.2 | A | 7 | 10.6 | A | 7 | 48 | A | 7 | 830 | A | 7 | 0 | A | 7 | 0 | A | 7 | 40000 | B | 7 | 77777 | A | 7 | 1.4 | E | 8 | 0.103 | F | 8 | 0.19 | F | 8 | 0 | 1 | D | 9 | 0 | C | 8
1994-06-15 | 22:00 | 0 | 0 | 0 | 1 | 0 | 0 | 1 | 0 | 0 | 1 | 0 | 0 | 1 | 0 | 0 | 1 | 0 | 0 | 1 | 0 | 0 | 1 | 0 | 0 | A | 7 | 0 | A | 7 | 19.4 | A | 7 | 11.7 | A | 7 | 61 | A | 7 | 831 | A | 7 | 150 | A | 7 | 2.6 | A | 7 | 40000 | B | 7 | 77777 | A | 7 | 1.4 | E | 8 | 0.103 | F | 8 | 0.19 | F | 8 | 0 | 1 | D | 9 | 0 | C | 8
1994-06-15 | 23:00 | 0 | 0 | 0 | 1 | 0 | 0 | 1 | 0 | 0 | 1 | 0 | 0 | 1 | 0 | 0 | 1 | 0 | 0 | 1 | 0 | 0 | 1 | 0 | 0 | A | 7 | 0 | A | 7 | 20 | A | 7 | 11.7 | A | 7 | 59 | A | 7 | 831 | A | 7 | 230 | A | 7 | 2.6 | A | 7 | 40000 | B | 7 | 77777 | A | 7 | 1.4 | E | 8 | 0.103 | F | 8 | 0.19 | F | 8 | 0 | 1 | D | 9 | 0 | C | 8
1994-06-15 | 24:00 | 0 | 0 | 0 | 1 | 0 | 0 | 1 | 0 | 0 | 1 | 0 | 0 | 1 | 0 | 0 | 1 | 0 | 0 | 1 | 0 | 0 | 1 | 0 | 0 | A | 7 | 0 | A | 7 | 18.3 | A | 7 | 11.7 | A | 7 | 65 | A | 7 | 832 | A | 7 | 240 | A | 7 | 2.1 | A | 7 | 40000 | B | 7 | 77777 | A | 7 | 1.4 | E | 8 | 0.103 | F | 8 | 0.19 | F | 8 | 0 | 1 | D | 9 | 0 | C | 8
1994-06-16 | 1:00 | 0 | 0 | 0 | 1 | 0 | 0 | 1 | 0 | 0 | 1 | 0 | 0 | 1 | 0 | 0 | 1 | 0 | 0 | 1 | 0 | 0 | 1 | 0 | 0 | A | 7 | 0 | A | 7 | 17.2 | A | 7 | 12.2 | A | 7 | 72 | A | 7 | 833 | A | 7 | 340 | A | 7 | 4.1 | A | 7 | 24000 | B | 7 | 77777 | A | 7 | 1.4 | E | 8 | 0.103 | F | 8 | 0.19 | F | 8 | 0 | 1 | D | 9 | 0 | C | 8
1994-06-16 | 2:00 | 0 | 0 | 0 | 1 | 0 | 0 | 1 | 0 | 0 | 1 | 0 | 0 | 1 | 0 | 0 | 1 | 0 | 0 | 1 | 0 | 0 | 1 | 0 | 10 | A | 7 | 10 | A | 7 | 16.7 | A | 7 | 12.8 | A | 7 | 78 | A | 7 | 834 | A | 7 | 330 | A | 7 | 5.2 | A | 7 | 24000 | B | 7 | 396 | A | 7 | 1.4 | E | 8 | 0.103 | F | 8 | 0.19 | F | 8 | 0 | 1 | D | 9 | 0 | C | 8
1994-06-16 | 3:00 | 0 | 0 | 0 | 1 | 0 | 0 | 1 | 0 | 0 | 1 | 0 | 0 | 1 | 0 | 0 | 1 | 0 | 0 | 1 | 0 | 0 | 1 | 0 | 10 | A | 7 | 10 | A | 7 | 16.7 | A | 7 | 13.3 | A | 7 | 80 | A | 7 | 835 | A | 7 | 340 | A | 7 | 4.6 | A | 7 | 24000 | B | 7 | 427 | A | 7 | 1.4 | E | 8 | 0.103 | F | 8 | 0.19 | F | 8 | 0 | 1 | D | 9 | 0 | C | 8
1994-06-16 | 4:00 | 0 | 0 | 0 | 1 | 0 | 0 | 1 | 0 | 0 | 1 | 0 | 0 | 1 | 0 | 0 | 1 | 0 | 0 | 1 | 0 | 0 | 1 | 0 | 10 | A | 7 | 9 | A | 7 | 16.7 | A | 7 | 12.8 | A | 7 | 78 | A | 7 | 835 | A | 7 | 340 | A | 7 | 5.2 | A | 7 | 24000 | B | 7 | 640 | A | 7 | 1.5 | E | 8 | 0.103 | F | 8 | 0.19 | F | 8 | 0 | 1 | D | 9 | 0 | C | 8
1994-06-16 | 5:00 | 24 | 629 | 3 | 1 | 10 | 0 | 1 | 16 | 3 | 1 | 10 | 0 | 1 | 10 | 0 | 1 | 16 | 0 | 1 | 10 | 0 | 1 | 21 | 10 | A | 7 | 10 | A | 7 | 15.6 | A | 7 | 12.2 | A | 7 | 80 | A | 7 | 836 | A | 7 | 350 | A | 7 | 4.6 | A | 7 | 24000 | B | 7 | 853 | A | 7 | 1.5 | E | 8 | 0.103 | F | 8 | 0.19 | F | 8 | 0 | 1 | D | 9 | 0 | C | 8
1994-06-16 | 6:00 | 220 | 1324 | 27 | 1 | 10 | 0 | 1 | 16 | 27 | 1 | 10 | 32 | 1 | 10 | 0 | 1 | 16 | 32 | 1 | 10 | 107 | 1 | 21 | 10 | A | 7 | 10 | A | 7 | 16.1 | A | 7 | 12.8 | A | 7 | 81 | A | 7 | 837 | A | 7 | 360 | A | 7 | 4.1 | A | 7 | 19200 | B | 7 | 366 | A | 7 | 1.5 | E | 8 | 0.103 | F | 8 | 0.19 | F | 8 | 0 | 1 | D | 9 | 0 | C | 8
1994-06-16 | 7:00 | 462 | 1324 | 72 | 1 | 10 | 0 | 1 | 16 | 72 | 1 | 10 | 85 | 1 | 10 | 0 | 1 | 16 | 85 | 1 | 10 | 307 | 1 | 21 | 10 | A | 7 | 10 | A | 7 | 16.1 | A | 7 | 13.3 | A | 7 | 83 | A | 7 | 837 | A | 7 | 360 | A | 7 | 3.6 | A | 7 | 19200 | B | 7 | 305 | A | 7 | 1.5 | E | 8 | 0.103 | F | 8 | 0.19 | F | 8 | 0 | 1 | D | 9 | 0 | C | 8
1994-06-16 | 8:00 | 696 | 1324 | 121 | 1 | 10 | 0 | 1 | 16 | 121 | 1 | 10 | 144 | 1 | 10 | 0 | 1 | 16 | 144 | 1 | 10 | 555 | 1 | 21 | 10 | A | 7 | 10 | A | 7 | 15.6 | A | 7 | 12.2 | A | 7 | 80 | A | 7 | 838 | A | 7 | 40 | A | 7 | 4.6 | A | 7 | 16000 | B | 7 | 305 | A | 7 | 1.5 | E | 8 | 0.103 | F | 8 | 0.19 | F | 8 | 0 | 1 | D | 9 | 0 | C | 8
1994-06-16 | 9:00 | 905 | 1324 | 197 | 1 | 10 | 0 | 1 | 16 | 197 | 1 | 10 | 234 | 1 | 10 | 0 | 1 | 16 | 234 | 1 | 10 | 927 | 1 | 21 | 10 | A | 7 | 10 | A | 7 | 16.7 | A | 7 | 12.2 | A | 7 | 75 | A | 7 | 838 | A | 7 | 30 | A | 7 | 5.2 | A | 7 | 19200 | B | 7 | 427 | A | 7 | 1.5 | E | 8 | 0.103 | F | 8 | 0.19 | F | 8 | 0 | 1 | D | 9 | 0 | C | 8
1994-06-16 | 10:00 | 1076 | 1324 | 620 | 1 | 10 | 243 | 1 | 16 | 421 | 1 | 10 | 675 | 1 | 10 | 258 | 1 | 16 | 465 | 1 | 10 | 1556 | 1 | 21 | 7 | A | 7 | 7 | A | 7 | 18.3 | A | 7 | 11.7 | A | 7 | 65 | A | 7 | 838 | A | 7 | 30 | A | 7 | 2.6 | A | 7 | 24000 | B | 7 | 914 | A | 7 | 1.5 | E | 8 | 0.103 | F | 8 | 0.19 | F | 8 | 0 | 1 | D | 9 | 0 | C | 8
1994-06-16 | 11:00 | 1197 | 1324 | 620 | 1 | 10 | 350 | 1 | 16 | 303 | 1 | 10 | 673 | 1 | 10 | 367 | 1 | 16 | 341 | 1 | 10 | 1676 | 1 | 21 | 8 | A | 7 | 8 | A | 7 | 21.7 | A | 7 | 11.7 | A | 7 | 53 | A | 7 | 837 | A | 7 | 340 | A | 7 | 3.6 | A | 7 | 24000 | B | 7 | 914 | A | 7 | 1.5 | E | 8 | 0.103 | F | 8 | 0.19 | F | 8 | 0 | 1 | D | 9 | 0 | C | 8
1994-06-16 | 12:00 | 1259 | 1324 | 973 | 1 | 10 | 903 | 1 | 16 | 114 | 1 | 10 | 1005 | 1 | 10 | 907 | 1 | 16 | 140 | 1 | 10 | 706 | 1 | 21 | 1 | A | 7 | 1 | A | 7 | 22.2 | A | 7 | 11.7 | A | 7 | 51 | A | 7 | 837 | A | 7 | 340 | A | 7 | 4.6 | A | 7 | 24000 | B | 7 | 77777 | A | 7 | 1.5 | E | 8 | 0.103 | F | 8 | 0.19 | F | 8 | 0 | 1 | D | 9 | 0 | C | 8
1994-06-16 | 13:00 | 1258 | 1324 | 1011 | 1 | 10 | 941 | 1 | 16 | 116 | 1 | 10 | 1043 | 1 | 10 | 945 | 1 | 16 | 143 | 1 | 10 | 712 | 1 | 21 | 0 | A | 7 | 0 | A | 7 | 24.4 | A | 7 | 11.7 | A | 7 | 45 | A | 7 | 836 | A | 7 | 360 | A | 7 | 2.1 | A | 7 | 24000 | B | 7 | 77777 | A | 7 | 1.5 | E | 8 | 0.103 | F | 8 | 0.19 | F | 8 | 0 | 1 | D | 9 | 0 | C | 8
1994-06-16 | 14:00 | 1195 | 1324 | 953 | 1 | 10 | 931 | 1 | 16 | 112 | 1 | 10 | 984 | 1 | 10 | 934 | 1 | 16 | 139 | 1 | 10 | 506 | 1 | 21 | 0 | A | 7 | 0 | A | 7 | 26.7 | A | 7 | 11.1 | A | 7 | 38 | A | 7 | 835 | A | 7 | 40 | A | 7 | 4.1 | A | 7 | 19200 | B | 7 | 77777 | A | 7 | 1.5 | E | 8 | 0.103 | F | 8 | 0.19 | F | 8 | 0 | 1 | D | 9 | 0 | C | 8
1994-06-16 | 15:00 | 1073 | 1324 | 842 | 1 | 10 | 909 | 1 | 16 | 105 | 1 | 10 | 872 | 1 | 10 | 910 | 1 | 16 | 133 | 1 | 10 | 332 | 1 | 21 | 0 | A | 7 | 0 | A | 7 | 28.9 | A | 7 | 11.7 | A | 7 | 35 | A | 7 | 835 | A | 7 | 80 | A | 7 | 4.6 | A | 7 | 24000 | B | 7 | 77777 | A | 7 | 1.5 | E | 8 | 0.103 | F | 8 | 0.19 | F | 8 | 0 | 1 | D | 9 | 0 | C | 8
1994-06-16 | 16:00 | 901 | 1324 | 545 | 1 | 10 | 636 | 1 | 16 | 112 | 1 | 10 | 579 | 1 | 10 | 640 | 1 | 16 | 142 | 1 | 10 | 296 | 1 | 21 | 1 | A | 7 | 1 | A | 7 | 29.4 | A | 7 | 11.1 | A | 7 | 32 | A | 7 | 834 | A | 7 | 120 | A | 7 | 6.2 | A | 7 | 24000 | B | 7 | 77777 | A | 7 | 1.5 | E | 8 | 0.103 | F | 8 | 0.19 | F | 8 | 0 | 1 | D | 9 | 0 | C | 8
1994-06-16 | 17:00 | 690 | 1324 | 497 | 1 | 10 | 805 | 1 | 16 | 76 | 1 | 10 | 530 | 1 | 10 | 798 | 1 | 16 | 113 | 1 | 10 | 175 | 1 | 21 | 0 | A | 7 | 0 | A | 7 | 30 | A | 7 | 11.7 | A | 7 | 32 | A | 7 | 834 | A | 7 | 60 | A | 7 | 6.2 | A | 7 | 32000 | B | 7 | 77777 | A | 7 | 1.5 | E | 8 | 0.103 | F | 8 | 0.19 | F | 8 | 0 | 1 | D | 9 | 0 | C | 8
1994-06-16 | 18:00 | 456 | 1324 | 293 | 1 | 10 | 687 | 1 | 16 | 56 | 1 | 10 | 306 | 1 | 10 | 636 | 1 | 16 | 87 | 1 | 10 | 116 | 1 | 21 | 0 | A | 7 | 0 | A | 7 | 29.4 | A | 7 | 11.7 | A | 7 | 34 | A | 7 | 834 | A | 7 | 30 | A | 7 | 6.2 | A | 7 | 32000 | B | 7 | 77777 | A | 7 | 1.5 | E | 8 | 0.103 | F | 8 | 0.19 | F | 8 | 0 | 1 | D | 9 | 0 | C | 8
1994-06-16 | 19:00 | 214 | 1324 | 106 | 1 | 10 | 437 | 1 | 16 | 35 | 1 | 10 | 109 | 1 | 10 | 309 | 1 | 16 | 60 | 1 | 10 | 65 | 1 | 21 | 0 | A | 7 | 0 | A | 7 | 25 | A | 7 | 12.2 | A | 7 | 45 | A | 7 | 835 | A | 7 | 340 | A | 7 | 7.2 | A | 7 | 32000 | B | 7 | 77777 | A | 7 | 1.5 | E | 8 | 0.103 | F | 8 | 0.19 | F | 8 | 0 | 1 | D | 9 | 0 | C | 8
1994-06-16 | 20:00 | 21 | 607 | 5 | 1 | 10 | 46 | 1 | 16 | 3 | 1 | 10 | 0 | 1 | 10 | 0 | 1 | 16 | 0 | 1 | 10 | 0 | 1 | 21 | 0 | A | 7 | 0 | A | 7 | 23.3 | A | 7 | 12.2 | A | 7 | 50 | A | 7 | 835 | A | 7 | 320 | A | 7 | 8.2 | A | 7 | 40000 | B | 7 | 77777 | A | 7 | 1.5 | E | 8 | 0.103 | F | 8 | 0.19 | F | 8 | 0 | 1 | D | 9 | 0 | C | 8
1994-06-16 | 21:00 | 0 | 0 | 0 | 1 | 0 | 0 | 1 | 0 | 0 | 1 | 0 | 0 | 1 | 0 | 0 | 1 | 0 | 0 | 1 | 0 | 0 | 1 | 0 | 0 | A | 7 | 0 | A | 7 | 22.8 | A | 7 | 13.3 | A | 7 | 55 | A | 7 | 836 | A | 7 | 300 | A | 7 | 7.2 | A | 7 | 40000 | B | 7 | 77777 | A | 7 | 1.5 | E | 8 | 0.103 | F | 8 | 0.19 | F | 8 | 0 | 1 | D | 9 | 0 | C | 8
1994-06-16 | 22:00 | 0 | 0 | 0 | 1 | 0 | 0 | 1 | 0 | 0 | 1 | 0 | 0 | 1 | 0 | 0 | 1 | 0 | 0 | 1 | 0 | 0 | 1 | 0 | 0 | A | 7 | 0 | A | 7 | 21.7 | A | 7 | 13.3 | A | 7 | 59 | A | 7 | 836 | A | 7 | 330 | A | 7 | 4.1 | A | 7 | 40000 | B | 7 | 77777 | A | 7 | 1.5 | E | 8 | 0.103 | F | 8 | 0.19 | F | 8 | 0 | 1 | D | 9 | 0 | C | 8
1994-06-16 | 23:00 | 0 | 0 | 0 | 1 | 0 | 0 | 1 | 0 | 0 | 1 | 0 | 0 | 1 | 0 | 0 | 1 | 0 | 0 | 1 | 0 | 0 | 1 | 0 | 0 | A | 7 | 0 | A | 7 | 20.6 | A | 7 | 13.3 | A | 7 | 63 | A | 7 | 837 | A | 7 | 280 | A | 7 | 2.1 | A | 7 | 40000 | B | 7 | 77777 | A | 7 | 1.5 | E | 8 | 0.103 | F | 8 | 0.19 | F | 8 | 0 | 1 | D | 9 | 0 | C | 8
1994-06-16 | 24:00 | 0 | 0 | 0 | 1 | 0 | 0 | 1 | 0 | 0 | 1 | 0 | 0 | 1 | 0 | 0 | 1 | 0 | 0 | 1 | 0 | 0 | 1 | 0 | 0 | A | 7 | 0 | A | 7 | 18.9 | A | 7 | 13.3 | A | 7 | 70 | A | 7 | 837 | A | 7 | 300 | A | 7 | 2.1 | A | 7 | 40000 | B | 7 | 77777 | A | 7 | 1.5 | E | 8 | 0.103 | F | 8 | 0.19 | F | 8 | 0 | 1 | D | 9 | 0 | C | 8
1994-06-17 | 1:00 | 0 | 0 | 0 | 1 | 0 | 0 | 1 | 0 | 0 | 1 | 0 | 0 | 1 | 0 | 0 | 1 | 0 | 0 | 1 | 0 | 0 | 1 | 0 | 0 | A | 7 | 0 | A | 7 | 17.8 | A | 7 | 12.8 | A | 7 | 73 | A | 7 | 837 | A | 7 | 310 | A | 7 | 3.1 | A | 7 | 32000 | B | 7 | 77777 | A | 7 | 1.5 | E | 8 | 0.103 | F | 8 | 0.19 | F | 8 | 0 | 1 | D | 9 | 0 | C | 8
1994-06-17 | 2:00 | 0 | 0 | 0 | 1 | 0 | 0 | 1 | 0 | 0 | 1 | 0 | 0 | 1 | 0 | 0 | 1 | 0 | 0 | 1 | 0 | 0 | 1 | 0 | 0 | A | 7 | 0 | A | 7 | 17.2 | A | 7 | 12.8 | A | 7 | 75 | A | 7 | 838 | A | 7 | 330 | A | 7 | 2.1 | A | 7 | 32000 | B | 7 | 77777 | A | 7 | 1.5 | E | 8 | 0.103 | F | 8 | 0.19 | F | 8 | 0 | 1 | D | 9 | 0 | C | 8
1994-06-17 | 3:00 | 0 | 0 | 0 | 1 | 0 | 0 | 1 | 0 | 0 | 1 | 0 | 0 | 1 | 0 | 0 | 1 | 0 | 0 | 1 | 0 | 0 | 1 | 0 | 0 | A | 7 | 0 | A | 7 | 16.1 | A | 7 | 13.3 | A | 7 | 83 | A | 7 | 838 | A | 7 | 320 | A | 7 | 2.1 | A | 7 | 24000 | B | 7 | 77777 | A | 7 | 1.5 | E | 8 | 0.103 | F | 8 | 0.19 | F | 8 | 0 | 1 | D | 9 | 0 | C | 8
1994-06-17 | 4:00 | 0 | 0 | 0 | 1 | 0 | 0 | 1 | 0 | 0 | 1 | 0 | 0 | 1 | 0 | 0 | 1 | 0 | 0 | 1 | 0 | 0 | 1 | 0 | 6 | A | 7 | 3 | A | 7 | 14.4 | A | 7 | 13.3 | A | 7 | 93 | A | 7 | 839 | A | 7 | 350 | A | 7 | 3.1 | A | 7 | 16000 | B | 7 | 77777 | A | 7 | 1.5 | E | 8 | 0.103 | F | 8 | 0.19 | F | 8 | 0 | 1 | D | 9 | 0 | C | 8
1994-06-17 | 5:00 | 23 | 629 | 2 | 1 | 10 | 0 | 1 | 16 | 2 | 1 | 10 | 0 | 1 | 10 | 0 | 1 | 16 | 0 | 1 | 10 | 0 | 1 | 21 | 10 | A | 7 | 10 | A | 7 | 15.6 | A | 7 | 15.6 | A | 7 | 100 | A | 7 | 839 | A | 7 | 340 | A | 7 | 2.6 | A | 7 | 2400 | B | 7 | 61 | A | 7 | 1.5 | E | 8 | 0.103 | F | 8 | 0.19 | F | 8 | 0 | 1 | D | 9 | 0 | C | 8
1994-06-17 | 6:00 | 220 | 1323 | 22 | 1 | 10 | 0 | 1 | 16 | 22 | 1 | 10 | 26 | 1 | 10 | 0 | 1 | 16 | 26 | 1 | 10 | 89 | 1 | 21 | 10 | A | 7 | 10 | A | 7 | 15.6 | A | 7 | 15.6 | A | 7 | 100 | A | 7 | 840 | A | 7 | 350 | A | 7 | 3.1 | A | 7 | 4000 | B | 7 | 61 | A | 7 | 1.5 | E | 8 | 0.103 | F | 8 | 0.19 | F | 8 | 0 | 1 | D | 9 | 0 | C | 8
1994-06-17 | 7:00 | 461 | 1323 | 83 | 1 | 10 | 0 | 1 | 16 | 83 | 1 | 10 | 97 | 1 | 10 | 0 | 1 | 16 | 97 | 1 | 10 | 345 | 1 | 21 | 10 | A | 7 | 10 | A | 7 | 17.2 | A | 7 | 15.6 | A | 7 | 90 | A | 7 | 841 | A | 7 | 360 | A | 7 | 3.1 | A | 7 | 9600 | B | 7 | 549 | A | 7 | 1.5 | E | 8 | 0.103 | F | 8 | 0.19 | F | 8 | 0 | 1 | D | 9 | 0 | C | 8
1994-06-17 | 8:00 | 695 | 1323 | 275 | 1 | 10 | 73 | 1 | 16 | 237 | 1 | 10 | 302 | 1 | 10 | 73 | 1 | 16 | 264 | 1 | 10 | 714 | 1 | 21 | 10 | A | 7 | 9 | A | 7 | 18.9 | A | 7 | 15 | A | 7 | 78 | A | 7 | 842 | A | 7 | 60 | A | 7 | 2.6 | A | 7 | 12800 | B | 7 | 762 | A | 7 | 1.6 | E | 8 | 0.103 | F | 8 | 0.19 | F | 8 | 0 | 1 | D | 9 | 0 | C | 8
1994-06-17 | 9:00 | 905 | 1323 | 490 | 1 | 10 | 394 | 1 | 16 | 220 | 1 | 10 | 526 | 1 | 10 | 408 | 1 | 16 | 247 | 1 | 10 | 593 | 1 | 21 | 7 | A | 7 | 7 | A | 7 | 21.1 | A | 7 | 15 | A | 7 | 68 | A | 7 | 841 | A | 7 | 70 | A | 7 | 3.1 | A | 7 | 14400 | B | 7 | 792 | A | 7 | 1.6 | E | 8 | 0.103 | F | 8 | 0.19 | F | 8 | 0 | 1 | D | 9 | 0 | C | 8
1994-06-17 | 10:00 | 1076 | 1323 | 635 | 1 | 10 | 371 | 1 | 16 | 333 | 1 | 10 | 696 | 1 | 10 | 403 | 1 | 16 | 368 | 1 | 10 | 1208 | 1 | 21 | 8 | A | 7 | 6 | A | 7 | 22.8 | A | 7 | 13.9 | A | 7 | 57 | A | 7 | 841 | A | 7 | 20 | A | 7 | 2.6 | A | 7 | 14400 | B | 7 | 792 | A | 7 | 1.6 | E | 8 | 0.103 | F | 8 | 0.19 | F | 8 | 0 | 1 | D | 9 | 0 | C | 8
1994-06-17 | 11:00 | 1197 | 1323 | 830 | 1 | 10 | 627 | 1 | 16 | 263 | 1 | 10 | 878 | 1 | 10 | 636 | 1 | 16 | 302 | 1 | 10 | 1417 | 1 | 21 | 7 | A | 7 | 5 | A | 7 | 23.3 | A | 7 | 14.4 | A | 7 | 57 | A | 7 | 841 | A | 7 | 10 | A | 7 | 4.1 | A | 7 | 17600 | B | 7 | 7010 | A | 7 | 1.7 | E | 8 | 0.103 | F | 8 | 0.19 | F | 8 | 0 | 1 | D | 9 | 0 | C | 8
1994-06-17 | 12:00 | 1259 | 1323 | 864 | 1 | 10 | 430 | 1 | 16 | 454 | 1 | 10 | 946 | 1 | 10 | 467 | 1 | 16 | 500 | 1 | 10 | 3046 | 1 | 21 | 5 | A | 7 | 5 | A | 7 | 23.9 | A | 7 | 14.4 | A | 7 | 55 | A | 7 | 841 | A | 7 | 60 | A | 7 | 5.2 | A | 7 | 19200 | B | 7 | 77777 | A | 7 | 1.7 | E | 8 | 0.103 | F | 8 | 0.19 | F | 8 | 0 | 1 | D | 9 | 0 | C | 8
1994-06-17 | 13:00 | 1258 | 1323 | 925 | 1 | 10 | 794 | 1 | 16 | 169 | 1 | 10 | 986 | 1 | 10 | 804 | 1 | 16 | 220 | 1 | 10 | 1189 | 1 | 21 | 2 | A | 7 | 2 | A | 7 | 24.4 | A | 7 | 14.4 | A | 7 | 54 | A | 7 | 841 | A | 7 | 50 | A | 7 | 3.1 | A | 7 | 19200 | B | 7 | 77777 | A | 7 | 1.7 | E | 8 | 0.103 | F | 8 | 0.19 | F | 8 | 0 | 1 | D | 9 | 0 | C | 8
1994-06-17 | 14:00 | 1195 | 1323 | 873 | 1 | 10 | 743 | 1 | 16 | 201 | 1 | 10 | 940 | 1 | 10 | 763 | 1 | 16 | 250 | 1 | 10 | 1095 | 1 | 21 | 3 | A | 7 | 3 | A | 7 | 27.2 | A | 7 | 14.4 | A | 7 | 45 | A | 7 | 841 | A | 7 | 10 | A | 7 | 4.1 | A | 7 | 32000 | B | 7 | 77777 | A | 7 | 1.8 | E | 8 | 0.103 | F | 8 | 0.19 | F | 8 | 0 | 1 | D | 9 | 0 | C | 8
1994-06-17 | 15:00 | 1073 | 1323 | 736 | 1 | 10 | 607 | 1 | 16 | 244 | 1 | 10 | 773 | 1 | 10 | 613 | 1 | 16 | 275 | 1 | 10 | 886 | 1 | 21 | 4 | A | 7 | 4 | A | 7 | 27.2 | A | 7 | 15 | A | 7 | 47 | A | 7 | 840 | A | 7 | 70 | A | 7 | 5.7 | A | 7 | 40000 | B | 7 | 77777 | A | 7 | 1.8 | E | 8 | 0.103 | F | 8 | 0.19 | F | 8 | 0 | 1 | D | 9 | 0 | C | 8
1994-06-17 | 16:00 | 901 | 1323 | 723 | 1 | 10 | 795 | 1 | 16 | 182 | 1 | 10 | 760 | 1 | 10 | 802 | 1 | 16 | 213 | 1 | 10 | 484 | 1 | 21 | 4 | A | 7 | 4 | A | 7 | 26.7 | A | 7 | 13.9 | A | 7 | 45 | A | 7 | 840 | A | 7 | 80 | A | 7 | 3.1 | A | 7 | 48000 | B | 7 | 77777 | A | 7 | 1.8 | E | 8 | 0.103 | F | 8 | 0.19 | F | 8 | 0 | 1 | D | 9 | 0 | C | 8
1994-06-17 | 17:00 | 691 | 1323 | 449 | 1 | 10 | 579 | 1 | 16 | 147 | 1 | 10 | 466 | 1 | 10 | 569 | 1 | 16 | 169 | 1 | 10 | 309 | 1 | 21 | 5 | A | 7 | 5 | A | 7 | 27.2 | A | 7 | 14.4 | A | 7 | 45 | A | 7 | 840 | A | 7 | 50 | A | 7 | 2.1 | A | 7 | 48000 | B | 7 | 77777 | A | 7 | 1.8 | E | 8 | 0.103 | F | 8 | 0.19 | F | 8 | 0 | 1 | D | 9 | 0 | C | 8
1994-06-17 | 18:00 | 457 | 1323 | 188 | 1 | 10 | 66 | 1 | 16 | 165 | 1 | 10 | 205 | 1 | 10 | 62 | 1 | 16 | 184 | 1 | 10 | 426 | 1 | 21 | 5 | A | 7 | 5 | A | 7 | 26.1 | A | 7 | 14.4 | A | 7 | 48 | A | 7 | 840 | A | 7 | 120 | A | 7 | 3.1 | A | 7 | 32000 | B | 7 | 77777 | A | 7 | 1.9 | E | 8 | 0.103 | F | 8 | 0.19 | F | 8 | 0 | 1 | D | 9 | 0 | C | 8
1994-06-17 | 19:00 | 216 | 1323 | 80 | 1 | 10 | 173 | 1 | 16 | 52 | 1 | 10 | 85 | 1 | 10 | 115 | 1 | 16 | 67 | 1 | 10 | 96 | 1 | 21 | 5 | A | 7 | 5 | A | 7 | 24.4 | A | 7 | 15.6 | A | 7 | 58 | A | 7 | 840 | A | 7 | 110 | A | 7 | 6.2 | A | 7 | 32000 | B | 7 | 77777 | A | 7 | 1.9 | E | 8 | 0.103 | F | 8 | 0.19 | F | 8 | 0 | 1 | D | 9 | 0 | C | 8
1994-06-17 | 20:00 | 22 | 607 | 4 | 1 | 10 | 3 | 1 | 16 | 4 | 1 | 10 | 0 | 1 | 10 | 0 | 1 | 16 | 0 | 1 | 10 | 0 | 1 | 21 | 6 | A | 7 | 6 | A | 7 | 23.3 | A | 7 | 15 | A | 7 | 60 | A | 7 | 840 | A | 7 | 110 | A | 7 | 3.1 | A | 7 | 32000 | B | 7 | 7620 | A | 7 | 1.9 | E | 8 | 0.103 | F | 8 | 0.19 | F | 8 | 0 | 1 | D | 9 | 0 | C | 8
1994-06-17 | 21:00 | 0 | 0 | 0 | 1 | 0 | 0 | 1 | 0 | 0 | 1 | 0 | 0 | 1 | 0 | 0 | 1 | 0 | 0 | 1 | 0 | 0 | 1 | 0 | 10 | A | 7 | 10 | A | 7 | 21.7 | A | 7 | 15 | A | 7 | 66 | A | 7 | 841 | A | 7 | 130 | A | 7 | 2.1 | A | 7 | 24000 | B | 7 | 7620 | A | 7 | 2 | E | 8 | 0.103 | F | 8 | 0.19 | F | 8 | 0 | 1 | D | 9 | 0 | C | 8
1994-06-17 | 22:00 | 0 | 0 | 0 | 1 | 0 | 0 | 1 | 0 | 0 | 1 | 0 | 0 | 1 | 0 | 0 | 1 | 0 | 0 | 1 | 0 | 0 | 1 | 0 | 10 | A | 7 | 10 | A | 7 | 21.1 | A | 7 | 14.4 | A | 7 | 66 | A | 7 | 841 | A | 7 | 150 | A | 7 | 2.1 | A | 7 | 24000 | B | 7 | 7620 | A | 7 | 2 | E | 8 | 0.103 | F | 8 | 0.19 | F | 8 | 0 | 1 | D | 9 | 0 | C | 8
1994-06-17 | 23:00 | 0 | 0 | 0 | 1 | 0 | 0 | 1 | 0 | 0 | 1 | 0 | 0 | 1 | 0 | 0 | 1 | 0 | 0 | 1 | 0 | 0 | 1 | 0 | 10 | A | 7 | 10 | A | 7 | 21.1 | A | 7 | 14.4 | A | 7 | 66 | A | 7 | 841 | A | 7 | 50 | A | 7 | 2.1 | A | 7 | 24000 | B | 7 | 7620 | A | 7 | 2 | E | 8 | 0.103 | F | 8 | 0.19 | F | 8 | 0 | 1 | D | 9 | 0 | C | 8
1994-06-17 | 24:00 | 0 | 0 | 0 | 1 | 0 | 0 | 1 | 0 | 0 | 1 | 0 | 0 | 1 | 0 | 0 | 1 | 0 | 0 | 1 | 0 | 0 | 1 | 0 | 10 | A | 7 | 8 | A | 7 | 19.4 | A | 7 | 14.4 | A | 7 | 73 | A | 7 | 840 | A | 7 | 110 | A | 7 | 2.6 | A | 7 | 24000 | B | 7 | 7010 | A | 7 | 2 | E | 8 | 0.103 | F | 8 | 0.19 | F | 8 | 0 | 1 | D | 9 | 0 | C | 8
1994-06-18 | 1:00 | 0 | 0 | 0 | 1 | 0 | 0 | 1 | 0 | 0 | 1 | 0 | 0 | 1 | 0 | 0 | 1 | 0 | 0 | 1 | 0 | 0 | 1 | 0 | 10 | A | 7 | 6 | A | 7 | 19.4 | A | 7 | 14.4 | A | 7 | 73 | A | 7 | 840 | A | 7 | 160 | A | 7 | 1.5 | A | 7 | 24000 | B | 7 | 7010 | A | 7 | 2.1 | E | 8 | 0.103 | F | 8 | 0.19 | F | 8 | 0 | 1 | D | 9 | 0 | C | 8
1994-06-18 | 2:00 | 0 | 0 | 0 | 1 | 0 | 0 | 1 | 0 | 0 | 1 | 0 | 0 | 1 | 0 | 0 | 1 | 0 | 0 | 1 | 0 | 0 | 1 | 0 | 6 | A | 7 | 1 | A | 7 | 18.3 | A | 7 | 15 | A | 7 | 81 | A | 7 | 840 | A | 7 | 360 | A | 7 | 1.5 | A | 7 | 24000 | B | 7 | 77777 | A | 7 | 2.1 | E | 8 | 0.103 | F | 8 | 0.19 | F | 8 | 0 | 1 | D | 9 | 0 | C | 8
1994-06-18 | 3:00 | 0 | 0 | 0 | 1 | 0 | 0 | 1 | 0 | 0 | 1 | 0 | 0 | 1 | 0 | 0 | 1 | 0 | 0 | 1 | 0 | 0 | 1 | 0 | 3 | A | 7 | 1 | A | 7 | 16.7 | A | 7 | 15 | A | 7 | 90 | A | 7 | 840 | A | 7 | 0 | A | 7 | 0 | A | 7 | 24000 | B | 7 | 77777 | A | 7 | 2.1 | E | 8 | 0.103 | F | 8 | 0.19 | F | 8 | 0 | 1 | D | 9 | 0 | C | 8
1994-06-18 | 4:00 | 0 | 0 | 0 | 1 | 0 | 0 | 1 | 0 | 0 | 1 | 0 | 0 | 1 | 0 | 0 | 1 | 0 | 0 | 1 | 0 | 0 | 1 | 0 | 5 | A | 7 | 2 | A | 7 | 17.2 | A | 7 | 15.6 | A | 7 | 90 | A | 7 | 840 | A | 7 | 260 | A | 7 | 1.5 | A | 7 | 24000 | B | 7 | 77777 | A | 7 | 2.2 | E | 8 | 0.103 | F | 8 | 0.19 | F | 8 | 0 | 1 | D | 9 | 0 | C | 8
1994-06-18 | 5:00 | 23 | 628 | 4 | 1 | 10 | 7 | 1 | 16 | 4 | 1 | 10 | 0 | 1 | 10 | 0 | 1 | 16 | 0 | 1 | 10 | 0 | 1 | 21 | 4 | A | 7 | 3 | A | 7 | 16.7 | A | 7 | 15.6 | A | 7 | 93 | A | 7 | 840 | A | 7 | 0 | A | 7 | 0 | A | 7 | 12800 | B | 7 | 77777 | A | 7 | 2.2 | E | 8 | 0.103 | F | 8 | 0.19 | F | 8 | 0 | 1 | D | 9 | 0 | C | 8
1994-06-18 | 6:00 | 219 | 1323 | 28 | 1 | 10 | 0 | 1 | 16 | 28 | 1 | 10 | 33 | 1 | 10 | 0 | 1 | 16 | 33 | 1 | 10 | 110 | 1 | 21 | 10 | A | 7 | 10 | A | 7 | 17.8 | A | 7 | 16.7 | A | 7 | 93 | A | 7 | 840 | A | 7 | 350 | A | 7 | 3.1 | A | 7 | 6400 | B | 7 | 244 | A | 7 | 2.2 | E | 8 | 0.103 | F | 8 | 0.19 | F | 8 | 0 | 1 | D | 9 | 0 | C | 8
1994-06-18 | 7:00 | 460 | 1323 | 54 | 1 | 10 | 0 | 1 | 16 | 54 | 1 | 10 | 65 | 1 | 10 | 0 | 1 | 16 | 65 | 1 | 10 | 239 | 1 | 21 | 10 | A | 7 | 10 | A | 7 | 17.8 | A | 7 | 16.7 | A | 7 | 93 | A | 7 | 841 | A | 7 | 320 | A | 7 | 3.6 | A | 7 | 4800 | B | 7 | 152 | A | 7 | 2.2 | E | 8 | 0.103 | F | 8 | 0.19 | F | 8 | 0 | 1 | D | 9 | 0 | C | 8
1994-06-18 | 8:00 | 694 | 1323 | 114 | 1 | 10 | 0 | 1 | 16 | 114 | 1 | 10 | 136 | 1 | 10 | 0 | 1 | 16 | 136 | 1 | 10 | 528 | 1 | 21 | 10 | A | 7 | 10 | A | 7 | 20 | A | 7 | 16.7 | A | 7 | 81 | A | 7 | 841 | A | 7 | 320 | A | 7 | 3.1 | A | 7 | 9600 | B | 7 | 335 | A | 7 | 2.2 | E | 8 | 0.103 | F | 8 | 0.19 | F | 8 | 0 | 1 | D | 9 | 0 | C | 8
1994-06-18 | 9:00 | 904 | 1323 | 512 | 1 | 10 | 513 | 1 | 16 | 161 | 1 | 10 | 542 | 1 | 10 | 521 | 1 | 16 | 186 | 1 | 10 | 437 | 1 | 21 | 5 | A | 7 | 5 | A | 7 | 22.8 | A | 7 | 16.1 | A | 7 | 66 | A | 7 | 841 | A | 7 | 260 | A | 7 | 2.6 | A | 7 | 11200 | B | 7 | 77777 | A | 7 | 2.1 | E | 8 | 0.103 | F | 8 | 0.19 | F | 8 | 0 | 1 | D | 9 | 0 | C | 8
1994-06-18 | 10:00 | 1075 | 1323 | 799 | 1 | 10 | 802 | 1 | 16 | 147 | 1 | 10 | 845 | 1 | 10 | 809 | 1 | 16 | 186 | 1 | 10 | 515 | 1 | 21 | 1 | A | 7 | 0 | A | 7 | 24.4 | A | 7 | 15.6 | A | 7 | 58 | A | 7 | 840 | A | 7 | 320 | A | 7 | 1.5 | A | 7 | 11200 | B | 7 | 77777 | A | 7 | 2.1 | E | 8 | 0.103 | F | 8 | 0.19 | F | 8 | 0 | 1 | D | 9 | 0 | C | 8
1994-06-18 | 11:00 | 1196 | 1323 | 747 | 1 | 10 | 609 | 1 | 16 | 195 | 1 | 10 | 806 | 1 | 10 | 626 | 1 | 16 | 238 | 1 | 10 | 1071 | 1 | 21 | 1 | A | 7 | 1 | A | 7 | 28.3 | A | 7 | 16.1 | A | 7 | 48 | A | 7 | 840 | A | 7 | 350 | A | 7 | 2.6 | A | 7 | 12800 | B | 7 | 77777 | A | 7 | 2.1 | E | 8 | 0.103 | F | 8 | 0.19 | F | 8 | 0 | 1 | D | 9 | 0 | C | 8
1994-06-18 | 12:00 | 1259 | 1323 | 707 | 1 | 10 | 423 | 1 | 16 | 305 | 1 | 10 | 775 | 1 | 10 | 444 | 1 | 16 | 352 | 1 | 10 | 2305 | 1 | 21 | 5 | A | 7 | 5 | A | 7 | 31.1 | A | 7 | 16.1 | A | 7 | 40 | A | 7 | 839 | A | 7 | 330 | A | 7 | 3.6 | A | 7 | 16000 | B | 7 | 77777 | A | 7 | 2.1 | E | 8 | 0.103 | F | 8 | 0.19 | F | 8 | 0 | 1 | D | 9 | 0 | C | 8
1994-06-18 | 13:00 | 1258 | 1323 | 712 | 1 | 10 | 176 | 1 | 16 | 544 | 1 | 10 | 776 | 1 | 10 | 187 | 1 | 16 | 598 | 1 | 10 | 3340 | 1 | 21 | 9 | A | 7 | 9 | A | 7 | 27.8 | A | 7 | 15.6 | A | 7 | 47 | A | 7 | 839 | A | 7 | 300 | A | 7 | 6.2 | A | 7 | 16000 | B | 7 | 1676 | A | 7 | 2.1 | E | 8 | 0.103 | F | 8 | 0.19 | F | 8 | 0 | 1 | D | 9 | 0 | C | 8
1994-06-18 | 14:00 | 1195 | 1323 | 266 | 1 | 10 | 0 | 1 | 16 | 266 | 1 | 10 | 322 | 1 | 10 | 0 | 1 | 16 | 322 | 1 | 10 | 1283 | 1 | 21 | 10 | A | 7 | 10 | A | 7 | 21.1 | A | 7 | 17.2 | A | 7 | 78 | A | 7 | 839 | A | 7 | 350 | A | 7 | 2.1 | A | 7 | 11200 | B | 7 | 1676 | A | 7 | 2.1 | E | 8 | 0.103 | F | 8 | 0.19 | F | 8 | 0 | 1 | D | 9 | 0 | C | 8
1994-06-18 | 15:00 | 1074 | 1323 | 293 | 1 | 10 | 0 | 1 | 16 | 293 | 1 | 10 | 346 | 1 | 10 | 0 | 1 | 16 | 346 | 1 | 10 | 1348 | 1 | 21 | 10 | A | 7 | 10 | A | 7 | 22.8 | A | 7 | 8.3 | A | 7 | 39 | A | 7 | 839 | A | 7 | 360 | A | 7 | 3.1 | A | 7 | 32000 | B | 7 | 3353 | A | 7 | 2.1 | E | 8 | 0.103 | F | 8 | 0.19 | F | 8 | 0 | 1 | D | 9 | 0 | C | 8
1994-06-18 | 16:00 | 902 | 1323 | 238 | 1 | 10 | 0 | 1 | 16 | 238 | 1 | 10 | 278 | 1 | 10 | 0 | 1 | 16 | 278 | 1 | 10 | 1070 | 1 | 21 | 10 | A | 7 | 10 | A | 7 | 23.3 | A | 7 | 8.3 | A | 7 | 38 | A | 7 | 839 | A | 7 | 20 | A | 7 | 6.2 | A | 7 | 32000 | B | 7 | 3353 | A | 7 | 2.1 | E | 8 | 0.103 | F | 8 | 0.19 | F | 8 | 0 | 1 | D | 9 | 0 | C | 8
1994-06-18 | 17:00 | 692 | 1323 | 170 | 1 | 10 | 0 | 1 | 16 | 170 | 1 | 10 | 197 | 1 | 10 | 0 | 1 | 16 | 197 | 1 | 10 | 726 | 1 | 21 | 10 | A | 7 | 10 | A | 7 | 21.7 | A | 7 | 15.6 | A | 7 | 68 | A | 7 | 840 | A | 7 | 230 | A | 7 | 4.6 | A | 7 | 32000 | B | 7 | 10668 | A | 7 | 2 | E | 8 | 0.103 | F | 8 | 0.19 | F | 8 | 0 | 1 | D | 9 | 0 | C | 8
1994-06-18 | 18:00 | 458 | 1323 | 97 | 1 | 10 | 0 | 1 | 16 | 97 | 1 | 10 | 112 | 1 | 10 | 0 | 1 | 16 | 112 | 1 | 10 | 389 | 1 | 21 | 10 | A | 7 | 10 | A | 7 | 22.8 | A | 7 | 12.8 | A | 7 | 53 | A | 7 | 839 | A | 7 | 270 | A | 7 | 3.1 | A | 7 | 48000 | B | 7 | 10668 | A | 7 | 2 | E | 8 | 0.103 | F | 8 | 0.19 | F | 8 | 0 | 1 | D | 9 | 0 | C | 8
1994-06-18 | 19:00 | 217 | 1323 | 42 | 1 | 10 | 0 | 1 | 16 | 42 | 1 | 10 | 48 | 1 | 10 | 0 | 1 | 16 | 48 | 1 | 10 | 153 | 1 | 21 | 10 | A | 7 | 10 | A | 7 | 21.7 | A | 7 | 14.4 | A | 7 | 63 | A | 7 | 840 | A | 7 | 160 | A | 7 | 2.1 | A | 7 | 48000 | B | 7 | 10668 | A | 7 | 2 | E | 8 | 0.103 | F | 8 | 0.19 | F | 8 | 0 | 1 | D | 9 | 0 | C | 8
1994-06-18 | 20:00 | 22 | 606 | 4 | 1 | 10 | 0 | 1 | 16 | 4 | 1 | 10 | 0 | 1 | 10 | 0 | 1 | 16 | 0 | 1 | 10 | 0 | 1 | 21 | 10 | A | 7 | 10 | A | 7 | 21.1 | A | 7 | 13.9 | A | 7 | 63 | A | 7 | 840 | A | 7 | 150 | A | 7 | 5.2 | A | 7 | 40000 | B | 7 | 3048 | A | 7 | 2 | E | 8 | 0.103 | F | 8 | 0.19 | F | 8 | 0 | 1 | D | 9 | 0 | C | 8
1994-06-18 | 21:00 | 0 | 0 | 0 | 1 | 0 | 0 | 1 | 0 | 0 | 1 | 0 | 0 | 1 | 0 | 0 | 1 | 0 | 0 | 1 | 0 | 0 | 1 | 0 | 9 | A | 7 | 8 | A | 7 | 21.1 | A | 7 | 11.7 | A | 7 | 55 | A | 7 | 841 | A | 7 | 180 | A | 7 | 5.2 | A | 7 | 40000 | B | 7 | 7620 | A | 7 | 2 | E | 8 | 0.103 | F | 8 | 0.19 | F | 8 | 0 | 1 | D | 9 | 0 | C | 8
1994-06-18 | 22:00 | 0 | 0 | 0 | 1 | 0 | 0 | 1 | 0 | 0 | 1 | 0 | 0 | 1 | 0 | 0 | 1 | 0 | 0 | 1 | 0 | 0 | 1 | 0 | 10 | A | 7 | 7 | A | 7 | 19.4 | A | 7 | 11.7 | A | 7 | 61 | A | 7 | 841 | A | 7 | 180 | A | 7 | 6.2 | A | 7 | 40000 | B | 7 | 7620 | A | 7 | 2 | E | 8 | 0.103 | F | 8 | 0.19 | F | 8 | 0 | 1 | D | 9 | 0 | C | 8
1994-06-18 | 23:00 | 0 | 0 | 0 | 1 | 0 | 0 | 1 | 0 | 0 | 1 | 0 | 0 | 1 | 0 | 0 | 1 | 0 | 0 | 1 | 0 | 0 | 1 | 0 | 10 | A | 7 | 8 | A | 7 | 19.4 | A | 7 | 12.2 | A | 7 | 63 | A | 7 | 842 | A | 7 | 180 | A | 7 | 7.2 | A | 7 | 40000 | B | 7 | 7620 | A | 7 | 2 | E | 8 | 0.103 | F | 8 | 0.19 | F | 8 | 0 | 1 | D | 9 | 0 | C | 8
1994-06-18 | 24:00 | 0 | 0 | 0 | 1 | 0 | 0 | 1 | 0 | 0 | 1 | 0 | 0 | 1 | 0 | 0 | 1 | 0 | 0 | 1 | 0 | 0 | 1 | 0 | 10 | A | 7 | 7 | A | 7 | 19.4 | A | 7 | 11.7 | A | 7 | 61 | A | 7 | 841 | A | 7 | 190 | A | 7 | 4.1 | A | 7 | 40000 | B | 7 | 7620 | A | 7 | 2 | E | 8 | 0.103 | F | 8 | 0.19 | F | 8 | 0 | 1 | D | 9 | 0 | C | 8
1994-06-19 | 1:00 | 0 | 0 | 0 | 1 | 0 | 0 | 1 | 0 | 0 | 1 | 0 | 0 | 1 | 0 | 0 | 1 | 0 | 0 | 1 | 0 | 0 | 1 | 0 | 7 | A | 7 | 5 | A | 7 | 18.3 | A | 7 | 11.7 | A | 7 | 65 | A | 7 | 840 | A | 7 | 200 | A | 7 | 3.6 | A | 7 | 40000 | B | 7 | 7620 | A | 7 | 1.9 | E | 8 | 0.103 | F | 8 | 0.19 | F | 8 | 0 | 1 | D | 9 | 0 | C | 8
1994-06-19 | 2:00 | 0 | 0 | 0 | 1 | 0 | 0 | 1 | 0 | 0 | 1 | 0 | 0 | 1 | 0 | 0 | 1 | 0 | 0 | 1 | 0 | 0 | 1 | 0 | 8 | A | 7 | 5 | A | 7 | 19.4 | A | 7 | 11.1 | A | 7 | 59 | A | 7 | 839 | A | 7 | 180 | A | 7 | 4.1 | A | 7 | 40000 | B | 7 | 7620 | A | 7 | 1.9 | E | 8 | 0.103 | F | 8 | 0.19 | F | 8 | 0 | 1 | D | 9 | 0 | C | 8
1994-06-19 | 3:00 | 0 | 0 | 0 | 1 | 0 | 0 | 1 | 0 | 0 | 1 | 0 | 0 | 1 | 0 | 0 | 1 | 0 | 0 | 1 | 0 | 0 | 1 | 0 | 4 | A | 7 | 2 | A | 7 | 18.3 | A | 7 | 11.1 | A | 7 | 63 | A | 7 | 839 | A | 7 | 170 | A | 7 | 3.6 | A | 7 | 40000 | B | 7 | 77777 | A | 7 | 1.9 | E | 8 | 0.103 | F | 8 | 0.19 | F | 8 | 0 | 1 | D | 9 | 0 | C | 8
1994-06-19 | 4:00 | 0 | 0 | 0 | 1 | 0 | 0 | 1 | 0 | 0 | 1 | 0 | 0 | 1 | 0 | 0 | 1 | 0 | 0 | 1 | 0 | 0 | 1 | 0 | 5 | A | 7 | 3 | A | 7 | 17.8 | A | 7 | 10.6 | A | 7 | 63 | A | 7 | 838 | A | 7 | 150 | A | 7 | 3.6 | A | 7 | 48000 | B | 7 | 77777 | A | 7 | 1.9 | E | 8 | 0.103 | F | 8 | 0.19 | F | 8 | 0 | 1 | D | 9 | 0 | C | 8
1994-06-19 | 5:00 | 23 | 628 | 5 | 1 | 10 | 36 | 1 | 16 | 4 | 1 | 10 | 0 | 1 | 10 | 0 | 1 | 16 | 0 | 1 | 10 | 0 | 1 | 21 | 4 | A | 7 | 4 | A | 7 | 17.2 | A | 7 | 10 | A | 7 | 63 | A | 7 | 838 | A | 7 | 160 | A | 7 | 2.6 | A | 7 | 96000 | B | 7 | 77777 | A | 7 | 1.9 | E | 8 | 0.103 | F | 8 | 0.19 | F | 8 | 0 | 1 | D | 9 | 0 | C | 8
1994-06-19 | 6:00 | 218 | 1323 | 112 | 1 | 10 | 414 | 1 | 16 | 43 | 1 | 10 | 114 | 1 | 10 | 291 | 1 | 16 | 66 | 1 | 10 | 77 | 1 | 21 | 3 | A | 7 | 3 | A | 7 | 18.3 | A | 7 | 11.1 | A | 7 | 63 | A | 7 | 839 | A | 7 | 270 | A | 7 | 1.5 | A | 7 | 112000 | B | 7 | 77777 | A | 7 | 1.9 | E | 8 | 0.103 | F | 8 | 0.19 | F | 8 | 0 | 1 | D | 9 | 0 | C | 8
1994-06-19 | 7:00 | 460 | 1323 | 271 | 1 | 10 | 620 | 1 | 16 | 55 | 1 | 10 | 284 | 1 | 10 | 575 | 1 | 16 | 84 | 1 | 10 | 116 | 1 | 21 | 1 | A | 7 | 1 | A | 7 | 21.1 | A | 7 | 11.1 | A | 7 | 53 | A | 7 | 839 | A | 7 | 290 | A | 7 | 2.6 | A | 7 | 112000 | B | 7 | 77777 | A | 7 | 2 | E | 8 | 0.103 | F | 8 | 0.19 | F | 8 | 0 | 1 | D | 9 | 0 | C | 8
1994-06-19 | 8:00 | 694 | 1323 | 468 | 1 | 10 | 741 | 1 | 16 | 79 | 1 | 10 | 498 | 1 | 10 | 734 | 1 | 16 | 112 | 1 | 10 | 181 | 1 | 21 | 1 | A | 7 | 1 | A | 7 | 23.9 | A | 7 | 11.1 | A | 7 | 45 | A | 7 | 840 | A | 7 | 310 | A | 7 | 1.5 | A | 7 | 112000 | B | 7 | 77777 | A | 7 | 2 | E | 8 | 0.103 | F | 8 | 0.19 | F | 8 | 0 | 1 | D | 9 | 0 | C | 8
1994-06-19 | 9:00 | 903 | 1323 | 683 | 1 | 10 | 870 | 1 | 16 | 89 | 1 | 10 | 712 | 1 | 10 | 866 | 1 | 16 | 119 | 1 | 10 | 224 | 1 | 21 | 0 | A | 7 | 0 | A | 7 | 25 | A | 7 | 12.2 | A | 7 | 45 | A | 7 | 840 | A | 7 | 340 | A | 7 | 2.6 | A | 7 | 112000 | B | 7 | 77777 | A | 7 | 2 | E | 8 | 0.103 | F | 8 | 0.19 | F | 8 | 0 | 1 | D | 9 | 0 | C | 8
1994-06-19 | 10:00 | 1075 | 1323 | 771 | 1 | 10 | 771 | 1 | 16 | 144 | 1 | 10 | 817 | 1 | 10 | 779 | 1 | 16 | 183 | 1 | 10 | 506 | 1 | 21 | 1 | A | 7 | 1 | A | 7 | 26.7 | A | 7 | 12.2 | A | 7 | 41 | A | 7 | 840 | A | 7 | 350 | A | 7 | 2.6 | A | 7 | 112000 | B | 7 | 77777 | A | 7 | 2 | E | 8 | 0.103 | F | 8 | 0.19 | F | 8 | 0 | 1 | D | 9 | 0 | C | 8
1994-06-19 | 11:00 | 1196 | 1323 | 914 | 1 | 10 | 772 | 1 | 16 | 215 | 1 | 10 | 980 | 1 | 10 | 791 | 1 | 16 | 263 | 1 | 10 | 1173 | 1 | 21 | 2 | A | 7 | 2 | A | 7 | 29.4 | A | 7 | 11.7 | A | 7 | 34 | A | 7 | 840 | A | 7 | 340 | A | 7 | 2.6 | A | 7 | 112000 | B | 7 | 77777 | A | 7 | 2.1 | E | 8 | 0.103 | F | 8 | 0.19 | F | 8 | 0 | 1 | D | 9 | 0 | C | 8
1994-06-19 | 12:00 | 1258 | 1323 | 865 | 1 | 10 | 736 | 1 | 16 | 164 | 1 | 10 | 925 | 1 | 10 | 746 | 1 | 16 | 214 | 1 | 10 | 1162 | 1 | 21 | 3 | A | 7 | 3 | A | 7 | 30.6 | A | 7 | 9.4 | A | 7 | 27 | A | 7 | 839 | A | 7 | 350 | A | 7 | 4.6 | A | 7 | 112000 | B | 7 | 77777 | A | 7 | 2.1 | E | 8 | 0.103 | F | 8 | 0.19 | F | 8 | 0 | 1 | D | 9 | 0 | C | 8
1994-06-19 | 13:00 | 1258 | 1323 | 780 | 1 | 10 | 527 | 1 | 16 | 278 | 1 | 10 | 826 | 1 | 10 | 535 | 1 | 16 | 317 | 1 | 10 | 2045 | 1 | 21 | 6 | A | 7 | 4 | A | 7 | 31.7 | A | 7 | 8.3 | A | 7 | 23 | A | 7 | 839 | A | 7 | 10 | A | 7 | 3.1 | A | 7 | 112000 | B | 7 | 6096 | A | 7 | 2.1 | E | 8 | 0.103 | F | 8 | 0.19 | F | 8 | 0 | 1 | D | 9 | 0 | C | 8
1994-06-19 | 14:00 | 1196 | 1323 | 664 | 1 | 10 | 363 | 1 | 16 | 336 | 1 | 10 | 714 | 1 | 10 | 380 | 1 | 16 | 370 | 1 | 10 | 1861 | 1 | 21 | 8 | A | 7 | 8 | A | 7 | 31.7 | A | 7 | 8.3 | A | 7 | 23 | A | 7 | 839 | A | 7 | 40 | A | 7 | 4.6 | A | 7 | 112000 | B | 7 | 6096 | A | 7 | 2.2 | E | 8 | 0.103 | F | 8 | 0.19 | F | 8 | 0 | 1 | D | 9 | 0 | C | 8
1994-06-19 | 15:00 | 1074 | 1323 | 698 | 1 | 10 | 546 | 1 | 16 | 254 | 1 | 10 | 759 | 1 | 10 | 571 | 1 | 16 | 294 | 1 | 10 | 948 | 1 | 21 | 7 | A | 7 | 7 | A | 7 | 30.6 | A | 7 | 9.4 | A | 7 | 27 | A | 7 | 839 | A | 7 | 330 | A | 7 | 7.7 | A | 7 | 64000 | B | 7 | 3962 | A | 7 | 2.2 | E | 8 | 0.103 | F | 8 | 0.19 | F | 8 | 0 | 1 | D | 9 | 0 | C | 8
1994-06-19 | 16:00 | 903 | 1323 | 589 | 1 | 10 | 494 | 1 | 16 | 251 | 1 | 10 | 624 | 1 | 10 | 511 | 1 | 16 | 275 | 1 | 10 | 683 | 1 | 21 | 8 | A | 7 | 8 | A | 7 | 29.4 | A | 7 | 9.4 | A | 7 | 29 | A | 7 | 839 | A | 7 | 340 | A | 7 | 9.8 | A | 7 | 64000 | B | 7 | 3962 | A | 7 | 2.2 | E | 8 | 0.103 | F | 8 | 0.19 | F | 8 | 0 | 1 | D | 9 | 0 | C | 8
1994-06-19 | 17:00 | 693 | 1323 | 308 | 1 | 10 | 288 | 1 | 16 | 157 | 1 | 10 | 338 | 1 | 10 | 302 | 1 | 16 | 180 | 1 | 10 | 342 | 1 | 21 | 7 | A | 7 | 7 | A | 7 | 29.4 | A | 7 | 9.4 | A | 7 | 29 | A | 7 | 839 | A | 7 | 310 | A | 7 | 8.2 | A | 7 | 64000 | B | 7 | 5486 | A | 7 | 2.2 | E | 8 | 0.103 | F | 8 | 0.19 | F | 8 | 0 | 1 | D | 9 | 0 | C | 8
1994-06-19 | 18:00 | 459 | 1323 | 109 | 1 | 10 | 0 | 1 | 16 | 109 | 1 | 10 | 124 | 1 | 10 | 0 | 1 | 16 | 124 | 1 | 10 | 425 | 1 | 21 | 10 | A | 7 | 10 | A | 7 | 23.3 | A | 7 | 12.2 | A | 7 | 50 | A | 7 | 841 | A | 7 | 140 | A | 7 | 5.2 | A | 7 | 64000 | B | 7 | 5486 | A | 7 | 2.3 | E | 8 | 0.103 | F | 8 | 0.19 | F | 8 | 0 | 1 | D | 9 | 0 | C | 8
1994-06-19 | 19:00 | 218 | 1323 | 35 | 1 | 10 | 18 | 1 | 16 | 32 | 1 | 10 | 39 | 1 | 10 | 14 | 1 | 16 | 36 | 1 | 10 | 86 | 1 | 21 | 9 | A | 7 | 9 | A | 7 | 21.7 | A | 7 | 13.9 | A | 7 | 61 | A | 7 | 841 | A | 7 | 110 | A | 7 | 3.1 | A | 7 | 64000 | B | 7 | 3658 | A | 7 | 2.3 | E | 8 | 0.103 | F | 8 | 0.19 | F | 8 | 0 | 1 | D | 9 | 0 | C | 8
1994-06-19 | 20:00 | 23 | 628 | 4 | 1 | 10 | 8 | 1 | 16 | 3 | 1 | 10 | 0 | 1 | 10 | 0 | 1 | 16 | 0 | 1 | 10 | 0 | 1 | 21 | 8 | A | 7 | 8 | A | 7 | 21.1 | A | 7 | 12.8 | A | 7 | 59 | A | 7 | 841 | A | 7 | 200 | A | 7 | 3.6 | A | 7 | 48000 | B | 7 | 7620 | A | 7 | 2.3 | E | 8 | 0.103 | F | 8 | 0.19 | F | 8 | 0 | 1 | D | 9 | 0 | C | 8
1994-06-19 | 21:00 | 0 | 0 | 0 | 1 | 0 | 0 | 1 | 0 | 0 | 1 | 0 | 0 | 1 | 0 | 0 | 1 | 0 | 0 | 1 | 0 | 0 | 1 | 0 | 7 | A | 7 | 5 | A | 7 | 20 | A | 7 | 12.8 | A | 7 | 63 | A | 7 | 842 | A | 7 | 200 | A | 7 | 2.6 | A | 7 | 40000 | B | 7 | 7620 | A | 7 | 2.4 | E | 8 | 0.103 | F | 8 | 0.19 | F | 8 | 0 | 1 | D | 9 | 0 | C | 8
1994-06-19 | 22:00 | 0 | 0 | 0 | 1 | 0 | 0 | 1 | 0 | 0 | 1 | 0 | 0 | 1 | 0 | 0 | 1 | 0 | 0 | 1 | 0 | 0 | 1 | 0 | 8 | A | 7 | 5 | A | 7 | 18.9 | A | 7 | 13.3 | A | 7 | 70 | A | 7 | 842 | A | 7 | 150 | A | 7 | 4.1 | A | 7 | 40000 | B | 7 | 7620 | A | 7 | 2.4 | E | 8 | 0.103 | F | 8 | 0.19 | F | 8 | 0 | 1 | D | 9 | 0 | C | 8
1994-06-19 | 23:00 | 0 | 0 | 0 | 1 | 0 | 0 | 1 | 0 | 0 | 1 | 0 | 0 | 1 | 0 | 0 | 1 | 0 | 0 | 1 | 0 | 0 | 1 | 0 | 6 | A | 7 | 6 | A | 7 | 18.3 | A | 7 | 13.3 | A | 7 | 73 | A | 7 | 842 | A | 7 | 180 | A | 7 | 2.1 | A | 7 | 40000 | B | 7 | 3658 | A | 7 | 2.4 | E | 8 | 0.103 | F | 8 | 0.19 | F | 8 | 0 | 1 | D | 9 | 0 | C | 8
1994-06-19 | 24:00 | 0 | 0 | 0 | 1 | 0 | 0 | 1 | 0 | 0 | 1 | 0 | 0 | 1 | 0 | 0 | 1 | 0 | 0 | 1 | 0 | 0 | 1 | 0 | 6 | A | 7 | 6 | A | 7 | 18.9 | A | 7 | 13.3 | A | 7 | 70 | A | 7 | 841 | A | 7 | 210 | A | 7 | 2.1 | A | 7 | 40000 | B | 7 | 3962 | A | 7 | 2.4 | E | 8 | 0.103 | F | 8 | 0.19 | F | 8 | 0 | 1 | D | 9 | 0 | C | 8
1994-06-20 | 1:00 | 0 | 0 | 0 | 1 | 0 | 0 | 1 | 0 | 0 | 1 | 0 | 0 | 1 | 0 | 0 | 1 | 0 | 0 | 1 | 0 | 0 | 1 | 0 | 6 | A | 7 | 6 | A | 7 | 17.2 | A | 7 | 13.3 | A | 7 | 78 | A | 7 | 841 | A | 7 | 150 | A | 7 | 2.1 | A | 7 | 40000 | B | 7 | 7620 | A | 7 | 2.5 | E | 8 | 0.102 | F | 8 | 0.19 | F | 8 | 0 | 1 | D | 9 | 0 | C | 8
1994-06-20 | 2:00 | 0 | 0 | 0 | 1 | 0 | 0 | 1 | 0 | 0 | 1 | 0 | 0 | 1 | 0 | 0 | 1 | 0 | 0 | 1 | 0 | 0 | 1 | 0 | 5 | A | 7 | 5 | A | 7 | 16.7 | A | 7 | 13.3 | A | 7 | 80 | A | 7 | 841 | A | 7 | 180 | A | 7 | 2.1 | A | 7 | 40000 | B | 7 | 77777 | A | 7 | 2.5 | E | 8 | 0.102 | F | 8 | 0.19 | F | 8 | 0 | 1 | D | 9 | 0 | C | 8
1994-06-20 | 3:00 | 0 | 0 | 0 | 1 | 0 | 0 | 1 | 0 | 0 | 1 | 0 | 0 | 1 | 0 | 0 | 1 | 0 | 0 | 1 | 0 | 0 | 1 | 0 | 3 | A | 7 | 1 | A | 7 | 16.1 | A | 7 | 12.8 | A | 7 | 81 | A | 7 | 841 | A | 7 | 180 | A | 7 | 2.1 | A | 7 | 40000 | B | 7 | 77777 | A | 7 | 2.5 | E | 8 | 0.102 | F | 8 | 0.19 | F | 8 | 0 | 1 | D | 9 | 0 | C | 8
1994-06-20 | 4:00 | 0 | 0 | 0 | 1 | 0 | 0 | 1 | 0 | 0 | 1 | 0 | 0 | 1 | 0 | 0 | 1 | 0 | 0 | 1 | 0 | 0 | 1 | 0 | 5 | A | 7 | 5 | A | 7 | 15 | A | 7 | 12.8 | A | 7 | 87 | A | 7 | 841 | A | 7 | 190 | A | 7 | 1.5 | A | 7 | 40000 | B | 7 | 77777 | A | 7 | 2.5 | E | 8 | 0.102 | F | 8 | 0.19 | F | 8 | 0 | 1 | D | 9 | 0 | C | 8
1994-06-20 | 5:00 | 23 | 628 | 4 | 1 | 10 | 2 | 1 | 16 | 4 | 1 | 10 | 0 | 1 | 10 | 0 | 1 | 16 | 0 | 1 | 10 | 0 | 1 | 21 | 5 | A | 7 | 4 | A | 7 | 15 | A | 7 | 12.2 | A | 7 | 83 | A | 7 | 841 | A | 7 | 190 | A | 7 | 2.1 | A | 7 | 96000 | B | 7 | 77777 | A | 7 | 2.6 | E | 8 | 0.102 | F | 8 | 0.19 | F | 8 | 0 | 1 | D | 9 | 0 | C | 8
1994-06-20 | 6:00 | 218 | 1323 | 78 | 1 | 10 | 113 | 1 | 16 | 60 | 1 | 10 | 86 | 1 | 10 | 81 | 1 | 16 | 72 | 1 | 10 | 128 | 1 | 21 | 5 | A | 7 | 5 | A | 7 | 18.3 | A | 7 | 12.2 | A | 7 | 68 | A | 7 | 842 | A | 7 | 190 | A | 7 | 1.5 | A | 7 | 104000 | B | 7 | 77777 | A | 7 | 2.6 | E | 8 | 0.102 | F | 8 | 0.19 | F | 8 | 0 | 1 | D | 9 | 0 | C | 8
1994-06-20 | 7:00 | 459 | 1323 | 157 | 1 | 10 | 104 | 1 | 16 | 121 | 1 | 10 | 173 | 1 | 10 | 99 | 1 | 16 | 138 | 1 | 10 | 276 | 1 | 21 | 8 | A | 7 | 8 | A | 7 | 22.2 | A | 7 | 11.7 | A | 7 | 51 | A | 7 | 842 | A | 7 | 220 | A | 7 | 1.5 | A | 7 | 96000 | B | 7 | 4267 | A | 7 | 2.6 | E | 8 | 0.102 | F | 8 | 0.19 | F | 8 | 0 | 1 | D | 9 | 0 | C | 8
1994-06-20 | 8:00 | 693 | 1323 | 406 | 1 | 10 | 469 | 1 | 16 | 160 | 1 | 10 | 434 | 1 | 10 | 474 | 1 | 16 | 186 | 1 | 10 | 342 | 1 | 21 | 7 | A | 7 | 6 | A | 7 | 24.4 | A | 7 | 11.1 | A | 7 | 43 | A | 7 | 842 | A | 7 | 340 | A | 7 | 2.1 | A | 7 | 96000 | B | 7 | 7620 | A | 7 | 2.6 | E | 8 | 0.102 | F | 8 | 0.19 | F | 8 | 0 | 1 | D | 9 | 0 | C | 8
1994-06-20 | 9:00 | 903 | 1323 | 544 | 1 | 10 | 425 | 1 | 16 | 254 | 1 | 10 | 576 | 1 | 10 | 440 | 1 | 16 | 276 | 1 | 10 | 692 | 1 | 21 | 6 | A | 7 | 5 | A | 7 | 25.6 | A | 7 | 12.2 | A | 7 | 43 | A | 7 | 842 | A | 7 | 320 | A | 7 | 3.1 | A | 7 | 96000 | B | 7 | 7620 | A | 7 | 2.7 | E | 8 | 0.102 | F | 8 | 0.19 | F | 8 | 0 | 1 | D | 9 | 0 | C | 8
1994-06-20 | 10:00 | 1074 | 1323 | 603 | 1 | 10 | 454 | 1 | 16 | 233 | 1 | 10 | 660 | 1 | 10 | 475 | 1 | 16 | 274 | 1 | 10 | 865 | 1 | 21 | 5 | A | 7 | 4 | A | 7 | 27.2 | A | 7 | 12.2 | A | 7 | 39 | A | 7 | 842 | A | 7 | 40 | A | 7 | 3.1 | A | 7 | 96000 | B | 7 | 77777 | A | 7 | 2.7 | E | 8 | 0.102 | F | 8 | 0.19 | F | 8 | 0 | 1 | D | 9 | 0 | C | 8
1994-06-20 | 11:00 | 1195 | 1323 | 899 | 1 | 10 | 670 | 1 | 16 | 294 | 1 | 10 | 944 | 1 | 10 | 675 | 1 | 16 | 333 | 1 | 10 | 1566 | 1 | 21 | 4 | A | 7 | 4 | A | 7 | 27.8 | A | 7 | 11.1 | A | 7 | 35 | A | 7 | 842 | A | 7 | 340 | A | 7 | 2.6 | A | 7 | 96000 | B | 7 | 77777 | A | 7 | 2.7 | E | 8 | 0.102 | F | 8 | 0.19 | F | 8 | 0 | 1 | D | 9 | 0 | C | 8
1994-06-20 | 12:00 | 1258 | 1323 | 928 | 1 | 10 | 683 | 1 | 16 | 278 | 1 | 10 | 984 | 1 | 10 | 693 | 1 | 16 | 323 | 1 | 10 | 2045 | 1 | 21 | 4 | A | 7 | 4 | A | 7 | 28.3 | A | 7 | 11.1 | A | 7 | 34 | A | 7 | 842 | A | 7 | 60 | A | 7 | 4.1 | A | 7 | 80000 | B | 7 | 77777 | A | 7 | 2.7 | E | 8 | 0.102 | F | 8 | 0.19 | F | 8 | 0 | 1 | D | 9 | 0 | C | 8
1994-06-20 | 13:00 | 1258 | 1323 | 615 | 1 | 10 | 218 | 1 | 16 | 408 | 1 | 10 | 680 | 1 | 10 | 237 | 1 | 16 | 453 | 1 | 10 | 2717 | 1 | 21 | 6 | A | 7 | 6 | A | 7 | 28.9 | A | 7 | 11.7 | A | 7 | 35 | A | 7 | 842 | A | 7 | 60 | A | 7 | 3.1 | A | 7 | 64000 | B | 7 | 7620 | A | 7 | 2.8 | E | 8 | 0.102 | F | 8 | 0.19 | F | 8 | 0 | 1 | D | 9 | 0 | C | 8
1994-06-20 | 14:00 | 1196 | 1323 | 747 | 1 | 10 | 392 | 1 | 16 | 392 | 1 | 10 | 821 | 1 | 10 | 426 | 1 | 16 | 435 | 1 | 10 | 1982 | 1 | 21 | 7 | A | 7 | 7 | A | 7 | 28.3 | A | 7 | 11.1 | A | 7 | 34 | A | 7 | 841 | A | 7 | 60 | A | 7 | 6.2 | A | 7 | 56000 | B | 7 | 3048 | A | 7 | 2.8 | E | 8 | 0.102 | F | 8 | 0.19 | F | 8 | 0 | 1 | D | 9 | 0 | C | 8
1994-06-20 | 15:00 | 1075 | 1323 | 666 | 1 | 10 | 334 | 1 | 16 | 394 | 1 | 10 | 720 | 1 | 10 | 362 | 1 | 16 | 426 | 1 | 10 | 1462 | 1 | 21 | 10 | A | 7 | 8 | A | 7 | 27.8 | A | 7 | 11.7 | A | 7 | 37 | A | 7 | 840 | A | 7 | 80 | A | 7 | 5.2 | A | 7 | 56000 | B | 7 | 3048 | A | 7 | 2.8 | E | 8 | 0.102 | F | 8 | 0.19 | F | 8 | 0 | 1 | D | 9 | 0 | C | 8
1994-06-20 | 16:00 | 904 | 1323 | 189 | 1 | 10 | 0 | 1 | 16 | 189 | 1 | 10 | 225 | 1 | 10 | 0 | 1 | 16 | 225 | 1 | 10 | 896 | 1 | 21 | 10 | A | 7 | 10 | A | 7 | 20.6 | A | 7 | 14.4 | A | 7 | 68 | A | 7 | 841 | A | 7 | 340 | A | 7 | 10.3 | A | 7 | 24000 | B | 7 | 1829 | A | 7 | 2.8 | E | 8 | 0.102 | F | 8 | 0.19 | F | 8 | 0 | 1 | D | 9 | 0 | C | 8
1994-06-20 | 17:00 | 694 | 1323 | 135 | 1 | 10 | 0 | 1 | 16 | 135 | 1 | 10 | 159 | 1 | 10 | 0 | 1 | 16 | 159 | 1 | 10 | 607 | 1 | 21 | 10 | A | 7 | 10 | A | 7 | 17.8 | A | 7 | 16.1 | A | 7 | 90 | A | 7 | 842 | A | 7 | 360 | A | 7 | 5.2 | A | 7 | 24000 | B | 7 | 1829 | A | 7 | 2.9 | E | 8 | 0.102 | F | 8 | 0.19 | F | 8 | 0 | 1 | D | 9 | 0 | C | 8
1994-06-20 | 18:00 | 460 | 1323 | 76 | 1 | 10 | 0 | 1 | 16 | 76 | 1 | 10 | 89 | 1 | 10 | 0 | 1 | 16 | 89 | 1 | 10 | 320 | 1 | 21 | 10 | A | 7 | 10 | A | 7 | 18.3 | A | 7 | 16.1 | A | 7 | 87 | A | 7 | 843 | A | 7 | 340 | A | 7 | 5.2 | A | 7 | 24000 | B | 7 | 1829 | A | 7 | 2.9 | E | 8 | 0.102 | F | 8 | 0.19 | F | 8 | 0 | 1 | D | 9 | 0 | C | 8
1994-06-20 | 19:00 | 219 | 1323 | 35 | 1 | 10 | 0 | 1 | 16 | 35 | 1 | 10 | 41 | 1 | 10 | 0 | 1 | 16 | 41 | 1 | 10 | 133 | 1 | 21 | 10 | A | 7 | 10 | A | 7 | 18.3 | A | 7 | 15 | A | 7 | 81 | A | 7 | 843 | A | 7 | 300 | A | 7 | 2.1 | A | 7 | 24000 | B | 7 | 1219 | A | 7 | 2.9 | E | 8 | 0.102 | F | 8 | 0.19 | F | 8 | 0 | 1 | D | 9 | 0 | C | 8
1994-06-20 | 20:00 | 23 | 628 | 4 | 1 | 10 | 0 | 1 | 16 | 4 | 1 | 10 | 0 | 1 | 10 | 0 | 1 | 16 | 0 | 1 | 10 | 0 | 1 | 21 | 10 | A | 7 | 10 | A | 7 | 17.8 | A | 7 | 15.6 | A | 7 | 87 | A | 7 | 843 | A | 7 | 260 | A | 7 | 4.1 | A | 7 | 19200 | B | 7 | 3048 | A | 7 | 2.9 | E | 8 | 0.102 | F | 8 | 0.19 | F | 8 | 0 | 1 | D | 9 | 0 | C | 8
1994-06-20 | 21:00 | 0 | 0 | 0 | 1 | 0 | 0 | 1 | 0 | 0 | 1 | 0 | 0 | 1 | 0 | 0 | 1 | 0 | 0 | 1 | 0 | 0 | 1 | 0 | 10 | A | 7 | 10 | A | 7 | 17.8 | A | 7 | 15.6 | A | 7 | 87 | A | 7 | 843 | A | 7 | 180 | A | 7 | 2.6 | A | 7 | 19200 | B | 7 | 3658 | A | 7 | 3 | E | 8 | 0.102 | F | 8 | 0.19 | F | 8 | 0 | 1 | D | 9 | 0 | C | 8
1994-06-20 | 22:00 | 0 | 0 | 0 | 1 | 0 | 0 | 1 | 0 | 0 | 1 | 0 | 0 | 1 | 0 | 0 | 1 | 0 | 0 | 1 | 0 | 0 | 1 | 0 | 10 | A | 7 | 10 | A | 7 | 17.8 | A | 7 | 15.6 | A | 7 | 87 | A | 7 | 843 | A | 7 | 130 | A | 7 | 2.6 | A | 7 | 24000 | B | 7 | 3048 | A | 7 | 3 | E | 8 | 0.102 | F | 8 | 0.19 | F | 8 | 0 | 1 | D | 9 | 0 | C | 8
1994-06-20 | 23:00 | 0 | 0 | 0 | 1 | 0 | 0 | 1 | 0 | 0 | 1 | 0 | 0 | 1 | 0 | 0 | 1 | 0 | 0 | 1 | 0 | 0 | 1 | 0 | 10 | A | 7 | 10 | A | 7 | 17.8 | A | 7 | 15.6 | A | 7 | 87 | A | 7 | 842 | A | 7 | 150 | A | 7 | 2.6 | A | 7 | 24000 | B | 7 | 4572 | A | 7 | 3 | E | 8 | 0.102 | F | 8 | 0.19 | F | 8 | 0 | 1 | D | 9 | 0 | C | 8
1994-06-20 | 24:00 | 0 | 0 | 0 | 1 | 0 | 0 | 1 | 0 | 0 | 1 | 0 | 0 | 1 | 0 | 0 | 1 | 0 | 0 | 1 | 0 | 0 | 1 | 0 | 9 | A | 7 | 6 | A | 7 | 17.2 | A | 7 | 15.6 | A | 7 | 90 | A | 7 | 842 | A | 7 | 80 | A | 7 | 2.6 | A | 7 | 32000 | B | 7 | 4572 | A | 7 | 3 | E | 8 | 0.102 | F | 8 | 0.19 | F | 8 | 0 | 1 | D | 9 | 0 | C | 8
1994-06-21 | 1:00 | 0 | 0 | 0 | 1 | 0 | 0 | 1 | 0 | 0 | 1 | 0 | 0 | 1 | 0 | 0 | 1 | 0 | 0 | 1 | 0 | 0 | 1 | 0 | 10 | A | 7 | 5 | A | 7 | 17.2 | A | 7 | 15 | A | 7 | 87 | A | 7 | 842 | A | 7 | 350 | A | 7 | 3.1 | A | 7 | 19200 | B | 7 | 77777 | A | 7 | 3.1 | E | 8 | 0.102 | F | 8 | 0.19 | F | 8 | 0 | 1 | D | 9 | 0 | C | 8
1994-06-21 | 2:00 | 0 | 0 | 0 | 1 | 0 | 0 | 1 | 0 | 0 | 1 | 0 | 0 | 1 | 0 | 0 | 1 | 0 | 0 | 1 | 0 | 0 | 1 | 0 | 10 | A | 7 | 10 | A | 7 | 16.7 | A | 7 | 15.6 | A | 7 | 93 | A | 7 | 842 | A | 7 | 340 | A | 7 | 4.1 | A | 7 | 9600 | B | 7 | 183 | A | 7 | 3.1 | E | 8 | 0.102 | F | 8 | 0.19 | F | 8 | 0 | 1 | D | 9 | 0 | C | 8
1994-06-21 | 3:00 | 0 | 0 | 0 | 1 | 0 | 0 | 1 | 0 | 0 | 1 | 0 | 0 | 1 | 0 | 0 | 1 | 0 | 0 | 1 | 0 | 0 | 1 | 0 | 10 | A | 7 | 10 | A | 7 | 16.7 | A | 7 | 15 | A | 7 | 90 | A | 7 | 842 | A | 7 | 350 | A | 7 | 1.5 | A | 7 | 9600 | B | 7 | 244 | A | 7 | 3.1 | E | 8 | 0.102 | F | 8 | 0.19 | F | 8 | 0 | 1 | D | 9 | 0 | C | 8
1994-06-21 | 4:00 | 0 | 0 | 0 | 1 | 0 | 0 | 1 | 0 | 0 | 1 | 0 | 0 | 1 | 0 | 0 | 1 | 0 | 0 | 1 | 0 | 0 | 1 | 0 | 6 | A | 7 | 3 | A | 7 | 15.6 | A | 7 | 15 | A | 7 | 96 | A | 7 | 841 | A | 7 | 170 | A | 7 | 1.5 | A | 7 | 12800 | B | 7 | 77777 | A | 7 | 3.1 | E | 8 | 0.102 | F | 8 | 0.19 | F | 8 | 0 | 1 | D | 9 | 0 | C | 8
1994-06-21 | 5:00 | 22 | 606 | 4 | 1 | 10 | 7 | 1 | 16 | 3 | 1 | 10 | 0 | 1 | 10 | 0 | 1 | 16 | 0 | 1 | 10 | 0 | 1 | 21 | 5 | A | 7 | 4 | A | 7 | 16.1 | A | 7 | 14.4 | A | 7 | 90 | A | 7 | 842 | A | 7 | 160 | A | 7 | 1.5 | A | 7 | 16000 | B | 7 | 77777 | A | 7 | 3.2 | E | 8 | 0.102 | F | 8 | 0.19 | F | 8 | 0 | 1 | D | 9 | 0 | C | 8
1994-06-21 | 6:00 | 217 | 1322 | 76 | 1 | 10 | 76 | 1 | 16 | 64 | 1 | 10 | 83 | 1 | 10 | 54 | 1 | 16 | 74 | 1 | 10 | 136 | 1 | 21 | 6 | A | 7 | 6 | A | 7 | 17.2 | A | 7 | 15 | A | 7 | 87 | A | 7 | 842 | A | 7 | 190 | A | 7 | 2.1 | A | 7 | 12800 | B | 7 | 3353 | A | 7 | 3.2 | E | 8 | 0.102 | F | 8 | 0.19 | F | 8 | 0 | 1 | D | 9 | 0 | C | 8
1994-06-21 | 7:00 | 458 | 1322 | 123 | 1 | 10 | 79 | 1 | 16 | 96 | 1 | 10 | 137 | 1 | 10 | 76 | 1 | 16 | 111 | 1 | 10 | 219 | 1 | 21 | 9 | A | 7 | 9 | A | 7 | 18.3 | A | 7 | 15.6 | A | 7 | 84 | A | 7 | 842 | A | 7 | 190 | A | 7 | 3.1 | A | 7 | 9600 | B | 7 | 732 | A | 7 | 3.1 | E | 8 | 0.102 | F | 8 | 0.19 | F | 8 | 0 | 1 | D | 9 | 0 | C | 8
1994-06-21 | 8:00 | 692 | 1322 | 382 | 1 | 10 | 469 | 1 | 16 | 136 | 1 | 10 | 415 | 1 | 10 | 474 | 1 | 16 | 166 | 1 | 10 | 286 | 1 | 21 | 3 | A | 7 | 3 | A | 7 | 20.6 | A | 7 | 13.9 | A | 7 | 65 | A | 7 | 841 | A | 7 | 150 | A | 7 | 2.1 | A | 7 | 11200 | B | 7 | 77777 | A | 7 | 3.1 | E | 8 | 0.102 | F | 8 | 0.19 | F | 8 | 0 | 1 | D | 9 | 0 | C | 8
1994-06-21 | 9:00 | 902 | 1322 | 634 | 1 | 10 | 755 | 1 | 16 | 119 | 1 | 10 | 669 | 1 | 10 | 758 | 1 | 16 | 151 | 1 | 10 | 309 | 1 | 21 | 4 | A | 7 | 2 | A | 7 | 22.2 | A | 7 | 14.4 | A | 7 | 61 | A | 7 | 841 | A | 7 | 70 | A | 7 | 2.6 | A | 7 | 16000 | B | 7 | 77777 | A | 7 | 3.1 | E | 8 | 0.102 | F | 8 | 0.19 | F | 8 | 0 | 1 | D | 9 | 0 | C | 8
1994-06-21 | 10:00 | 1073 | 1322 | 702 | 1 | 10 | 669 | 1 | 16 | 159 | 1 | 10 | 760 | 1 | 10 | 689 | 1 | 16 | 199 | 1 | 10 | 602 | 1 | 21 | 6 | A | 7 | 3 | A | 7 | 24.4 | A | 7 | 14.4 | A | 7 | 54 | A | 7 | 840 | A | 7 | 210 | A | 7 | 2.1 | A | 7 | 19200 | B | 7 | 77777 | A | 7 | 3.1 | E | 8 | 0.102 | F | 8 | 0.19 | F | 8 | 0 | 1 | D | 9 | 0 | C | 8
1994-06-21 | 11:00 | 1195 | 1322 | 870 | 1 | 10 | 733 | 1 | 16 | 207 | 1 | 10 | 935 | 1 | 10 | 752 | 1 | 16 | 255 | 1 | 10 | 1129 | 1 | 21 | 7 | A | 7 | 2 | A | 7 | 26.1 | A | 7 | 14.4 | A | 7 | 48 | A | 7 | 840 | A | 7 | 130 | A | 7 | 3.6 | A | 7 | 24000 | B | 7 | 77777 | A | 7 | 3.1 | E | 8 | 0.102 | F | 8 | 0.19 | F | 8 | 0 | 1 | D | 9 | 0 | C | 8
1994-06-21 | 12:00 | 1258 | 1322 | 946 | 1 | 10 | 805 | 1 | 16 | 180 | 1 | 10 | 1003 | 1 | 10 | 813 | 1 | 16 | 228 | 1 | 10 | 1259 | 1 | 21 | 8 | A | 7 | 3 | A | 7 | 27.2 | A | 7 | 12.8 | A | 7 | 41 | A | 7 | 839 | A | 7 | 320 | A | 7 | 2.1 | A | 7 | 24000 | B | 7 | 77777 | A | 7 | 3.1 | E | 8 | 0.102 | F | 8 | 0.19 | F | 8 | 0 | 1 | D | 9 | 0 | C | 8
1994-06-21 | 13:00 | 1258 | 1322 | 723 | 1 | 10 | 276 | 1 | 16 | 460 | 1 | 10 | 791 | 1 | 10 | 300 | 1 | 16 | 505 | 1 | 10 | 3094 | 1 | 21 | 7 | A | 7 | 6 | A | 7 | 26.7 | A | 7 | 12.8 | A | 7 | 42 | A | 7 | 839 | A | 7 | 0 | A | 7 | 0 | A | 7 | 24000 | B | 7 | 9144 | A | 7 | 3.1 | E | 8 | 0.102 | F | 8 | 0.19 | F | 8 | 0 | 1 | D | 9 | 0 | C | 8
1994-06-21 | 14:00 | 1196 | 1322 | 569 | 1 | 10 | 298 | 1 | 16 | 298 | 1 | 10 | 637 | 1 | 10 | 325 | 1 | 16 | 342 | 1 | 10 | 1473 | 1 | 21 | 9 | A | 7 | 8 | A | 7 | 26.7 | A | 7 | 14.4 | A | 7 | 47 | A | 7 | 838 | A | 7 | 110 | A | 7 | 5.2 | A | 7 | 24000 | B | 7 | 6706 | A | 7 | 3.1 | E | 8 | 0.102 | F | 8 | 0.19 | F | 8 | 0 | 1 | D | 9 | 0 | C | 8
1994-06-21 | 15:00 | 1075 | 1322 | 429 | 1 | 10 | 137 | 1 | 16 | 317 | 1 | 10 | 476 | 1 | 10 | 146 | 1 | 16 | 357 | 1 | 10 | 1170 | 1 | 21 | 9 | A | 7 | 9 | A | 7 | 26.1 | A | 7 | 14.4 | A | 7 | 48 | A | 7 | 838 | A | 7 | 100 | A | 7 | 2.6 | A | 7 | 32000 | B | 7 | 3658 | A | 7 | 3.1 | E | 8 | 0.102 | F | 8 | 0.19 | F | 8 | 0 | 1 | D | 9 | 0 | C | 8
1994-06-21 | 16:00 | 904 | 1322 | 402 | 1 | 10 | 217 | 1 | 16 | 254 | 1 | 10 | 440 | 1 | 10 | 234 | 1 | 16 | 280 | 1 | 10 | 694 | 1 | 21 | 10 | A | 7 | 8 | A | 7 | 23.9 | A | 7 | 17.2 | A | 7 | 66 | A | 7 | 838 | A | 7 | 230 | A | 7 | 1.5 | A | 7 | 32000 | B | 7 | 3658 | A | 7 | 3.1 | E | 8 | 0.102 | F | 8 | 0.19 | F | 8 | 0 | 1 | D | 9 | 0 | C | 8
1994-06-21 | 17:00 | 695 | 1322 | 337 | 1 | 10 | 367 | 1 | 16 | 144 | 1 | 10 | 364 | 1 | 10 | 371 | 1 | 16 | 169 | 1 | 10 | 305 | 1 | 21 | 10 | A | 7 | 7 | A | 7 | 24.4 | A | 7 | 15.6 | A | 7 | 58 | A | 7 | 837 | A | 7 | 130 | A | 7 | 2.6 | A | 7 | 32000 | B | 7 | 3658 | A | 7 | 3.1 | E | 8 | 0.102 | F | 8 | 0.19 | F | 8 | 0 | 1 | D | 9 | 0 | C | 8
1994-06-21 | 18:00 | 461 | 1322 | 117 | 1 | 10 | 0 | 1 | 16 | 117 | 1 | 10 | 133 | 1 | 10 | 0 | 1 | 16 | 133 | 1 | 10 | 448 | 1 | 21 | 10 | A | 7 | 10 | A | 7 | 23.9 | A | 7 | 17.2 | A | 7 | 66 | A | 7 | 838 | A | 7 | 200 | A | 7 | 3.1 | A | 7 | 32000 | B | 7 | 3658 | A | 7 | 3.1 | E | 8 | 0.102 | F | 8 | 0.19 | F | 8 | 0 | 1 | D | 9 | 0 | C | 8
1994-06-21 | 19:00 | 220 | 1322 | 38 | 1 | 10 | 0 | 1 | 16 | 38 | 1 | 10 | 44 | 1 | 10 | 0 | 1 | 16 | 44 | 1 | 10 | 142 | 1 | 21 | 10 | A | 7 | 10 | A | 7 | 19.4 | A | 7 | 16.1 | A | 7 | 81 | A | 7 | 838 | A | 7 | 170 | A | 7 | 6.7 | A | 7 | 24000 | B | 7 | 1676 | A | 7 | 3.1 | E | 8 | 0.102 | F | 8 | 0.19 | F | 8 | 0 | 1 | D | 9 | 0 | C | 8
1994-06-21 | 20:00 | 23 | 628 | 3 | 1 | 10 | 0 | 1 | 16 | 3 | 1 | 10 | 0 | 1 | 10 | 0 | 1 | 16 | 0 | 1 | 10 | 0 | 1 | 21 | 10 | A | 7 | 10 | A | 7 | 18.3 | A | 7 | 15 | A | 7 | 81 | A | 7 | 839 | A | 7 | 200 | A | 7 | 3.6 | A | 7 | 32000 | B | 7 | 3658 | A | 7 | 3.1 | E | 8 | 0.102 | F | 8 | 0.19 | F | 8 | 0 | 1 | D | 9 | 0 | C | 8
1994-06-21 | 21:00 | 0 | 0 | 0 | 1 | 0 | 0 | 1 | 0 | 0 | 1 | 0 | 0 | 1 | 0 | 0 | 1 | 0 | 0 | 1 | 0 | 0 | 1 | 0 | 7 | A | 7 | 7 | A | 7 | 17.8 | A | 7 | 14.4 | A | 7 | 80 | A | 7 | 839 | A | 7 | 230 | A | 7 | 2.1 | A | 7 | 32000 | B | 7 | 3658 | A | 7 | 3.1 | E | 8 | 0.102 | F | 8 | 0.19 | F | 8 | 0 | 1 | D | 9 | 0 | C | 8
1994-06-21 | 22:00 | 0 | 0 | 0 | 1 | 0 | 0 | 1 | 0 | 0 | 1 | 0 | 0 | 1 | 0 | 0 | 1 | 0 | 0 | 1 | 0 | 0 | 1 | 0 | 8 | A | 7 | 6 | A | 7 | 17.8 | A | 7 | 14.4 | A | 7 | 80 | A | 7 | 839 | A | 7 | 180 | A | 7 | 2.6 | A | 7 | 32000 | B | 7 | 7620 | A | 7 | 3.1 | E | 8 | 0.102 | F | 8 | 0.19 | F | 8 | 0 | 1 | D | 9 | 0 | C | 8
1994-06-21 | 23:00 | 0 | 0 | 0 | 1 | 0 | 0 | 1 | 0 | 0 | 1 | 0 | 0 | 1 | 0 | 0 | 1 | 0 | 0 | 1 | 0 | 0 | 1 | 0 | 7 | A | 7 | 7 | A | 7 | 17.2 | A | 7 | 14.4 | A | 7 | 84 | A | 7 | 839 | A | 7 | 190 | A | 7 | 2.6 | A | 7 | 32000 | B | 7 | 7620 | A | 7 | 3 | E | 8 | 0.102 | F | 8 | 0.19 | F | 8 | 0 | 1 | D | 9 | 0 | C | 8
1994-06-21 | 24:00 | 0 | 0 | 0 | 1 | 0 | 0 | 1 | 0 | 0 | 1 | 0 | 0 | 1 | 0 | 0 | 1 | 0 | 0 | 1 | 0 | 0 | 1 | 0 | 8 | A | 7 | 8 | A | 7 | 17.2 | A | 7 | 15 | A | 7 | 87 | A | 7 | 837 | A | 7 | 170 | A | 7 | 2.1 | A | 7 | 40000 | B | 7 | 3353 | A | 7 | 3 | E | 8 | 0.102 | F | 8 | 0.19 | F | 8 | 0 | 1 | D | 9 | 0 | C | 8
1994-06-22 | 1:00 | 0 | 0 | 0 | 1 | 0 | 0 | 1 | 0 | 0 | 1 | 0 | 0 | 1 | 0 | 0 | 1 | 0 | 0 | 1 | 0 | 0 | 1 | 0 | 8 | A | 7 | 8 | A | 7 | 17.8 | A | 7 | 13.9 | A | 7 | 78 | A | 7 | 837 | A | 7 | 170 | A | 7 | 2.6 | A | 7 | 40000 | B | 7 | 3353 | A | 7 | 3 | E | 8 | 0.102 | F | 8 | 0.19 | F | 8 | 0 | 1 | D | 9 | 0 | C | 8
1994-06-22 | 2:00 | 0 | 0 | 0 | 1 | 0 | 0 | 1 | 0 | 0 | 1 | 0 | 0 | 1 | 0 | 0 | 1 | 0 | 0 | 1 | 0 | 0 | 1 | 0 | 7 | A | 7 | 7 | A | 7 | 17.8 | A | 7 | 13.3 | A | 7 | 75 | A | 7 | 837 | A | 7 | 180 | A | 7 | 2.1 | A | 7 | 40000 | B | 7 | 3658 | A | 7 | 3 | E | 8 | 0.102 | F | 8 | 0.19 | F | 8 | 0 | 1 | D | 9 | 0 | C | 8
1994-06-22 | 3:00 | 0 | 0 | 0 | 1 | 0 | 0 | 1 | 0 | 0 | 1 | 0 | 0 | 1 | 0 | 0 | 1 | 0 | 0 | 1 | 0 | 0 | 1 | 0 | 8 | A | 7 | 8 | A | 7 | 17.8 | A | 7 | 13.3 | A | 7 | 75 | A | 7 | 837 | A | 7 | 200 | A | 7 | 2.1 | A | 7 | 40000 | B | 7 | 3658 | A | 7 | 3 | E | 8 | 0.102 | F | 8 | 0.19 | F | 8 | 0 | 1 | D | 9 | 0 | C | 8
1994-06-22 | 4:00 | 0 | 0 | 0 | 1 | 0 | 0 | 1 | 0 | 0 | 1 | 0 | 0 | 1 | 0 | 0 | 1 | 0 | 0 | 1 | 0 | 0 | 1 | 0 | 7 | A | 7 | 7 | A | 7 | 17.2 | A | 7 | 13.3 | A | 7 | 78 | A | 7 | 837 | A | 7 | 130 | A | 7 | 1.5 | A | 7 | 40000 | B | 7 | 3658 | A | 7 | 3 | E | 8 | 0.102 | F | 8 | 0.19 | F | 8 | 0 | 1 | D | 9 | 0 | C | 8
1994-06-22 | 5:00 | 22 | 606 | 6 | 1 | 10 | 5 | 1 | 16 | 5 | 1 | 10 | 0 | 1 | 10 | 0 | 1 | 16 | 0 | 1 | 10 | 0 | 1 | 21 | 8 | A | 7 | 5 | A | 7 | 17.2 | A | 7 | 12.8 | A | 7 | 75 | A | 7 | 836 | A | 7 | 190 | A | 7 | 2.1 | A | 7 | 112000 | B | 7 | 7315 | A | 7 | 3 | E | 8 | 0.102 | F | 8 | 0.19 | F | 8 | 0 | 1 | D | 9 | 0 | C | 8
1994-06-22 | 6:00 | 216 | 1322 | 81 | 1 | 10 | 201 | 1 | 16 | 48 | 1 | 10 | 85 | 1 | 10 | 136 | 1 | 16 | 63 | 1 | 10 | 86 | 1 | 21 | 7 | A | 7 | 5 | A | 7 | 17.8 | A | 7 | 12.8 | A | 7 | 73 | A | 7 | 836 | A | 7 | 200 | A | 7 | 3.6 | A | 7 | 112000 | B | 7 | 7315 | A | 7 | 3 | E | 8 | 0.102 | F | 8 | 0.19 | F | 8 | 0 | 1 | D | 9 | 0 | C | 8
1994-06-22 | 7:00 | 457 | 1322 | 194 | 1 | 10 | 319 | 1 | 16 | 84 | 1 | 10 | 210 | 1 | 10 | 296 | 1 | 16 | 108 | 1 | 10 | 155 | 1 | 21 | 6 | A | 7 | 4 | A | 7 | 21.7 | A | 7 | 12.2 | A | 7 | 55 | A | 7 | 836 | A | 7 | 190 | A | 7 | 3.6 | A | 7 | 104000 | B | 7 | 9754 | A | 7 | 3 | E | 8 | 0.102 | F | 8 | 0.19 | F | 8 | 0 | 1 | D | 9 | 0 | C | 8
1994-06-22 | 8:00 | 691 | 1322 | 343 | 1 | 10 | 445 | 1 | 16 | 110 | 1 | 10 | 363 | 1 | 10 | 443 | 1 | 16 | 131 | 1 | 10 | 242 | 1 | 21 | 7 | A | 7 | 4 | A | 7 | 25 | A | 7 | 12.2 | A | 7 | 45 | A | 7 | 837 | A | 7 | 140 | A | 7 | 1.5 | A | 7 | 96000 | B | 7 | 9754 | A | 7 | 2.9 | E | 8 | 0.102 | F | 8 | 0.19 | F | 8 | 0 | 1 | D | 9 | 0 | C | 8
1994-06-22 | 9:00 | 901 | 1322 | 402 | 1 | 10 | 208 | 1 | 16 | 260 | 1 | 10 | 438 | 1 | 10 | 224 | 1 | 16 | 286 | 1 | 10 | 710 | 1 | 21 | 8 | A | 7 | 8 | A | 7 | 25.6 | A | 7 | 13.3 | A | 7 | 47 | A | 7 | 837 | A | 7 | 30 | A | 7 | 7.7 | A | 7 | 80000 | B | 7 | 2896 | A | 7 | 2.9 | E | 8 | 0.102 | F | 8 | 0.19 | F | 8 | 0 | 1 | D | 9 | 0 | C | 8
1994-06-22 | 10:00 | 1073 | 1322 | 243 | 1 | 10 | 0 | 1 | 16 | 243 | 1 | 10 | 291 | 1 | 10 | 0 | 1 | 16 | 291 | 1 | 10 | 1168 | 1 | 21 | 10 | A | 7 | 10 | A | 7 | 23.3 | A | 7 | 11.7 | A | 7 | 48 | A | 7 | 838 | A | 7 | 40 | A | 7 | 5.2 | A | 7 | 80000 | B | 7 | 2286 | A | 7 | 2.9 | E | 8 | 0.102 | F | 8 | 0.19 | F | 8 | 0 | 1 | D | 9 | 0 | C | 8
1994-06-22 | 11:00 | 1194 | 1322 | 272 | 1 | 10 | 0 | 1 | 16 | 272 | 1 | 10 | 329 | 1 | 10 | 0 | 1 | 16 | 329 | 1 | 10 | 1306 | 1 | 21 | 10 | A | 7 | 10 | A | 7 | 18.9 | A | 7 | 14.4 | A | 7 | 75 | A | 7 | 839 | A | 7 | 320 | A | 7 | 5.7 | A | 7 | 16000 | B | 7 | 1829 | A | 7 | 2.9 | E | 8 | 0.102 | F | 8 | 0.19 | F | 8 | 0 | 1 | D | 9 | 0 | C | 8
1994-06-22 | 12:00 | 1258 | 1322 | 288 | 1 | 10 | 0 | 1 | 16 | 288 | 1 | 10 | 350 | 1 | 10 | 0 | 1 | 16 | 350 | 1 | 10 | 1381 | 1 | 21 | 10 | A | 7 | 10 | A | 7 | 21.1 | A | 7 | 12.8 | A | 7 | 59 | A | 7 | 839 | A | 7 | 330 | A | 7 | 4.1 | A | 7 | 80000 | B | 7 | 2743 | A | 7 | 2.9 | E | 8 | 0.102 | F | 8 | 0.19 | F | 8 | 0 | 1 | D | 9 | 0 | C | 8
1994-06-22 | 13:00 | 1258 | 1322 | 322 | 1 | 10 | 106 | 1 | 16 | 220 | 1 | 10 | 370 | 1 | 10 | 115 | 1 | 16 | 261 | 1 | 10 | 1354 | 1 | 21 | 8 | A | 7 | 8 | A | 7 | 21.1 | A | 7 | 12.8 | A | 7 | 59 | A | 7 | 838 | A | 7 | 210 | A | 7 | 3.1 | A | 7 | 80000 | B | 7 | 3658 | A | 7 | 2.9 | E | 8 | 0.102 | F | 8 | 0.19 | F | 8 | 0 | 1 | D | 9 | 0 | C | 8
1994-06-22 | 14:00 | 1196 | 1322 | 532 | 1 | 10 | 330 | 1 | 16 | 234 | 1 | 10 | 594 | 1 | 10 | 347 | 1 | 16 | 280 | 1 | 10 | 1284 | 1 | 21 | 6 | A | 7 | 6 | A | 7 | 23.3 | A | 7 | 14.4 | A | 7 | 57 | A | 7 | 838 | A | 7 | 130 | A | 7 | 2.1 | A | 7 | 40000 | B | 7 | 9144 | A | 7 | 2.8 | E | 8 | 0.102 | F | 8 | 0.19 | F | 8 | 0 | 1 | D | 9 | 0 | C | 8
1994-06-22 | 15:00 | 1076 | 1322 | 794 | 1 | 10 | 774 | 1 | 16 | 163 | 1 | 10 | 830 | 1 | 10 | 777 | 1 | 16 | 196 | 1 | 10 | 556 | 1 | 21 | 6 | A | 7 | 5 | A | 7 | 25.6 | A | 7 | 12.2 | A | 7 | 43 | A | 7 | 837 | A | 7 | 0 | A | 7 | 0 | A | 7 | 40000 | B | 7 | 6706 | A | 7 | 2.8 | E | 8 | 0.102 | F | 8 | 0.19 | F | 8 | 0 | 1 | D | 9 | 0 | C | 8
1994-06-22 | 16:00 | 905 | 1322 | 488 | 1 | 10 | 361 | 1 | 16 | 241 | 1 | 10 | 520 | 1 | 10 | 374 | 1 | 16 | 264 | 1 | 10 | 655 | 1 | 21 | 9 | A | 7 | 7 | A | 7 | 23.9 | A | 7 | 12.8 | A | 7 | 50 | A | 7 | 837 | A | 7 | 50 | A | 7 | 3.1 | A | 7 | 40000 | B | 7 | 3658 | A | 7 | 2.8 | E | 8 | 0.102 | F | 8 | 0.19 | F | 8 | 0 | 1 | D | 9 | 0 | C | 8
1994-06-22 | 17:00 | 695 | 1322 | 438 | 1 | 10 | 527 | 1 | 16 | 161 | 1 | 10 | 469 | 1 | 10 | 532 | 1 | 16 | 188 | 1 | 10 | 345 | 1 | 21 | 8 | A | 7 | 6 | A | 7 | 23.9 | A | 7 | 12.2 | A | 7 | 48 | A | 7 | 837 | A | 7 | 40 | A | 7 | 4.1 | A | 7 | 40000 | B | 7 | 3962 | A | 7 | 2.8 | E | 8 | 0.102 | F | 8 | 0.19 | F | 8 | 0 | 1 | D | 9 | 0 | C | 8
1994-06-22 | 18:00 | 462 | 1322 | 144 | 1 | 10 | 135 | 1 | 16 | 97 | 1 | 10 | 161 | 1 | 10 | 130 | 1 | 16 | 115 | 1 | 10 | 221 | 1 | 21 | 7 | A | 7 | 7 | A | 7 | 20 | A | 7 | 12.2 | A | 7 | 61 | A | 7 | 838 | A | 7 | 30 | A | 7 | 4.1 | A | 7 | 40000 | B | 7 | 3658 | A | 7 | 2.8 | E | 8 | 0.102 | F | 8 | 0.19 | F | 8 | 0 | 1 | D | 9 | 0 | C | 8
1994-06-22 | 19:00 | 220 | 1322 | 64 | 1 | 10 | 75 | 1 | 16 | 52 | 1 | 10 | 71 | 1 | 10 | 54 | 1 | 16 | 62 | 1 | 10 | 111 | 1 | 21 | 5 | A | 7 | 5 | A | 7 | 20 | A | 7 | 13.9 | A | 7 | 68 | A | 7 | 839 | A | 7 | 10 | A | 7 | 4.1 | A | 7 | 64000 | B | 7 | 77777 | A | 7 | 2.7 | E | 8 | 0.102 | F | 8 | 0.19 | F | 8 | 0 | 1 | D | 9 | 0 | C | 8
1994-06-22 | 20:00 | 24 | 628 | 6 | 1 | 10 | 45 | 1 | 16 | 4 | 1 | 10 | 0 | 1 | 10 | 0 | 1 | 16 | 0 | 1 | 10 | 0 | 1 | 21 | 2 | A | 7 | 2 | A | 7 | 17.2 | A | 7 | 14.4 | A | 7 | 84 | A | 7 | 839 | A | 7 | 300 | A | 7 | 3.1 | A | 7 | 64000 | B | 7 | 77777 | A | 7 | 2.7 | E | 8 | 0.102 | F | 8 | 0.19 | F | 8 | 0 | 1 | D | 9 | 0 | C | 8
1994-06-22 | 21:00 | 0 | 0 | 0 | 1 | 0 | 0 | 1 | 0 | 0 | 1 | 0 | 0 | 1 | 0 | 0 | 1 | 0 | 0 | 1 | 0 | 0 | 1 | 0 | 0 | A | 7 | 0 | A | 7 | 17.2 | A | 7 | 13.9 | A | 7 | 81 | A | 7 | 840 | A | 7 | 270 | A | 7 | 3.1 | A | 7 | 40000 | B | 7 | 77777 | A | 7 | 2.7 | E | 8 | 0.102 | F | 8 | 0.19 | F | 8 | 0 | 1 | D | 9 | 0 | C | 8
1994-06-22 | 22:00 | 0 | 0 | 0 | 1 | 0 | 0 | 1 | 0 | 0 | 1 | 0 | 0 | 1 | 0 | 0 | 1 | 0 | 0 | 1 | 0 | 0 | 1 | 0 | 0 | A | 7 | 0 | A | 7 | 16.7 | A | 7 | 14.4 | A | 7 | 86 | A | 7 | 840 | A | 7 | 0 | A | 7 | 0 | A | 7 | 40000 | B | 7 | 77777 | A | 7 | 2.7 | E | 8 | 0.102 | F | 8 | 0.19 | F | 8 | 0 | 1 | D | 9 | 0 | C | 8
1994-06-22 | 23:00 | 0 | 0 | 0 | 1 | 0 | 0 | 1 | 0 | 0 | 1 | 0 | 0 | 1 | 0 | 0 | 1 | 0 | 0 | 1 | 0 | 0 | 1 | 0 | 9 | A | 7 | 9 | A | 7 | 17.8 | A | 7 | 12.8 | A | 7 | 73 | A | 7 | 841 | A | 7 | 30 | A | 7 | 3.6 | A | 7 | 40000 | B | 7 | 1341 | A | 7 | 2.7 | E | 8 | 0.102 | F | 8 | 0.19 | F | 8 | 0 | 1 | D | 9 | 0 | C | 8
1994-06-22 | 24:00 | 0 | 0 | 0 | 1 | 0 | 0 | 1 | 0 | 0 | 1 | 0 | 0 | 1 | 0 | 0 | 1 | 0 | 0 | 1 | 0 | 0 | 1 | 0 | 7 | A | 7 | 7 | A | 7 | 17.2 | A | 7 | 12.8 | A | 7 | 75 | A | 7 | 840 | A | 7 | 20 | A | 7 | 3.6 | A | 7 | 32000 | B | 7 | 1280 | A | 7 | 2.6 | E | 8 | 0.102 | F | 8 | 0.19 | F | 8 | 0 | 1 | D | 9 | 0 | C | 8
1994-06-23 | 1:00 | 0 | 0 | 0 | 1 | 0 | 0 | 1 | 0 | 0 | 1 | 0 | 0 | 1 | 0 | 0 | 1 | 0 | 0 | 1 | 0 | 0 | 1 | 0 | 7 | A | 7 | 7 | A | 7 | 16.1 | A | 7 | 12.2 | A | 7 | 78 | A | 7 | 841 | A | 7 | 40 | A | 7 | 3.1 | A | 7 | 32000 | B | 7 | 1463 | A | 7 | 2.6 | E | 8 | 0.101 | F | 8 | 0.19 | F | 8 | 0 | 1 | D | 9 | 0 | C | 8
1994-06-23 | 2:00 | 0 | 0 | 0 | 1 | 0 | 0 | 1 | 0 | 0 | 1 | 0 | 0 | 1 | 0 | 0 | 1 | 0 | 0 | 1 | 0 | 0 | 1 | 0 | 3 | A | 7 | 3 | A | 7 | 14.4 | A | 7 | 12.8 | A | 7 | 90 | A | 7 | 841 | A | 7 | 0 | A | 7 | 0 | A | 7 | 32000 | B | 7 | 77777 | A | 7 | 2.6 | E | 8 | 0.101 | F | 8 | 0.19 | F | 8 | 0 | 1 | D | 9 | 0 | C | 8
1994-06-23 | 3:00 | 0 | 0 | 0 | 1 | 0 | 0 | 1 | 0 | 0 | 1 | 0 | 0 | 1 | 0 | 0 | 1 | 0 | 0 | 1 | 0 | 0 | 1 | 0 | 0 | A | 7 | 0 | A | 7 | 13.9 | A | 7 | 12.2 | A | 7 | 89 | A | 7 | 840 | A | 7 | 100 | A | 7 | 1.5 | A | 7 | 32000 | B | 7 | 77777 | A | 7 | 2.6 | E | 8 | 0.101 | F | 8 | 0.19 | F | 8 | 0 | 1 | D | 9 | 0 | C | 8
1994-06-23 | 4:00 | 0 | 0 | 0 | 1 | 0 | 0 | 1 | 0 | 0 | 1 | 0 | 0 | 1 | 0 | 0 | 1 | 0 | 0 | 1 | 0 | 0 | 1 | 0 | 0 | A | 7 | 0 | A | 7 | 12.8 | A | 7 | 11.7 | A | 7 | 93 | A | 7 | 841 | A | 7 | 110 | A | 7 | 2.1 | A | 7 | 32000 | B | 7 | 77777 | A | 7 | 2.6 | E | 8 | 0.101 | F | 8 | 0.19 | F | 8 | 0 | 1 | D | 9 | 0 | C | 8
1994-06-23 | 5:00 | 22 | 606 | 5 | 1 | 10 | 34 | 1 | 16 | 3 | 1 | 10 | 0 | 1 | 10 | 0 | 1 | 16 | 0 | 1 | 10 | 0 | 1 | 21 | 1 | A | 7 | 1 | A | 7 | 12.2 | A | 7 | 11.7 | A | 7 | 97 | A | 7 | 841 | A | 7 | 110 | A | 7 | 1.5 | A | 7 | 64000 | B | 7 | 77777 | A | 7 | 2.5 | E | 8 | 0.101 | F | 8 | 0.19 | F | 8 | 0 | 1 | D | 9 | 0 | C | 8
1994-06-23 | 6:00 | 215 | 1322 | 103 | 1 | 10 | 406 | 1 | 16 | 37 | 1 | 10 | 106 | 1 | 10 | 286 | 1 | 16 | 60 | 1 | 10 | 68 | 1 | 21 | 0 | A | 7 | 0 | A | 7 | 15.6 | A | 7 | 12.8 | A | 7 | 83 | A | 7 | 842 | A | 7 | 110 | A | 7 | 1.5 | A | 7 | 64000 | B | 7 | 77777 | A | 7 | 2.5 | E | 8 | 0.101 | F | 8 | 0.19 | F | 8 | 0 | 1 | D | 9 | 0 | C | 8
1994-06-23 | 7:00 | 456 | 1322 | 286 | 1 | 10 | 655 | 1 | 16 | 59 | 1 | 10 | 297 | 1 | 10 | 605 | 1 | 16 | 88 | 1 | 10 | 120 | 1 | 21 | 0 | A | 7 | 0 | A | 7 | 17.8 | A | 7 | 12.2 | A | 7 | 70 | A | 7 | 841 | A | 7 | 130 | A | 7 | 1.5 | A | 7 | 64000 | B | 7 | 77777 | A | 7 | 2.5 | E | 8 | 0.101 | F | 8 | 0.19 | F | 8 | 0 | 1 | D | 9 | 0 | C | 8
1994-06-23 | 8:00 | 690 | 1322 | 486 | 1 | 10 | 776 | 1 | 16 | 81 | 1 | 10 | 516 | 1 | 10 | 768 | 1 | 16 | 115 | 1 | 10 | 183 | 1 | 21 | 0 | A | 7 | 0 | A | 7 | 18.9 | A | 7 | 11.7 | A | 7 | 63 | A | 7 | 841 | A | 7 | 0 | A | 7 | 0 | A | 7 | 64000 | B | 7 | 77777 | A | 7 | 2.4 | E | 8 | 0.101 | F | 8 | 0.19 | F | 8 | 0 | 1 | D | 9 | 0 | C | 8
1994-06-23 | 9:00 | 900 | 1322 | 672 | 1 | 10 | 844 | 1 | 16 | 98 | 1 | 10 | 699 | 1 | 10 | 840 | 1 | 16 | 126 | 1 | 10 | 230 | 1 | 21 | 0 | A | 7 | 0 | A | 7 | 20.6 | A | 7 | 11.7 | A | 7 | 57 | A | 7 | 841 | A | 7 | 100 | A | 7 | 3.1 | A | 7 | 64000 | B | 7 | 77777 | A | 7 | 2.4 | E | 8 | 0.101 | F | 8 | 0.19 | F | 8 | 0 | 1 | D | 9 | 0 | C | 8
1994-06-23 | 10:00 | 1072 | 1322 | 827 | 1 | 10 | 884 | 1 | 16 | 110 | 1 | 10 | 856 | 1 | 10 | 885 | 1 | 16 | 137 | 1 | 10 | 340 | 1 | 21 | 0 | A | 7 | 0 | A | 7 | 22.8 | A | 7 | 11.1 | A | 7 | 48 | A | 7 | 841 | A | 7 | 130 | A | 7 | 3.6 | A | 7 | 64000 | B | 7 | 77777 | A | 7 | 2.4 | E | 8 | 0.101 | F | 8 | 0.19 | F | 8 | 0 | 1 | D | 9 | 0 | C | 8
1994-06-23 | 11:00 | 1194 | 1322 | 937 | 1 | 10 | 907 | 1 | 16 | 118 | 1 | 10 | 967 | 1 | 10 | 910 | 1 | 16 | 144 | 1 | 10 | 525 | 1 | 21 | 0 | A | 7 | 0 | A | 7 | 25 | A | 7 | 9.4 | A | 7 | 37 | A | 7 | 840 | A | 7 | 120 | A | 7 | 1.5 | A | 7 | 64000 | B | 7 | 77777 | A | 7 | 2.3 | E | 8 | 0.101 | F | 8 | 0.19 | F | 8 | 0 | 1 | D | 9 | 0 | C | 8
1994-06-23 | 12:00 | 1257 | 1322 | 995 | 1 | 10 | 917 | 1 | 16 | 122 | 1 | 10 | 1024 | 1 | 10 | 920 | 1 | 16 | 147 | 1 | 10 | 742 | 1 | 21 | 0 | A | 7 | 0 | A | 7 | 26.7 | A | 7 | 6.7 | A | 7 | 28 | A | 7 | 840 | A | 7 | 360 | A | 7 | 2.6 | A | 7 | 80000 | B | 7 | 77777 | A | 7 | 2.3 | E | 8 | 0.101 | F | 8 | 0.19 | F | 8 | 0 | 1 | D | 9 | 0 | C | 8
1994-06-23 | 13:00 | 1258 | 1322 | 955 | 1 | 10 | 877 | 1 | 16 | 120 | 1 | 10 | 984 | 1 | 10 | 880 | 1 | 16 | 145 | 1 | 10 | 737 | 1 | 21 | 1 | A | 7 | 1 | A | 7 | 28.3 | A | 7 | 6.1 | A | 7 | 24 | A | 7 | 839 | A | 7 | 320 | A | 7 | 1.5 | A | 7 | 80000 | B | 7 | 77777 | A | 7 | 2.2 | E | 8 | 0.101 | F | 8 | 0.19 | F | 8 | 0 | 1 | D | 9 | 0 | C | 8
1994-06-23 | 14:00 | 1196 | 1322 | 710 | 1 | 10 | 335 | 1 | 16 | 407 | 1 | 10 | 779 | 1 | 10 | 364 | 1 | 16 | 449 | 1 | 10 | 2072 | 1 | 21 | 6 | A | 7 | 6 | A | 7 | 28.9 | A | 7 | 3.9 | A | 7 | 20 | A | 7 | 839 | A | 7 | 320 | A | 7 | 5.2 | A | 7 | 80000 | B | 7 | 4877 | A | 7 | 2.2 | E | 8 | 0.101 | F | 8 | 0.19 | F | 8 | 0 | 1 | D | 9 | 0 | C | 8
1994-06-23 | 15:00 | 1076 | 1322 | 558 | 1 | 10 | 402 | 1 | 16 | 230 | 1 | 10 | 612 | 1 | 10 | 421 | 1 | 16 | 269 | 1 | 10 | 858 | 1 | 21 | 5 | A | 7 | 5 | A | 7 | 32.2 | A | 7 | 3.9 | A | 7 | 17 | A | 7 | 838 | A | 7 | 70 | A | 7 | 2.6 | A | 7 | 80000 | B | 7 | 77777 | A | 7 | 2.2 | E | 8 | 0.101 | F | 8 | 0.19 | F | 8 | 0 | 1 | D | 9 | 0 | C | 8
1994-06-23 | 16:00 | 905 | 1322 | 582 | 1 | 10 | 605 | 1 | 16 | 167 | 1 | 10 | 615 | 1 | 10 | 613 | 1 | 16 | 194 | 1 | 10 | 452 | 1 | 21 | 4 | A | 7 | 4 | A | 7 | 31.1 | A | 7 | 3.3 | A | 7 | 17 | A | 7 | 837 | A | 7 | 40 | A | 7 | 4.1 | A | 7 | 80000 | B | 7 | 77777 | A | 7 | 2.1 | E | 8 | 0.101 | F | 8 | 0.19 | F | 8 | 0 | 1 | D | 9 | 0 | C | 8
1994-06-23 | 17:00 | 696 | 1322 | 421 | 1 | 10 | 178 | 1 | 16 | 327 | 1 | 10 | 448 | 1 | 10 | 182 | 1 | 16 | 353 | 1 | 10 | 831 | 1 | 21 | 7 | A | 7 | 7 | A | 7 | 28.9 | A | 7 | 4.4 | A | 7 | 21 | A | 7 | 838 | A | 7 | 20 | A | 7 | 7.2 | A | 7 | 80000 | B | 7 | 3658 | A | 7 | 2.1 | E | 8 | 0.101 | F | 8 | 0.19 | F | 8 | 0 | 1 | D | 9 | 0 | C | 8
1994-06-23 | 18:00 | 462 | 1322 | 213 | 1 | 10 | 97 | 1 | 16 | 179 | 1 | 10 | 233 | 1 | 10 | 92 | 1 | 16 | 201 | 1 | 10 | 454 | 1 | 21 | 6 | A | 7 | 6 | A | 7 | 27.2 | A | 7 | 5.6 | A | 7 | 25 | A | 7 | 838 | A | 7 | 60 | A | 7 | 4.1 | A | 7 | 80000 | B | 7 | 6401 | A | 7 | 2.1 | E | 8 | 0.101 | F | 8 | 0.19 | F | 8 | 0 | 1 | D | 9 | 0 | C | 8
1994-06-23 | 19:00 | 221 | 1322 | 109 | 1 | 10 | 364 | 1 | 16 | 48 | 1 | 10 | 110 | 1 | 10 | 256 | 1 | 16 | 68 | 1 | 10 | 84 | 1 | 21 | 2 | A | 7 | 2 | A | 7 | 26.1 | A | 7 | 7.2 | A | 7 | 30 | A | 7 | 838 | A | 7 | 170 | A | 7 | 3.1 | A | 7 | 80000 | B | 7 | 77777 | A | 7 | 2 | E | 8 | 0.101 | F | 8 | 0.19 | F | 8 | 0 | 1 | D | 9 | 0 | C | 8
1994-06-23 | 20:00 | 24 | 650 | 5 | 1 | 10 | 8 | 1 | 16 | 5 | 1 | 10 | 0 | 1 | 10 | 0 | 1 | 16 | 0 | 1 | 10 | 0 | 1 | 21 | 8 | A | 7 | 6 | A | 7 | 23.9 | A | 7 | 8.3 | A | 7 | 37 | A | 7 | 839 | A | 7 | 20 | A | 7 | 5.2 | A | 7 | 80000 | B | 7 | 4572 | A | 7 | 2 | E | 8 | 0.101 | F | 8 | 0.19 | F | 8 | 0 | 1 | D | 9 | 0 | C | 8
1994-06-23 | 21:00 | 0 | 0 | 0 | 1 | 0 | 0 | 1 | 0 | 0 | 1 | 0 | 0 | 1 | 0 | 0 | 1 | 0 | 0 | 1 | 0 | 0 | 1 | 0 | 2 | A | 7 | 2 | A | 7 | 23.3 | A | 7 | 6.1 | A | 7 | 33 | A | 7 | 839 | A | 7 | 40 | A | 7 | 6.2 | A | 7 | 48000 | B | 7 | 77777 | A | 7 | 1.9 | E | 8 | 0.101 | F | 8 | 0.19 | F | 8 | 0 | 1 | D | 9 | 0 | C | 8
1994-06-23 | 22:00 | 0 | 0 | 0 | 1 | 0 | 0 | 1 | 0 | 0 | 1 | 0 | 0 | 1 | 0 | 0 | 1 | 0 | 0 | 1 | 0 | 0 | 1 | 0 | 1 | A | 7 | 1 | A | 7 | 20 | A | 7 | 7.2 | A | 7 | 43 | A | 7 | 840 | A | 7 | 170 | A | 7 | 1.5 | A | 7 | 48000 | B | 7 | 77777 | A | 7 | 1.9 | E | 8 | 0.101 | F | 8 | 0.19 | F | 8 | 0 | 1 | D | 9 | 0 | C | 8
1994-06-23 | 23:00 | 0 | 0 | 0 | 1 | 0 | 0 | 1 | 0 | 0 | 1 | 0 | 0 | 1 | 0 | 0 | 1 | 0 | 0 | 1 | 0 | 0 | 1 | 0 | 2 | A | 7 | 2 | A | 7 | 17.8 | A | 7 | 8.3 | A | 7 | 54 | A | 7 | 840 | A | 7 | 190 | A | 7 | 2.1 | A | 7 | 48000 | B | 7 | 77777 | A | 7 | 1.9 | E | 8 | 0.101 | F | 8 | 0.19 | F | 8 | 0 | 1 | D | 9 | 0 | C | 8
1994-06-23 | 24:00 | 0 | 0 | 0 | 1 | 0 | 0 | 1 | 0 | 0 | 1 | 0 | 0 | 1 | 0 | 0 | 1 | 0 | 0 | 1 | 0 | 0 | 1 | 0 | 3 | A | 7 | 3 | A | 7 | 17.8 | A | 7 | 8.9 | A | 7 | 56 | A | 7 | 839 | A | 7 | 320 | A | 7 | 2.1 | A | 7 | 40000 | B | 7 | 77777 | A | 7 | 1.8 | E | 8 | 0.101 | F | 8 | 0.19 | F | 8 | 0 | 1 | D | 9 | 0 | C | 8
1994-06-24 | 1:00 | 0 | 0 | 0 | 1 | 0 | 0 | 1 | 0 | 0 | 1 | 0 | 0 | 1 | 0 | 0 | 1 | 0 | 0 | 1 | 0 | 0 | 1 | 0 | 3 | A | 7 | 3 | A | 7 | 16.7 | A | 7 | 10 | A | 7 | 65 | A | 7 | 840 | A | 7 | 90 | A | 7 | 2.1 | A | 7 | 40000 | B | 7 | 77777 | A | 7 | 1.8 | E | 8 | 0.101 | F | 8 | 0.19 | F | 8 | 0 | 1 | D | 9 | 0 | C | 8
1994-06-24 | 2:00 | 0 | 0 | 0 | 1 | 0 | 0 | 1 | 0 | 0 | 1 | 0 | 0 | 1 | 0 | 0 | 1 | 0 | 0 | 1 | 0 | 0 | 1 | 0 | 1 | A | 7 | 1 | A | 7 | 15.6 | A | 7 | 10 | A | 7 | 69 | A | 7 | 839 | A | 7 | 150 | A | 7 | 2.1 | A | 7 | 48000 | B | 7 | 77777 | A | 7 | 1.8 | E | 8 | 0.101 | F | 8 | 0.19 | F | 8 | 0 | 1 | D | 9 | 0 | C | 8
1994-06-24 | 3:00 | 0 | 0 | 0 | 1 | 0 | 0 | 1 | 0 | 0 | 1 | 0 | 0 | 1 | 0 | 0 | 1 | 0 | 0 | 1 | 0 | 0 | 1 | 0 | 0 | A | 7 | 0 | A | 7 | 13.9 | A | 7 | 10 | A | 7 | 77 | A | 7 | 839 | A | 7 | 110 | A | 7 | 2.6 | A | 7 | 48000 | B | 7 | 77777 | A | 7 | 1.7 | E | 8 | 0.101 | F | 8 | 0.19 | F | 8 | 0 | 1 | D | 9 | 0 | C | 8
1994-06-24 | 4:00 | 0 | 0 | 0 | 1 | 0 | 0 | 1 | 0 | 0 | 1 | 0 | 0 | 1 | 0 | 0 | 1 | 0 | 0 | 1 | 0 | 0 | 1 | 0 | 1 | A | 7 | 0 | A | 7 | 13.9 | A | 7 | 10 | A | 7 | 77 | A | 7 | 839 | A | 7 | 200 | A | 7 | 3.6 | A | 7 | 64000 | B | 7 | 77777 | A | 7 | 1.7 | E | 8 | 0.101 | F | 8 | 0.19 | F | 8 | 0 | 1 | D | 9 | 0 | C | 8
1994-06-24 | 5:00 | 21 | 606 | 6 | 1 | 10 | 74 | 1 | 16 | 3 | 1 | 10 | 0 | 1 | 10 | 0 | 1 | 16 | 0 | 1 | 10 | 0 | 1 | 21 | 0 | A | 7 | 0 | A | 7 | 14.4 | A | 7 | 10 | A | 7 | 75 | A | 7 | 840 | A | 7 | 190 | A | 7 | 3.1 | A | 7 | 96000 | B | 7 | 77777 | A | 7 | 1.7 | E | 8 | 0.101 | F | 8 | 0.19 | F | 8 | 0 | 1 | D | 9 | 0 | C | 8
1994-06-24 | 6:00 | 214 | 1322 | 111 | 1 | 10 | 505 | 1 | 16 | 30 | 1 | 10 | 114 | 1 | 10 | 374 | 1 | 16 | 54 | 1 | 10 | 60 | 1 | 21 | 0 | A | 7 | 0 | A | 7 | 16.7 | A | 7 | 9.4 | A | 7 | 62 | A | 7 | 840 | A | 7 | 220 | A | 7 | 3.6 | A | 7 | 112000 | B | 7 | 77777 | A | 7 | 1.6 | E | 8 | 0.101 | F | 8 | 0.19 | F | 8 | 0 | 1 | D | 9 | 0 | C | 8
1994-06-24 | 7:00 | 455 | 1322 | 299 | 1 | 10 | 734 | 1 | 16 | 47 | 1 | 10 | 316 | 1 | 10 | 678 | 1 | 16 | 82 | 1 | 10 | 109 | 1 | 21 | 0 | A | 7 | 0 | A | 7 | 19.4 | A | 7 | 8.9 | A | 7 | 51 | A | 7 | 840 | A | 7 | 200 | A | 7 | 3.6 | A | 7 | 112000 | B | 7 | 77777 | A | 7 | 1.6 | E | 8 | 0.101 | F | 8 | 0.19 | F | 8 | 0 | 1 | D | 9 | 0 | C | 8
1994-06-24 | 8:00 | 689 | 1322 | 501 | 1 | 10 | 841 | 1 | 16 | 63 | 1 | 10 | 527 | 1 | 10 | 823 | 1 | 16 | 97 | 1 | 10 | 153 | 1 | 21 | 0 | A | 7 | 0 | A | 7 | 22.8 | A | 7 | 8.3 | A | 7 | 39 | A | 7 | 840 | A | 7 | 200 | A | 7 | 2.6 | A | 7 | 112000 | B | 7 | 77777 | A | 7 | 1.6 | E | 8 | 0.101 | F | 8 | 0.19 | F | 8 | 0 | 1 | D | 9 | 0 | C | 8
1994-06-24 | 9:00 | 899 | 1322 | 689 | 1 | 10 | 899 | 1 | 16 | 77 | 1 | 10 | 720 | 1 | 10 | 896 | 1 | 16 | 110 | 1 | 10 | 209 | 1 | 21 | 0 | A | 7 | 0 | A | 7 | 26.7 | A | 7 | 8.3 | A | 7 | 31 | A | 7 | 839 | A | 7 | 210 | A | 7 | 4.6 | A | 7 | 112000 | B | 7 | 77777 | A | 7 | 1.6 | E | 8 | 0.101 | F | 8 | 0.19 | F | 8 | 0 | 1 | D | 9 | 0 | C | 8
1994-06-24 | 10:00 | 1071 | 1322 | 844 | 1 | 10 | 934 | 1 | 16 | 87 | 1 | 10 | 879 | 1 | 10 | 936 | 1 | 16 | 119 | 1 | 10 | 298 | 1 | 21 | 0 | A | 7 | 0 | A | 7 | 29.4 | A | 7 | 5 | A | 7 | 21 | A | 7 | 839 | A | 7 | 360 | A | 7 | 2.1 | A | 7 | 112000 | B | 7 | 77777 | A | 7 | 1.6 | E | 8 | 0.101 | F | 8 | 0.19 | F | 8 | 0 | 1 | D | 9 | 0 | C | 8
1994-06-24 | 11:00 | 1193 | 1322 | 954 | 1 | 10 | 953 | 1 | 16 | 93 | 1 | 10 | 991 | 1 | 10 | 957 | 1 | 16 | 125 | 1 | 10 | 444 | 1 | 21 | 0 | A | 7 | 0 | A | 7 | 31.1 | A | 7 | -3.3 | A | 7 | 10 | A | 7 | 839 | A | 7 | 350 | A | 7 | 3.1 | A | 7 | 112000 | B | 7 | 77777 | A | 7 | 1.6 | E | 8 | 0.101 | F | 8 | 0.19 | F | 8 | 0 | 1 | D | 9 | 0 | C | 8
1994-06-24 | 12:00 | 1257 | 1322 | 1012 | 1 | 10 | 962 | 1 | 16 | 96 | 1 | 10 | 1049 | 1 | 10 | 967 | 1 | 16 | 128 | 1 | 10 | 614 | 1 | 21 | 0 | A | 7 | 0 | A | 7 | 31.7 | A | 7 | -1.7 | A | 7 | 11 | A | 7 | 839 | A | 7 | 360 | A | 7 | 3.1 | A | 7 | 112000 | B | 7 | 77777 | A | 7 | 1.6 | E | 8 | 0.101 | F | 8 | 0.19 | F | 8 | 0 | 1 | D | 9 | 0 | C | 8
1994-06-24 | 13:00 | 1258 | 1322 | 933 | 1 | 10 | 877 | 1 | 16 | 98 | 1 | 10 | 967 | 1 | 10 | 881 | 1 | 16 | 127 | 1 | 10 | 629 | 1 | 21 | 1 | A | 7 | 1 | A | 7 | 32.2 | A | 7 | -3.3 | A | 7 | 10 | A | 7 | 838 | A | 7 | 360 | A | 7 | 3.1 | A | 7 | 112000 | B | 7 | 77777 | A | 7 | 1.6 | E | 8 | 0.101 | F | 8 | 0.19 | F | 8 | 0 | 1 | D | 9 | 0 | C | 8
1994-06-24 | 14:00 | 1196 | 1322 | 911 | 1 | 10 | 906 | 1 | 16 | 91 | 1 | 10 | 947 | 1 | 10 | 910 | 1 | 16 | 122 | 1 | 10 | 442 | 1 | 21 | 1 | A | 7 | 1 | A | 7 | 32.8 | A | 7 | -2.2 | A | 7 | 10 | A | 7 | 838 | A | 7 | 10 | A | 7 | 3.1 | A | 7 | 112000 | B | 7 | 77777 | A | 7 | 1.6 | E | 8 | 0.101 | F | 8 | 0.19 | F | 8 | 0 | 1 | D | 9 | 0 | C | 8
1994-06-24 | 15:00 | 1076 | 1322 | 800 | 1 | 10 | 769 | 1 | 16 | 174 | 1 | 10 | 831 | 1 | 10 | 770 | 1 | 16 | 204 | 1 | 10 | 583 | 1 | 21 | 3 | A | 7 | 3 | A | 7 | 33.3 | A | 7 | -1.7 | A | 7 | 10 | A | 7 | 837 | A | 7 | 340 | A | 7 | 2.1 | A | 7 | 112000 | B | 7 | 77777 | A | 7 | 1.6 | E | 8 | 0.101 | F | 8 | 0.19 | F | 8 | 0 | 1 | D | 9 | 0 | C | 8
1994-06-24 | 16:00 | 906 | 1322 | 656 | 1 | 10 | 847 | 1 | 16 | 75 | 1 | 10 | 686 | 1 | 10 | 845 | 1 | 16 | 106 | 1 | 10 | 208 | 1 | 21 | 1 | A | 7 | 1 | A | 7 | 33.3 | A | 7 | -1.1 | A | 7 | 11 | A | 7 | 837 | A | 7 | 40 | A | 7 | 3.1 | A | 7 | 112000 | B | 7 | 77777 | A | 7 | 1.6 | E | 8 | 0.101 | F | 8 | 0.19 | F | 8 | 0 | 1 | D | 9 | 0 | C | 8
1994-06-24 | 17:00 | 696 | 1322 | 476 | 1 | 10 | 785 | 1 | 16 | 62 | 1 | 10 | 500 | 1 | 10 | 769 | 1 | 16 | 94 | 1 | 10 | 153 | 1 | 21 | 1 | A | 7 | 1 | A | 7 | 32.2 | A | 7 | 0 | A | 7 | 13 | A | 7 | 836 | A | 7 | 40 | A | 7 | 2.6 | A | 7 | 112000 | B | 7 | 77777 | A | 7 | 1.6 | E | 8 | 0.101 | F | 8 | 0.19 | F | 8 | 0 | 1 | D | 9 | 0 | C | 8
1994-06-24 | 18:00 | 463 | 1322 | 195 | 1 | 10 | 246 | 1 | 16 | 109 | 1 | 10 | 211 | 1 | 10 | 235 | 1 | 16 | 129 | 1 | 10 | 213 | 1 | 21 | 5 | A | 7 | 5 | A | 7 | 31.1 | A | 7 | 2.2 | A | 7 | 16 | A | 7 | 836 | A | 7 | 130 | A | 7 | 2.6 | A | 7 | 112000 | B | 7 | 77777 | A | 7 | 1.6 | E | 8 | 0.101 | F | 8 | 0.19 | F | 8 | 0 | 1 | D | 9 | 0 | C | 8
1994-06-24 | 19:00 | 222 | 1322 | 105 | 1 | 10 | 362 | 1 | 16 | 45 | 1 | 10 | 108 | 1 | 10 | 256 | 1 | 16 | 65 | 1 | 10 | 80 | 1 | 21 | 3 | A | 7 | 3 | A | 7 | 30 | A | 7 | 3.3 | A | 7 | 18 | A | 7 | 836 | A | 7 | 130 | A | 7 | 2.1 | A | 7 | 112000 | B | 7 | 77777 | A | 7 | 1.6 | E | 8 | 0.101 | F | 8 | 0.19 | F | 8 | 0 | 1 | D | 9 | 0 | C | 8
1994-06-24 | 20:00 | 24 | 650 | 6 | 1 | 10 | 39 | 1 | 16 | 5 | 1 | 10 | 0 | 1 | 10 | 0 | 1 | 16 | 0 | 1 | 10 | 0 | 1 | 21 | 4 | A | 7 | 2 | A | 7 | 26.7 | A | 7 | 3.9 | A | 7 | 23 | A | 7 | 836 | A | 7 | 200 | A | 7 | 4.1 | A | 7 | 80000 | B | 7 | 77777 | A | 7 | 1.6 | E | 8 | 0.101 | F | 8 | 0.19 | F | 8 | 0 | 1 | D | 9 | 0 | C | 8
1994-06-24 | 21:00 | 0 | 0 | 0 | 1 | 0 | 0 | 1 | 0 | 0 | 1 | 0 | 0 | 1 | 0 | 0 | 1 | 0 | 0 | 1 | 0 | 0 | 1 | 0 | 3 | A | 7 | 3 | A | 7 | 25 | A | 7 | 4.4 | A | 7 | 26 | A | 7 | 837 | A | 7 | 190 | A | 7 | 4.1 | A | 7 | 48000 | B | 7 | 77777 | A | 7 | 1.6 | E | 8 | 0.101 | F | 8 | 0.19 | F | 8 | 0 | 1 | D | 9 | 0 | C | 8
1994-06-24 | 22:00 | 0 | 0 | 0 | 1 | 0 | 0 | 1 | 0 | 0 | 1 | 0 | 0 | 1 | 0 | 0 | 1 | 0 | 0 | 1 | 0 | 0 | 1 | 0 | 7 | A | 7 | 2 | A | 7 | 24.4 | A | 7 | 6.1 | A | 7 | 31 | A | 7 | 836 | A | 7 | 180 | A | 7 | 4.1 | A | 7 | 48000 | B | 7 | 77777 | A | 7 | 1.6 | E | 8 | 0.101 | F | 8 | 0.19 | F | 8 | 0 | 1 | D | 9 | 0 | C | 8
1994-06-24 | 23:00 | 0 | 0 | 0 | 1 | 0 | 0 | 1 | 0 | 0 | 1 | 0 | 0 | 1 | 0 | 0 | 1 | 0 | 0 | 1 | 0 | 0 | 1 | 0 | 6 | A | 7 | 3 | A | 7 | 22.8 | A | 7 | 7.2 | A | 7 | 37 | A | 7 | 836 | A | 7 | 180 | A | 7 | 4.1 | A | 7 | 48000 | B | 7 | 77777 | A | 7 | 1.6 | E | 8 | 0.101 | F | 8 | 0.19 | F | 8 | 0 | 1 | D | 9 | 0 | C | 8
1994-06-24 | 24:00 | 0 | 0 | 0 | 1 | 0 | 0 | 1 | 0 | 0 | 1 | 0 | 0 | 1 | 0 | 0 | 1 | 0 | 0 | 1 | 0 | 0 | 1 | 0 | 2 | A | 7 | 2 | A | 7 | 20 | A | 7 | 7.8 | A | 7 | 45 | A | 7 | 836 | A | 7 | 190 | A | 7 | 3.1 | A | 7 | 48000 | B | 7 | 77777 | A | 7 | 1.6 | E | 8 | 0.101 | F | 8 | 0.19 | F | 8 | 0 | 1 | D | 9 | 0 | C | 8
1994-06-25 | 1:00 | 0 | 0 | 0 | 1 | 0 | 0 | 1 | 0 | 0 | 1 | 0 | 0 | 1 | 0 | 0 | 1 | 0 | 0 | 1 | 0 | 0 | 1 | 0 | 5 | A | 7 | 2 | A | 7 | 20 | A | 7 | 7.8 | A | 7 | 45 | A | 7 | 836 | A | 7 | 180 | A | 7 | 2.6 | A | 7 | 48000 | B | 7 | 77777 | A | 7 | 1.5 | E | 8 | 0.1 | F | 8 | 0.19 | F | 8 | 0 | 1 | D | 9 | 0 | C | 8
1994-06-25 | 2:00 | 0 | 0 | 0 | 1 | 0 | 0 | 1 | 0 | 0 | 1 | 0 | 0 | 1 | 0 | 0 | 1 | 0 | 0 | 1 | 0 | 0 | 1 | 0 | 3 | A | 7 | 3 | A | 7 | 20 | A | 7 | 6.1 | A | 7 | 40 | A | 7 | 835 | A | 7 | 180 | A | 7 | 3.1 | A | 7 | 48000 | B | 7 | 77777 | A | 7 | 1.5 | E | 8 | 0.1 | F | 8 | 0.19 | F | 8 | 0 | 1 | D | 9 | 0 | C | 8
1994-06-25 | 3:00 | 0 | 0 | 0 | 1 | 0 | 0 | 1 | 0 | 0 | 1 | 0 | 0 | 1 | 0 | 0 | 1 | 0 | 0 | 1 | 0 | 0 | 1 | 0 | 4 | A | 7 | 2 | A | 7 | 18.9 | A | 7 | 6.7 | A | 7 | 45 | A | 7 | 835 | A | 7 | 180 | A | 7 | 3.1 | A | 7 | 48000 | B | 7 | 77777 | A | 7 | 1.5 | E | 8 | 0.1 | F | 8 | 0.19 | F | 8 | 0 | 1 | D | 9 | 0 | C | 8
1994-06-25 | 4:00 | 0 | 0 | 0 | 1 | 0 | 0 | 1 | 0 | 0 | 1 | 0 | 0 | 1 | 0 | 0 | 1 | 0 | 0 | 1 | 0 | 0 | 1 | 0 | 5 | A | 7 | 4 | A | 7 | 18.3 | A | 7 | 5.6 | A | 7 | 43 | A | 7 | 835 | A | 7 | 190 | A | 7 | 1 | A | 7 | 48000 | B | 7 | 77777 | A | 7 | 1.5 | E | 8 | 0.1 | F | 8 | 0.19 | F | 8 | 0 | 1 | D | 9 | 0 | C | 8
1994-06-25 | 5:00 | 21 | 584 | 5 | 1 | 10 | 26 | 1 | 16 | 4 | 1 | 10 | 0 | 1 | 10 | 0 | 1 | 16 | 0 | 1 | 10 | 0 | 1 | 21 | 5 | A | 7 | 4 | A | 7 | 17.2 | A | 7 | 5.6 | A | 7 | 46 | A | 7 | 836 | A | 7 | 200 | A | 7 | 2.1 | A | 7 | 96000 | B | 7 | 77777 | A | 7 | 1.5 | E | 8 | 0.1 | F | 8 | 0.19 | F | 8 | 0 | 1 | D | 9 | 0 | C | 8
1994-06-25 | 6:00 | 213 | 1322 | 94 | 1 | 10 | 302 | 1 | 16 | 46 | 1 | 10 | 99 | 1 | 10 | 203 | 1 | 16 | 67 | 1 | 10 | 82 | 1 | 21 | 4 | A | 7 | 4 | A | 7 | 21.1 | A | 7 | 6.1 | A | 7 | 38 | A | 7 | 836 | A | 7 | 150 | A | 7 | 2.1 | A | 7 | 96000 | B | 7 | 77777 | A | 7 | 1.5 | E | 8 | 0.1 | F | 8 | 0.19 | F | 8 | 0 | 1 | D | 9 | 0 | C | 8
1994-06-25 | 7:00 | 454 | 1322 | 209 | 1 | 10 | 359 | 1 | 16 | 85 | 1 | 10 | 225 | 1 | 10 | 332 | 1 | 16 | 111 | 1 | 10 | 157 | 1 | 21 | 4 | A | 7 | 4 | A | 7 | 25 | A | 7 | 6.1 | A | 7 | 30 | A | 7 | 836 | A | 7 | 220 | A | 7 | 2.6 | A | 7 | 96000 | B | 7 | 77777 | A | 7 | 1.5 | E | 8 | 0.1 | F | 8 | 0.19 | F | 8 | 0 | 1 | D | 9 | 0 | C | 8
1994-06-25 | 8:00 | 688 | 1322 | 425 | 1 | 10 | 575 | 1 | 16 | 126 | 1 | 10 | 446 | 1 | 10 | 569 | 1 | 16 | 149 | 1 | 10 | 271 | 1 | 21 | 4 | A | 7 | 4 | A | 7 | 28.9 | A | 7 | 4.4 | A | 7 | 21 | A | 7 | 837 | A | 7 | 20 | A | 7 | 2.6 | A | 7 | 96000 | B | 7 | 77777 | A | 7 | 1.5 | E | 8 | 0.1 | F | 8 | 0.19 | F | 8 | 0 | 1 | D | 9 | 0 | C | 8
1994-06-25 | 9:00 | 898 | 1322 | 592 | 1 | 10 | 589 | 1 | 16 | 192 | 1 | 10 | 619 | 1 | 10 | 592 | 1 | 16 | 216 | 1 | 10 | 505 | 1 | 21 | 4 | A | 7 | 4 | A | 7 | 30.6 | A | 7 | -0.6 | A | 7 | 13 | A | 7 | 837 | A | 7 | 30 | A | 7 | 3.1 | A | 7 | 96000 | B | 7 | 77777 | A | 7 | 1.5 | E | 8 | 0.1 | F | 8 | 0.19 | F | 8 | 0 | 1 | D | 9 | 0 | C | 8
1994-06-25 | 10:00 | 1070 | 1322 | 592 | 1 | 10 | 545 | 1 | 16 | 150 | 1 | 10 | 642 | 1 | 10 | 562 | 1 | 16 | 186 | 1 | 10 | 567 | 1 | 21 | 4 | A | 7 | 4 | A | 7 | 31.7 | A | 7 | -5 | A | 7 | 9 | A | 7 | 838 | A | 7 | 10 | A | 7 | 6.2 | A | 7 | 96000 | B | 7 | 77777 | A | 7 | 1.5 | E | 8 | 0.1 | F | 8 | 0.19 | F | 8 | 0 | 1 | D | 9 | 0 | C | 8
1994-06-25 | 11:00 | 1193 | 1322 | 894 | 1 | 10 | 864 | 1 | 16 | 114 | 1 | 10 | 923 | 1 | 10 | 867 | 1 | 16 | 139 | 1 | 10 | 511 | 1 | 21 | 2 | A | 7 | 1 | A | 7 | 32.8 | A | 7 | -3.9 | A | 7 | 9 | A | 7 | 838 | A | 7 | 40 | A | 7 | 3.6 | A | 7 | 96000 | B | 7 | 77777 | A | 7 | 1.5 | E | 8 | 0.1 | F | 8 | 0.19 | F | 8 | 0 | 1 | D | 9 | 0 | C | 8
1994-06-25 | 12:00 | 1257 | 1322 | 930 | 1 | 10 | 831 | 1 | 16 | 140 | 1 | 10 | 954 | 1 | 10 | 833 | 1 | 16 | 161 | 1 | 10 | 817 | 1 | 21 | 3 | A | 7 | 1 | A | 7 | 33.3 | A | 7 | -3.3 | A | 7 | 9 | A | 7 | 837 | A | 7 | 20 | A | 7 | 3.1 | A | 7 | 96000 | B | 7 | 77777 | A | 7 | 1.5 | E | 8 | 0.1 | F | 8 | 0.19 | F | 8 | 0 | 1 | D | 9 | 0 | C | 8
1994-06-25 | 13:00 | 1258 | 1322 | 922 | 1 | 10 | 845 | 1 | 16 | 118 | 1 | 10 | 951 | 1 | 10 | 848 | 1 | 16 | 142 | 1 | 10 | 727 | 1 | 21 | 2 | A | 7 | 1 | A | 7 | 32.8 | A | 7 | -1.1 | A | 7 | 11 | A | 7 | 837 | A | 7 | 130 | A | 7 | 4.1 | A | 7 | 96000 | B | 7 | 77777 | A | 7 | 1.4 | E | 8 | 0.1 | F | 8 | 0.19 | F | 8 | 0 | 1 | D | 9 | 0 | C | 8
1994-06-25 | 14:00 | 1196 | 1322 | 895 | 1 | 10 | 852 | 1 | 16 | 123 | 1 | 10 | 921 | 1 | 10 | 854 | 1 | 16 | 147 | 1 | 10 | 545 | 1 | 21 | 3 | A | 7 | 1 | A | 7 | 33.9 | A | 7 | 0.6 | A | 7 | 12 | A | 7 | 836 | A | 7 | 70 | A | 7 | 6.7 | A | 7 | 96000 | B | 7 | 77777 | A | 7 | 1.4 | E | 8 | 0.1 | F | 8 | 0.19 | F | 8 | 0 | 1 | D | 9 | 0 | C | 8
1994-06-25 | 15:00 | 1076 | 1322 | 808 | 1 | 10 | 817 | 1 | 16 | 142 | 1 | 10 | 858 | 1 | 10 | 826 | 1 | 16 | 184 | 1 | 10 | 504 | 1 | 21 | 2 | A | 7 | 1 | A | 7 | 34.4 | A | 7 | 0.6 | A | 7 | 12 | A | 7 | 836 | A | 7 | 70 | A | 7 | 4.1 | A | 7 | 96000 | B | 7 | 77777 | A | 7 | 1.4 | E | 8 | 0.1 | F | 8 | 0.19 | F | 8 | 0 | 1 | D | 9 | 0 | C | 8
1994-06-25 | 16:00 | 906 | 1322 | 692 | 1 | 10 | 874 | 1 | 16 | 93 | 1 | 10 | 720 | 1 | 10 | 870 | 1 | 16 | 122 | 1 | 10 | 229 | 1 | 21 | 0 | A | 7 | 0 | A | 7 | 35 | A | 7 | 0.6 | A | 7 | 11 | A | 7 | 836 | A | 7 | 110 | A | 7 | 5.2 | A | 7 | 96000 | B | 7 | 77777 | A | 7 | 1.4 | E | 8 | 0.1 | F | 8 | 0.19 | F | 8 | 0 | 1 | D | 9 | 0 | C | 8
1994-06-25 | 17:00 | 697 | 1322 | 504 | 1 | 10 | 810 | 1 | 16 | 77 | 1 | 10 | 538 | 1 | 10 | 804 | 1 | 16 | 114 | 1 | 10 | 178 | 1 | 21 | 0 | A | 7 | 0 | A | 7 | 33.3 | A | 7 | 2.2 | A | 7 | 14 | A | 7 | 836 | A | 7 | 90 | A | 7 | 5.2 | A | 7 | 96000 | B | 7 | 77777 | A | 7 | 1.4 | E | 8 | 0.1 | F | 8 | 0.19 | F | 8 | 0 | 1 | D | 9 | 0 | C | 8
1994-06-25 | 18:00 | 463 | 1322 | 300 | 1 | 10 | 694 | 1 | 16 | 57 | 1 | 10 | 314 | 1 | 10 | 644 | 1 | 16 | 88 | 1 | 10 | 119 | 1 | 21 | 0 | A | 7 | 0 | A | 7 | 32.2 | A | 7 | 3.3 | A | 7 | 16 | A | 7 | 836 | A | 7 | 70 | A | 7 | 6.7 | A | 7 | 96000 | B | 7 | 77777 | A | 7 | 1.4 | E | 8 | 0.1 | F | 8 | 0.19 | F | 8 | 0 | 1 | D | 9 | 0 | C | 8
1994-06-25 | 19:00 | 222 | 1322 | 112 | 1 | 10 | 452 | 1 | 16 | 36 | 1 | 10 | 116 | 1 | 10 | 324 | 1 | 16 | 61 | 1 | 10 | 67 | 1 | 21 | 0 | A | 7 | 0 | A | 7 | 30 | A | 7 | 2.8 | A | 7 | 18 | A | 7 | 836 | A | 7 | 50 | A | 7 | 5.2 | A | 7 | 96000 | B | 7 | 77777 | A | 7 | 1.4 | E | 8 | 0.1 | F | 8 | 0.19 | F | 8 | 0 | 1 | D | 9 | 0 | C | 8
1994-06-25 | 20:00 | 24 | 650 | 6 | 1 | 10 | 54 | 1 | 16 | 4 | 1 | 10 | 0 | 1 | 10 | 0 | 1 | 16 | 0 | 1 | 10 | 0 | 1 | 21 | 0 | A | 7 | 0 | A | 7 | 27.2 | A | 7 | 2.8 | A | 7 | 21 | A | 7 | 837 | A | 7 | 60 | A | 7 | 3.6 | A | 7 | 96000 | B | 7 | 77777 | A | 7 | 1.4 | E | 8 | 0.1 | F | 8 | 0.19 | F | 8 | 0 | 1 | D | 9 | 0 | C | 8
1994-06-25 | 21:00 | 0 | 0 | 0 | 1 | 0 | 0 | 1 | 0 | 0 | 1 | 0 | 0 | 1 | 0 | 0 | 1 | 0 | 0 | 1 | 0 | 0 | 1 | 0 | 0 | A | 7 | 0 | A | 7 | 24.4 | A | 7 | 3.9 | A | 7 | 26 | A | 7 | 838 | A | 7 | 100 | A | 7 | 2.1 | A | 7 | 48000 | B | 7 | 77777 | A | 7 | 1.4 | E | 8 | 0.1 | F | 8 | 0.19 | F | 8 | 0 | 1 | D | 9 | 0 | C | 8
1994-06-25 | 22:00 | 0 | 0 | 0 | 1 | 0 | 0 | 1 | 0 | 0 | 1 | 0 | 0 | 1 | 0 | 0 | 1 | 0 | 0 | 1 | 0 | 0 | 1 | 0 | 0 | A | 7 | 0 | A | 7 | 22.2 | A | 7 | 5 | A | 7 | 33 | A | 7 | 838 | A | 7 | 120 | A | 7 | 2.1 | A | 7 | 48000 | B | 7 | 77777 | A | 7 | 1.3 | E | 8 | 0.1 | F | 8 | 0.19 | F | 8 | 0 | 1 | D | 9 | 0 | C | 8
1994-06-25 | 23:00 | 0 | 0 | 0 | 1 | 0 | 0 | 1 | 0 | 0 | 1 | 0 | 0 | 1 | 0 | 0 | 1 | 0 | 0 | 1 | 0 | 0 | 1 | 0 | 0 | A | 7 | 0 | A | 7 | 22.2 | A | 7 | 4.4 | A | 7 | 31 | A | 7 | 838 | A | 7 | 80 | A | 7 | 2.1 | A | 7 | 48000 | B | 7 | 77777 | A | 7 | 1.3 | E | 8 | 0.1 | F | 8 | 0.19 | F | 8 | 0 | 1 | D | 9 | 0 | C | 8
1994-06-25 | 24:00 | 0 | 0 | 0 | 1 | 0 | 0 | 1 | 0 | 0 | 1 | 0 | 0 | 1 | 0 | 0 | 1 | 0 | 0 | 1 | 0 | 0 | 1 | 0 | 3 | A | 7 | 0 | A | 7 | 18.3 | A | 7 | 7.2 | A | 7 | 48 | A | 7 | 838 | A | 7 | 90 | A | 7 | 2.1 | A | 7 | 48000 | B | 7 | 77777 | A | 7 | 1.3 | E | 8 | 0.1 | F | 8 | 0.19 | F | 8 | 0 | 1 | D | 9 | 0 | C | 8
1994-06-26 | 1:00 | 0 | 0 | 0 | 1 | 0 | 0 | 1 | 0 | 0 | 1 | 0 | 0 | 1 | 0 | 0 | 1 | 0 | 0 | 1 | 0 | 0 | 1 | 0 | 3 | A | 7 | 0 | A | 7 | 18.3 | A | 7 | 8.3 | A | 7 | 52 | A | 7 | 837 | A | 7 | 150 | A | 7 | 1.5 | A | 7 | 48000 | B | 7 | 77777 | A | 7 | 1.3 | E | 8 | 0.1 | F | 8 | 0.19 | F | 8 | 0 | 1 | D | 9 | 0 | C | 8
1994-06-26 | 2:00 | 0 | 0 | 0 | 1 | 0 | 0 | 1 | 0 | 0 | 1 | 0 | 0 | 1 | 0 | 0 | 1 | 0 | 0 | 1 | 0 | 0 | 1 | 0 | 1 | A | 7 | 0 | A | 7 | 17.2 | A | 7 | 8.3 | A | 7 | 56 | A | 7 | 837 | A | 7 | 180 | A | 7 | 2.6 | A | 7 | 48000 | B | 7 | 77777 | A | 7 | 1.3 | E | 8 | 0.1 | F | 8 | 0.19 | F | 8 | 0 | 1 | D | 9 | 0 | C | 8
1994-06-26 | 3:00 | 0 | 0 | 0 | 1 | 0 | 0 | 1 | 0 | 0 | 1 | 0 | 0 | 1 | 0 | 0 | 1 | 0 | 0 | 1 | 0 | 0 | 1 | 0 | 0 | A | 7 | 0 | A | 7 | 16.7 | A | 7 | 8.3 | A | 7 | 58 | A | 7 | 836 | A | 7 | 150 | A | 7 | 2.6 | A | 7 | 48000 | B | 7 | 77777 | A | 7 | 1.3 | E | 8 | 0.1 | F | 8 | 0.19 | F | 8 | 0 | 1 | D | 9 | 0 | C | 8
1994-06-26 | 4:00 | 0 | 0 | 0 | 1 | 0 | 0 | 1 | 0 | 0 | 1 | 0 | 0 | 1 | 0 | 0 | 1 | 0 | 0 | 1 | 0 | 0 | 1 | 0 | 0 | A | 7 | 0 | A | 7 | 15 | A | 7 | 8.3 | A | 7 | 64 | A | 7 | 836 | A | 7 | 170 | A | 7 | 1.5 | A | 7 | 64000 | B | 7 | 77777 | A | 7 | 1.3 | E | 8 | 0.1 | F | 8 | 0.19 | F | 8 | 0 | 1 | D | 9 | 0 | C | 8
1994-06-26 | 5:00 | 20 | 584 | 4 | 1 | 10 | 25 | 1 | 16 | 3 | 1 | 10 | 0 | 1 | 10 | 0 | 1 | 16 | 0 | 1 | 10 | 0 | 1 | 21 | 1 | A | 7 | 0 | A | 7 | 13.9 | A | 7 | 8.9 | A | 7 | 72 | A | 7 | 837 | A | 7 | 170 | A | 7 | 2.1 | A | 7 | 96000 | B | 7 | 77777 | A | 7 | 1.3 | E | 8 | 0.1 | F | 8 | 0.19 | F | 8 | 0 | 1 | D | 9 | 0 | C | 8
1994-06-26 | 6:00 | 211 | 1322 | 99 | 1 | 10 | 357 | 1 | 16 | 42 | 1 | 10 | 101 | 1 | 10 | 248 | 1 | 16 | 62 | 1 | 10 | 75 | 1 | 21 | 2 | A | 7 | 0 | A | 7 | 18.9 | A | 7 | 9.4 | A | 7 | 54 | A | 7 | 837 | A | 7 | 210 | A | 7 | 2.1 | A | 7 | 96000 | B | 7 | 77777 | A | 7 | 1.3 | E | 8 | 0.1 | F | 8 | 0.19 | F | 8 | 0 | 1 | D | 9 | 0 | C | 8
1994-06-26 | 7:00 | 452 | 1322 | 233 | 1 | 10 | 417 | 1 | 16 | 90 | 1 | 10 | 250 | 1 | 10 | 385 | 1 | 16 | 118 | 1 | 10 | 167 | 1 | 21 | 3 | A | 7 | 3 | A | 7 | 21.1 | A | 7 | 6.7 | A | 7 | 39 | A | 7 | 837 | A | 7 | 240 | A | 7 | 2.1 | A | 7 | 96000 | B | 7 | 77777 | A | 7 | 1.3 | E | 8 | 0.1 | F | 8 | 0.19 | F | 8 | 0 | 1 | D | 9 | 0 | C | 8
1994-06-26 | 8:00 | 687 | 1322 | 489 | 1 | 10 | 771 | 1 | 16 | 88 | 1 | 10 | 513 | 1 | 10 | 760 | 1 | 16 | 118 | 1 | 10 | 192 | 1 | 21 | 0 | A | 7 | 0 | A | 7 | 24.4 | A | 7 | 7.8 | A | 7 | 35 | A | 7 | 837 | A | 7 | 0 | A | 7 | 0 | A | 7 | 96000 | B | 7 | 77777 | A | 7 | 1.3 | E | 8 | 0.1 | F | 8 | 0.19 | F | 8 | 0 | 1 | D | 9 | 0 | C | 8
1994-06-26 | 9:00 | 897 | 1322 | 679 | 1 | 10 | 843 | 1 | 16 | 107 | 1 | 10 | 725 | 1 | 10 | 850 | 1 | 16 | 147 | 1 | 10 | 285 | 1 | 21 | 0 | A | 7 | 0 | A | 7 | 26.1 | A | 7 | 7.2 | A | 7 | 30 | A | 7 | 836 | A | 7 | 0 | A | 7 | 0 | A | 7 | 96000 | B | 7 | 77777 | A | 7 | 1.3 | E | 8 | 0.1 | F | 8 | 0.19 | F | 8 | 0 | 1 | D | 9 | 0 | C | 8
1994-06-26 | 10:00 | 1069 | 1322 | 837 | 1 | 10 | 885 | 1 | 16 | 121 | 1 | 10 | 864 | 1 | 10 | 885 | 1 | 16 | 146 | 1 | 10 | 353 | 1 | 21 | 0 | A | 7 | 0 | A | 7 | 29.4 | A | 7 | 8.9 | A | 7 | 28 | A | 7 | 835 | A | 7 | 140 | A | 7 | 3.1 | A | 7 | 96000 | B | 7 | 77777 | A | 7 | 1.3 | E | 8 | 0.1 | F | 8 | 0.19 | F | 8 | 0 | 1 | D | 9 | 0 | C | 8
1994-06-26 | 11:00 | 1192 | 1322 | 950 | 1 | 10 | 909 | 1 | 16 | 129 | 1 | 10 | 976 | 1 | 10 | 911 | 1 | 16 | 153 | 1 | 10 | 551 | 1 | 21 | 0 | A | 7 | 0 | A | 7 | 34.4 | A | 7 | 6.7 | A | 7 | 18 | A | 7 | 835 | A | 7 | 130 | A | 7 | 3.1 | A | 7 | 96000 | B | 7 | 77777 | A | 7 | 1.3 | E | 8 | 0.1 | F | 8 | 0.19 | F | 8 | 0 | 1 | D | 9 | 0 | C | 8
1994-06-26 | 12:00 | 1256 | 1322 | 1009 | 1 | 10 | 920 | 1 | 16 | 134 | 1 | 10 | 1036 | 1 | 10 | 923 | 1 | 16 | 157 | 1 | 10 | 790 | 1 | 21 | 0 | A | 7 | 0 | A | 7 | 36.1 | A | 7 | 1.1 | A | 7 | 11 | A | 7 | 834 | A | 7 | 110 | A | 7 | 3.1 | A | 7 | 96000 | B | 7 | 77777 | A | 7 | 1.3 | E | 8 | 0.1 | F | 8 | 0.19 | F | 8 | 0 | 1 | D | 9 | 0 | C | 8
1994-06-26 | 13:00 | 1258 | 1322 | 1010 | 1 | 10 | 920 | 1 | 16 | 134 | 1 | 10 | 1037 | 1 | 10 | 923 | 1 | 16 | 157 | 1 | 10 | 798 | 1 | 21 | 0 | A | 7 | 0 | A | 7 | 37.2 | A | 7 | -1.1 | A | 7 | 9 | A | 7 | 834 | A | 7 | 180 | A | 7 | 2.6 | A | 7 | 96000 | B | 7 | 77777 | A | 7 | 1.3 | E | 8 | 0.1 | F | 8 | 0.19 | F | 8 | 0 | 1 | D | 9 | 0 | C | 8
1994-06-26 | 14:00 | 1196 | 1322 | 954 | 1 | 10 | 910 | 1 | 16 | 130 | 1 | 10 | 981 | 1 | 10 | 912 | 1 | 16 | 154 | 1 | 10 | 565 | 1 | 21 | 0 | A | 7 | 0 | A | 7 | 38.3 | A | 7 | 1.1 | A | 7 | 10 | A | 7 | 833 | A | 7 | 180 | A | 7 | 3.1 | A | 7 | 96000 | B | 7 | 77777 | A | 7 | 1.3 | E | 8 | 0.1 | F | 8 | 0.19 | F | 8 | 0 | 1 | D | 9 | 0 | C | 8
1994-06-26 | 15:00 | 1076 | 1322 | 843 | 1 | 10 | 886 | 1 | 16 | 121 | 1 | 10 | 869 | 1 | 10 | 886 | 1 | 16 | 146 | 1 | 10 | 360 | 1 | 21 | 0 | A | 7 | 0 | A | 7 | 38.9 | A | 7 | -1.1 | A | 7 | 8 | A | 7 | 833 | A | 7 | 180 | A | 7 | 2.1 | A | 7 | 96000 | B | 7 | 77777 | A | 7 | 1.3 | E | 8 | 0.1 | F | 8 | 0.19 | F | 8 | 0 | 1 | D | 9 | 0 | C | 8
1994-06-26 | 16:00 | 906 | 1322 | 687 | 1 | 10 | 845 | 1 | 16 | 108 | 1 | 10 | 734 | 1 | 10 | 853 | 1 | 16 | 148 | 1 | 10 | 291 | 1 | 21 | 0 | A | 7 | 0 | A | 7 | 40 | A | 7 | -2.2 | A | 7 | 7 | A | 7 | 832 | A | 7 | 80 | A | 7 | 2.1 | A | 7 | 96000 | B | 7 | 77777 | A | 7 | 1.3 | E | 8 | 0.1 | F | 8 | 0.19 | F | 8 | 0 | 1 | D | 9 | 0 | C | 8
1994-06-26 | 17:00 | 697 | 1322 | 498 | 1 | 10 | 775 | 1 | 16 | 89 | 1 | 10 | 524 | 1 | 10 | 765 | 1 | 16 | 120 | 1 | 10 | 196 | 1 | 21 | 0 | A | 7 | 0 | A | 7 | 39.4 | A | 7 | -3.9 | A | 7 | 6 | A | 7 | 832 | A | 7 | 310 | A | 7 | 4.1 | A | 7 | 96000 | B | 7 | 77777 | A | 7 | 1.3 | E | 8 | 0.1 | F | 8 | 0.19 | F | 8 | 0 | 1 | D | 9 | 0 | C | 8
1994-06-26 | 18:00 | 464 | 1322 | 293 | 1 | 10 | 649 | 1 | 16 | 66 | 1 | 10 | 310 | 1 | 10 | 604 | 1 | 16 | 98 | 1 | 10 | 131 | 1 | 21 | 0 | A | 7 | 0 | A | 7 | 38.3 | A | 7 | -5.6 | A | 7 | 6 | A | 7 | 832 | A | 7 | 260 | A | 7 | 5.2 | A | 7 | 96000 | B | 7 | 77777 | A | 7 | 1.3 | E | 8 | 0.1 | F | 8 | 0.19 | F | 8 | 0 | 1 | D | 9 | 0 | C | 8
1994-06-26 | 19:00 | 222 | 1322 | 107 | 1 | 10 | 393 | 1 | 16 | 41 | 1 | 10 | 110 | 1 | 10 | 280 | 1 | 16 | 63 | 1 | 10 | 74 | 1 | 21 | 0 | A | 7 | 0 | A | 7 | 36.1 | A | 7 | -3.9 | A | 7 | 7 | A | 7 | 833 | A | 7 | 260 | A | 7 | 4.1 | A | 7 | 96000 | B | 7 | 77777 | A | 7 | 1.4 | E | 8 | 0.1 | F | 8 | 0.19 | F | 8 | 0 | 1 | D | 9 | 0 | C | 8
1994-06-26 | 20:00 | 25 | 650 | 5 | 1 | 10 | 34 | 1 | 16 | 4 | 1 | 10 | 0 | 1 | 10 | 0 | 1 | 16 | 0 | 1 | 10 | 0 | 1 | 21 | 0 | A | 7 | 0 | A | 7 | 32.2 | A | 7 | -3.3 | A | 7 | 10 | A | 7 | 833 | A | 7 | 260 | A | 7 | 3.1 | A | 7 | 80000 | B | 7 | 77777 | A | 7 | 1.4 | E | 8 | 0.1 | F | 8 | 0.19 | F | 8 | 0 | 1 | D | 9 | 0 | C | 8
1994-06-26 | 21:00 | 0 | 0 | 0 | 1 | 0 | 0 | 1 | 0 | 0 | 1 | 0 | 0 | 1 | 0 | 0 | 1 | 0 | 0 | 1 | 0 | 0 | 1 | 0 | 0 | A | 7 | 0 | A | 7 | 28.9 | A | 7 | -2.2 | A | 7 | 13 | A | 7 | 833 | A | 7 | 240 | A | 7 | 2.1 | A | 7 | 48000 | B | 7 | 77777 | A | 7 | 1.4 | E | 8 | 0.1 | F | 8 | 0.19 | F | 8 | 0 | 1 | D | 9 | 0 | C | 8
1994-06-26 | 22:00 | 0 | 0 | 0 | 1 | 0 | 0 | 1 | 0 | 0 | 1 | 0 | 0 | 1 | 0 | 0 | 1 | 0 | 0 | 1 | 0 | 0 | 1 | 0 | 0 | A | 7 | 0 | A | 7 | 26.1 | A | 7 | 1.1 | A | 7 | 20 | A | 7 | 834 | A | 7 | 200 | A | 7 | 3.1 | A | 7 | 48000 | B | 7 | 77777 | A | 7 | 1.4 | E | 8 | 0.1 | F | 8 | 0.19 | F | 8 | 0 | 1 | D | 9 | 0 | C | 8
1994-06-26 | 23:00 | 0 | 0 | 0 | 1 | 0 | 0 | 1 | 0 | 0 | 1 | 0 | 0 | 1 | 0 | 0 | 1 | 0 | 0 | 1 | 0 | 0 | 1 | 0 | 0 | A | 7 | 0 | A | 7 | 25.6 | A | 7 | -0.6 | A | 7 | 18 | A | 7 | 834 | A | 7 | 200 | A | 7 | 3.1 | A | 7 | 48000 | B | 7 | 77777 | A | 7 | 1.4 | E | 8 | 0.1 | F | 8 | 0.19 | F | 8 | 0 | 1 | D | 9 | 0 | C | 8
1994-06-26 | 24:00 | 0 | 0 | 0 | 1 | 0 | 0 | 1 | 0 | 0 | 1 | 0 | 0 | 1 | 0 | 0 | 1 | 0 | 0 | 1 | 0 | 0 | 1 | 0 | 0 | A | 7 | 0 | A | 7 | 25 | A | 7 | 0 | A | 7 | 19 | A | 7 | 835 | A | 7 | 300 | A | 7 | 2.6 | A | 7 | 48000 | B | 7 | 77777 | A | 7 | 1.4 | E | 8 | 0.1 | F | 8 | 0.19 | F | 8 | 0 | 1 | D | 9 | 0 | C | 8
1994-06-27 | 1:00 | 0 | 0 | 0 | 1 | 0 | 0 | 1 | 0 | 0 | 1 | 0 | 0 | 1 | 0 | 0 | 1 | 0 | 0 | 1 | 0 | 0 | 1 | 0 | 0 | A | 7 | 0 | A | 7 | 22.8 | A | 7 | 0.6 | A | 7 | 23 | A | 7 | 836 | A | 7 | 100 | A | 7 | 3.1 | A | 7 | 48000 | B | 7 | 77777 | A | 7 | 1.4 | E | 8 | 0.099 | F | 8 | 0.19 | F | 8 | 0 | 1 | D | 9 | 0 | C | 8
1994-06-27 | 2:00 | 0 | 0 | 0 | 1 | 0 | 0 | 1 | 0 | 0 | 1 | 0 | 0 | 1 | 0 | 0 | 1 | 0 | 0 | 1 | 0 | 0 | 1 | 0 | 0 | A | 7 | 0 | A | 7 | 20 | A | 7 | 1.7 | A | 7 | 30 | A | 7 | 836 | A | 7 | 140 | A | 7 | 3.6 | A | 7 | 32000 | B | 7 | 77777 | A | 7 | 1.4 | E | 8 | 0.099 | F | 8 | 0.19 | F | 8 | 0 | 1 | D | 9 | 0 | C | 8
1994-06-27 | 3:00 | 0 | 0 | 0 | 1 | 0 | 0 | 1 | 0 | 0 | 1 | 0 | 0 | 1 | 0 | 0 | 1 | 0 | 0 | 1 | 0 | 0 | 1 | 0 | 2 | A | 7 | 2 | A | 7 | 19.4 | A | 7 | 0.6 | A | 7 | 28 | A | 7 | 837 | A | 7 | 110 | A | 7 | 2.6 | A | 7 | 32000 | B | 7 | 77777 | A | 7 | 1.4 | E | 8 | 0.099 | F | 8 | 0.19 | F | 8 | 0 | 1 | D | 9 | 0 | C | 8
1994-06-27 | 4:00 | 0 | 0 | 0 | 1 | 0 | 0 | 1 | 0 | 0 | 1 | 0 | 0 | 1 | 0 | 0 | 1 | 0 | 0 | 1 | 0 | 0 | 1 | 0 | 4 | A | 7 | 4 | A | 7 | 17.8 | A | 7 | 3.3 | A | 7 | 38 | A | 7 | 838 | A | 7 | 170 | A | 7 | 2.1 | A | 7 | 48000 | B | 7 | 77777 | A | 7 | 1.4 | E | 8 | 0.099 | F | 8 | 0.19 | F | 8 | 0 | 1 | D | 9 | 0 | C | 8
1994-06-27 | 5:00 | 19 | 584 | 3 | 1 | 10 | 4 | 1 | 16 | 3 | 1 | 10 | 0 | 1 | 10 | 0 | 1 | 16 | 0 | 1 | 10 | 0 | 1 | 21 | 4 | A | 7 | 2 | A | 7 | 15.6 | A | 7 | 4.4 | A | 7 | 47 | A | 7 | 839 | A | 7 | 170 | A | 7 | 1.5 | A | 7 | 80000 | B | 7 | 77777 | A | 7 | 1.4 | E | 8 | 0.099 | F | 8 | 0.19 | F | 8 | 0 | 1 | D | 9 | 0 | C | 8
1994-06-27 | 6:00 | 210 | 1322 | 86 | 1 | 10 | 179 | 1 | 16 | 57 | 1 | 10 | 90 | 1 | 10 | 117 | 1 | 16 | 71 | 1 | 10 | 107 | 1 | 21 | 6 | A | 7 | 3 | A | 7 | 20 | A | 7 | 3.9 | A | 7 | 35 | A | 7 | 840 | A | 7 | 170 | A | 7 | 3.6 | A | 7 | 88000 | B | 7 | 77777 | A | 7 | 1.4 | E | 8 | 0.099 | F | 8 | 0.19 | F | 8 | 0 | 1 | D | 9 | 0 | C | 8
1994-06-27 | 7:00 | 451 | 1322 | 238 | 1 | 10 | 422 | 1 | 16 | 94 | 1 | 10 | 254 | 1 | 10 | 389 | 1 | 16 | 121 | 1 | 10 | 175 | 1 | 21 | 2 | A | 7 | 1 | A | 7 | 22.8 | A | 7 | 1.7 | A | 7 | 25 | A | 7 | 840 | A | 7 | 140 | A | 7 | 3.6 | A | 7 | 88000 | B | 7 | 77777 | A | 7 | 1.4 | E | 8 | 0.099 | F | 8 | 0.19 | F | 8 | 0 | 1 | D | 9 | 0 | C | 8
1994-06-27 | 8:00 | 685 | 1322 | 469 | 1 | 10 | 678 | 1 | 16 | 117 | 1 | 10 | 494 | 1 | 10 | 673 | 1 | 16 | 144 | 1 | 10 | 254 | 1 | 21 | 1 | A | 7 | 0 | A | 7 | 25 | A | 7 | -1.7 | A | 7 | 17 | A | 7 | 840 | A | 7 | 60 | A | 7 | 3.6 | A | 7 | 96000 | B | 7 | 77777 | A | 7 | 1.4 | E | 8 | 0.099 | F | 8 | 0.19 | F | 8 | 0 | 1 | D | 9 | 0 | C | 8
1994-06-27 | 9:00 | 896 | 1322 | 658 | 1 | 10 | 759 | 1 | 16 | 143 | 1 | 10 | 703 | 1 | 10 | 774 | 1 | 16 | 177 | 1 | 10 | 389 | 1 | 21 | 1 | A | 7 | 0 | A | 7 | 25.6 | A | 7 | -0.6 | A | 7 | 18 | A | 7 | 840 | A | 7 | 130 | A | 7 | 5.2 | A | 7 | 96000 | B | 7 | 77777 | A | 7 | 1.4 | E | 8 | 0.099 | F | 8 | 0.19 | F | 8 | 0 | 1 | D | 9 | 0 | C | 8
1994-06-27 | 10:00 | 1069 | 1322 | 801 | 1 | 10 | 790 | 1 | 16 | 162 | 1 | 10 | 838 | 1 | 10 | 793 | 1 | 16 | 195 | 1 | 10 | 544 | 1 | 21 | 1 | A | 7 | 0 | A | 7 | 26.7 | A | 7 | 2.2 | A | 7 | 20 | A | 7 | 840 | A | 7 | 130 | A | 7 | 7.2 | A | 7 | 96000 | B | 7 | 77777 | A | 7 | 1.4 | E | 8 | 0.099 | F | 8 | 0.19 | F | 8 | 0 | 1 | D | 9 | 0 | C | 8
1994-06-27 | 11:00 | 1191 | 1322 | 930 | 1 | 10 | 828 | 1 | 16 | 183 | 1 | 10 | 975 | 1 | 10 | 833 | 1 | 16 | 224 | 1 | 10 | 905 | 1 | 21 | 2 | A | 7 | 0 | A | 7 | 28.9 | A | 7 | 2.8 | A | 7 | 19 | A | 7 | 840 | A | 7 | 130 | A | 7 | 4.6 | A | 7 | 96000 | B | 7 | 77777 | A | 7 | 1.4 | E | 8 | 0.099 | F | 8 | 0.19 | F | 8 | 0 | 1 | D | 9 | 0 | C | 8
1994-06-27 | 12:00 | 1256 | 1322 | 954 | 1 | 10 | 807 | 1 | 16 | 187 | 1 | 10 | 1007 | 1 | 10 | 813 | 1 | 16 | 233 | 1 | 10 | 1288 | 1 | 21 | 3 | A | 7 | 1 | A | 7 | 30.6 | A | 7 | 1.7 | A | 7 | 16 | A | 7 | 839 | A | 7 | 160 | A | 7 | 4.6 | A | 7 | 96000 | B | 7 | 77777 | A | 7 | 1.4 | E | 8 | 0.099 | F | 8 | 0.19 | F | 8 | 0 | 1 | D | 9 | 0 | C | 8
1994-06-27 | 13:00 | 1257 | 1322 | 928 | 1 | 10 | 783 | 1 | 16 | 183 | 1 | 10 | 982 | 1 | 10 | 790 | 1 | 16 | 229 | 1 | 10 | 1278 | 1 | 21 | 2 | A | 7 | 2 | A | 7 | 32.8 | A | 7 | 2.2 | A | 7 | 14 | A | 7 | 839 | A | 7 | 70 | A | 7 | 2.1 | A | 7 | 96000 | B | 7 | 77777 | A | 7 | 1.4 | E | 8 | 0.099 | F | 8 | 0.19 | F | 8 | 0 | 1 | D | 9 | 0 | C | 8
1994-06-27 | 14:00 | 1196 | 1322 | 869 | 1 | 10 | 724 | 1 | 16 | 213 | 1 | 10 | 933 | 1 | 10 | 742 | 1 | 16 | 260 | 1 | 10 | 1170 | 1 | 21 | 3 | A | 7 | 3 | A | 7 | 33.9 | A | 7 | 1.1 | A | 7 | 13 | A | 7 | 838 | A | 7 | 50 | A | 7 | 4.6 | A | 7 | 96000 | B | 7 | 77777 | A | 7 | 1.4 | E | 8 | 0.099 | F | 8 | 0.19 | F | 8 | 0 | 1 | D | 9 | 0 | C | 8
1994-06-27 | 15:00 | 1077 | 1322 | 786 | 1 | 10 | 723 | 1 | 16 | 197 | 1 | 10 | 838 | 1 | 10 | 738 | 1 | 16 | 236 | 1 | 10 | 740 | 1 | 21 | 2 | A | 7 | 2 | A | 7 | 33.9 | A | 7 | 0.6 | A | 7 | 12 | A | 7 | 838 | A | 7 | 110 | A | 7 | 3.1 | A | 7 | 96000 | B | 7 | 77777 | A | 7 | 1.4 | E | 8 | 0.099 | F | 8 | 0.19 | F | 8 | 0 | 1 | D | 9 | 0 | C | 8
1994-06-27 | 16:00 | 906 | 1322 | 589 | 1 | 10 | 589 | 1 | 16 | 185 | 1 | 10 | 618 | 1 | 10 | 594 | 1 | 16 | 210 | 1 | 10 | 496 | 1 | 21 | 3 | A | 7 | 3 | A | 7 | 33.9 | A | 7 | 1.1 | A | 7 | 13 | A | 7 | 838 | A | 7 | 80 | A | 7 | 3.6 | A | 7 | 96000 | B | 7 | 77777 | A | 7 | 1.4 | E | 8 | 0.099 | F | 8 | 0.19 | F | 8 | 0 | 1 | D | 9 | 0 | C | 8
1994-06-27 | 17:00 | 697 | 1322 | 467 | 1 | 10 | 552 | 1 | 16 | 175 | 1 | 10 | 495 | 1 | 10 | 557 | 1 | 16 | 200 | 1 | 10 | 378 | 1 | 21 | 2 | A | 7 | 2 | A | 7 | 34.4 | A | 7 | 1.1 | A | 7 | 12 | A | 7 | 838 | A | 7 | 50 | A | 7 | 4.1 | A | 7 | 96000 | B | 7 | 77777 | A | 7 | 1.4 | E | 8 | 0.099 | F | 8 | 0.19 | F | 8 | 0 | 1 | D | 9 | 0 | C | 8
1994-06-27 | 18:00 | 464 | 1322 | 243 | 1 | 10 | 346 | 1 | 16 | 121 | 1 | 10 | 253 | 1 | 10 | 321 | 1 | 16 | 141 | 1 | 10 | 232 | 1 | 21 | 4 | A | 7 | 4 | A | 7 | 33.9 | A | 7 | 0 | A | 7 | 12 | A | 7 | 838 | A | 7 | 360 | A | 7 | 5.2 | A | 7 | 96000 | B | 7 | 77777 | A | 7 | 1.4 | E | 8 | 0.099 | F | 8 | 0.19 | F | 8 | 0 | 1 | D | 9 | 0 | C | 8
1994-06-27 | 19:00 | 223 | 1322 | 79 | 1 | 10 | 127 | 1 | 16 | 57 | 1 | 10 | 83 | 1 | 10 | 86 | 1 | 16 | 69 | 1 | 10 | 106 | 1 | 21 | 4 | A | 7 | 4 | A | 7 | 31.7 | A | 7 | 0.6 | A | 7 | 14 | A | 7 | 838 | A | 7 | 30 | A | 7 | 5.2 | A | 7 | 96000 | B | 7 | 77777 | A | 7 | 1.4 | E | 8 | 0.099 | F | 8 | 0.19 | F | 8 | 0 | 1 | D | 9 | 0 | C | 8
1994-06-27 | 20:00 | 25 | 650 | 4 | 1 | 10 | 2 | 1 | 16 | 4 | 1 | 10 | 0 | 1 | 10 | 0 | 1 | 16 | 0 | 1 | 10 | 0 | 1 | 21 | 5 | A | 7 | 4 | A | 7 | 28.9 | A | 7 | 0.6 | A | 7 | 16 | A | 7 | 839 | A | 7 | 80 | A | 7 | 5.2 | A | 7 | 64000 | B | 7 | 77777 | A | 7 | 1.4 | E | 8 | 0.099 | F | 8 | 0.19 | F | 8 | 0 | 1 | D | 9 | 0 | C | 8
1994-06-27 | 21:00 | 0 | 0 | 0 | 1 | 0 | 0 | 1 | 0 | 0 | 1 | 0 | 0 | 1 | 0 | 0 | 1 | 0 | 0 | 1 | 0 | 0 | 1 | 0 | 4 | A | 7 | 4 | A | 7 | 26.7 | A | 7 | 2.2 | A | 7 | 20 | A | 7 | 840 | A | 7 | 120 | A | 7 | 4.1 | A | 7 | 48000 | B | 7 | 77777 | A | 7 | 1.4 | E | 8 | 0.099 | F | 8 | 0.19 | F | 8 | 0 | 1 | D | 9 | 0 | C | 8
1994-06-27 | 22:00 | 0 | 0 | 0 | 1 | 0 | 0 | 1 | 0 | 0 | 1 | 0 | 0 | 1 | 0 | 0 | 1 | 0 | 0 | 1 | 0 | 0 | 1 | 0 | 3 | A | 7 | 3 | A | 7 | 24.4 | A | 7 | 5.6 | A | 7 | 30 | A | 7 | 840 | A | 7 | 120 | A | 7 | 3.6 | A | 7 | 48000 | B | 7 | 77777 | A | 7 | 1.4 | E | 8 | 0.099 | F | 8 | 0.19 | F | 8 | 0 | 1 | D | 9 | 0 | C | 8
1994-06-27 | 23:00 | 0 | 0 | 0 | 1 | 0 | 0 | 1 | 0 | 0 | 1 | 0 | 0 | 1 | 0 | 0 | 1 | 0 | 0 | 1 | 0 | 0 | 1 | 0 | 6 | A | 7 | 6 | A | 7 | 22.8 | A | 7 | 6.1 | A | 7 | 34 | A | 7 | 840 | A | 7 | 120 | A | 7 | 2.1 | A | 7 | 48000 | B | 7 | 3962 | A | 7 | 1.4 | E | 8 | 0.099 | F | 8 | 0.19 | F | 8 | 0 | 1 | D | 9 | 0 | C | 8
1994-06-27 | 24:00 | 0 | 0 | 0 | 1 | 0 | 0 | 1 | 0 | 0 | 1 | 0 | 0 | 1 | 0 | 0 | 1 | 0 | 0 | 1 | 0 | 0 | 1 | 0 | 4 | A | 7 | 3 | A | 7 | 19.4 | A | 7 | 6.7 | A | 7 | 44 | A | 7 | 840 | A | 7 | 330 | A | 7 | 2.1 | A | 7 | 40000 | B | 7 | 77777 | A | 7 | 1.4 | E | 8 | 0.099 | F | 8 | 0.19 | F | 8 | 0 | 1 | D | 9 | 0 | C | 8
1994-06-28 | 1:00 | 0 | 0 | 0 | 1 | 0 | 0 | 1 | 0 | 0 | 1 | 0 | 0 | 1 | 0 | 0 | 1 | 0 | 0 | 1 | 0 | 0 | 1 | 0 | 3 | A | 7 | 3 | A | 7 | 20 | A | 7 | 0.6 | A | 7 | 27 | A | 7 | 840 | A | 7 | 350 | A | 7 | 4.1 | A | 7 | 48000 | B | 7 | 77777 | A | 7 | 1.4 | E | 8 | 0.098 | F | 8 | 0.19 | F | 8 | 0 | 1 | D | 9 | 0 | C | 8
1994-06-28 | 2:00 | 0 | 0 | 0 | 1 | 0 | 0 | 1 | 0 | 0 | 1 | 0 | 0 | 1 | 0 | 0 | 1 | 0 | 0 | 1 | 0 | 0 | 1 | 0 | 1 | A | 7 | 1 | A | 7 | 19.4 | A | 7 | 0 | A | 7 | 27 | A | 7 | 841 | A | 7 | 330 | A | 7 | 5.2 | A | 7 | 48000 | B | 7 | 77777 | A | 7 | 1.4 | E | 8 | 0.098 | F | 8 | 0.19 | F | 8 | 0 | 1 | D | 9 | 0 | C | 8
1994-06-28 | 3:00 | 0 | 0 | 0 | 1 | 0 | 0 | 1 | 0 | 0 | 1 | 0 | 0 | 1 | 0 | 0 | 1 | 0 | 0 | 1 | 0 | 0 | 1 | 0 | 0 | A | 7 | 0 | A | 7 | 17.8 | A | 7 | -0.6 | A | 7 | 29 | A | 7 | 842 | A | 7 | 340 | A | 7 | 5.2 | A | 7 | 48000 | B | 7 | 77777 | A | 7 | 1.4 | E | 8 | 0.098 | F | 8 | 0.19 | F | 8 | 0 | 1 | D | 9 | 0 | C | 8
1994-06-28 | 4:00 | 0 | 0 | 0 | 1 | 0 | 0 | 1 | 0 | 0 | 1 | 0 | 0 | 1 | 0 | 0 | 1 | 0 | 0 | 1 | 0 | 0 | 1 | 0 | 0 | A | 7 | 0 | A | 7 | 16.1 | A | 7 | -0.6 | A | 7 | 32 | A | 7 | 842 | A | 7 | 340 | A | 7 | 3.1 | A | 7 | 64000 | B | 7 | 77777 | A | 7 | 1.4 | E | 8 | 0.098 | F | 8 | 0.19 | F | 8 | 0 | 1 | D | 9 | 0 | C | 8
1994-06-28 | 5:00 | 19 | 562 | 5 | 1 | 11 | 49 | 1 | 16 | 3 | 1 | 11 | 0 | 1 | 11 | 0 | 1 | 16 | 0 | 1 | 11 | 0 | 1 | 22 | 0 | B | 8 | 0 | A | 7 | 13.9 | A | 7 | 0 | A | 7 | 38 | A | 7 | 843 | A | 7 | 320 | A | 7 | 1.5 | A | 7 | 96000 | B | 7 | 77777 | A | 7 | 1.4 | E | 8 | 0.098 | F | 8 | 0.19 | F | 8 | 0 | 1 | D | 9 | 0 | C | 8
1994-06-28 | 6:00 | 208 | 1322 | 104 | 1 | 10 | 452 | 1 | 16 | 33 | 1 | 10 | 108 | 1 | 10 | 316 | 1 | 16 | 58 | 1 | 10 | 61 | 1 | 21 | 0 | A | 7 | 0 | A | 7 | 17.2 | A | 7 | 1.1 | A | 7 | 34 | A | 7 | 843 | A | 7 | 340 | A | 7 | 2.1 | A | 7 | 96000 | B | 7 | 77777 | A | 7 | 1.4 | E | 8 | 0.098 | F | 8 | 0.19 | F | 8 | 0 | 1 | D | 9 | 0 | C | 8
1994-06-28 | 7:00 | 450 | 1322 | 291 | 1 | 10 | 701 | 1 | 16 | 53 | 1 | 10 | 307 | 1 | 10 | 648 | 1 | 16 | 86 | 1 | 10 | 112 | 1 | 21 | 0 | A | 7 | 0 | A | 7 | 20 | A | 7 | 1.1 | A | 7 | 28 | A | 7 | 844 | A | 7 | 360 | A | 7 | 3.1 | A | 7 | 96000 | B | 7 | 77777 | A | 7 | 1.4 | E | 8 | 0.098 | F | 8 | 0.19 | F | 8 | 0 | 1 | D | 9 | 0 | C | 8
1994-06-28 | 8:00 | 684 | 1322 | 468 | 1 | 10 | 748 | 1 | 16 | 81 | 1 | 10 | 496 | 1 | 10 | 739 | 1 | 16 | 113 | 1 | 10 | 182 | 1 | 21 | 1 | A | 7 | 1 | A | 7 | 21.7 | A | 7 | 0 | A | 7 | 24 | A | 7 | 844 | A | 7 | 10 | A | 7 | 3.1 | A | 7 | 96000 | B | 7 | 77777 | A | 7 | 1.4 | E | 8 | 0.098 | F | 8 | 0.19 | F | 8 | 0 | 1 | D | 9 | 0 | C | 8
1994-06-28 | 9:00 | 895 | 1322 | 648 | 1 | 10 | 823 | 1 | 16 | 91 | 1 | 10 | 675 | 1 | 10 | 819 | 1 | 16 | 119 | 1 | 10 | 223 | 1 | 21 | 1 | A | 7 | 1 | A | 7 | 23.3 | A | 7 | 2.2 | A | 7 | 25 | A | 7 | 844 | A | 7 | 20 | A | 7 | 3.1 | A | 7 | 96000 | B | 7 | 77777 | A | 7 | 1.4 | E | 8 | 0.098 | F | 8 | 0.19 | F | 8 | 0 | 1 | D | 9 | 0 | C | 8
1994-06-28 | 10:00 | 1068 | 1322 | 800 | 1 | 10 | 801 | 1 | 16 | 153 | 1 | 10 | 842 | 1 | 10 | 807 | 1 | 16 | 190 | 1 | 10 | 521 | 1 | 21 | 2 | A | 7 | 2 | A | 7 | 25 | A | 7 | 1.7 | A | 7 | 22 | A | 7 | 843 | A | 7 | 0 | A | 7 | 0 | A | 7 | 96000 | B | 7 | 77777 | A | 7 | 1.4 | E | 8 | 0.098 | F | 8 | 0.19 | F | 8 | 0 | 1 | D | 9 | 0 | C | 8
1994-06-28 | 11:00 | 1191 | 1322 | 778 | 1 | 10 | 590 | 1 | 16 | 245 | 1 | 10 | 825 | 1 | 10 | 600 | 1 | 16 | 283 | 1 | 10 | 1303 | 1 | 21 | 3 | A | 7 | 3 | A | 7 | 27.2 | A | 7 | 1.1 | A | 7 | 18 | A | 7 | 843 | A | 7 | 0 | A | 7 | 0 | A | 7 | 96000 | B | 7 | 77777 | A | 7 | 1.4 | E | 8 | 0.098 | F | 8 | 0.19 | F | 8 | 0 | 1 | D | 9 | 0 | C | 8
1994-06-28 | 12:00 | 1255 | 1322 | 946 | 1 | 10 | 834 | 1 | 16 | 154 | 1 | 10 | 968 | 1 | 10 | 835 | 1 | 16 | 173 | 1 | 10 | 865 | 1 | 21 | 2 | A | 7 | 2 | A | 7 | 30 | A | 7 | 1.7 | A | 7 | 16 | A | 7 | 842 | A | 7 | 40 | A | 7 | 4.1 | A | 7 | 96000 | B | 7 | 77777 | A | 7 | 1.4 | E | 8 | 0.098 | F | 8 | 0.19 | F | 8 | 0 | 1 | D | 9 | 0 | C | 8
1994-06-28 | 13:00 | 1257 | 1322 | 998 | 1 | 10 | 862 | 1 | 16 | 177 | 1 | 10 | 1059 | 1 | 10 | 871 | 1 | 16 | 229 | 1 | 10 | 1241 | 1 | 21 | 3 | A | 7 | 3 | A | 7 | 31.7 | A | 7 | 2.2 | A | 7 | 15 | A | 7 | 841 | A | 7 | 300 | A | 7 | 2.1 | A | 7 | 96000 | B | 7 | 77777 | A | 7 | 1.4 | E | 8 | 0.098 | F | 8 | 0.19 | F | 8 | 0 | 1 | D | 9 | 0 | C | 8
1994-06-28 | 14:00 | 1196 | 1322 | 906 | 1 | 10 | 868 | 1 | 16 | 119 | 1 | 10 | 933 | 1 | 10 | 871 | 1 | 16 | 144 | 1 | 10 | 534 | 1 | 21 | 2 | A | 7 | 2 | A | 7 | 33.3 | A | 7 | 1.7 | A | 7 | 13 | A | 7 | 840 | A | 7 | 360 | A | 7 | 7.2 | A | 7 | 96000 | B | 7 | 77777 | A | 7 | 1.5 | E | 8 | 0.098 | F | 8 | 0.19 | F | 8 | 0 | 1 | D | 9 | 0 | C | 8
1994-06-28 | 15:00 | 1077 | 1322 | 825 | 1 | 10 | 738 | 1 | 16 | 224 | 1 | 10 | 872 | 1 | 10 | 749 | 1 | 16 | 261 | 1 | 10 | 831 | 1 | 21 | 4 | A | 7 | 4 | A | 7 | 34.4 | A | 7 | 2.2 | A | 7 | 13 | A | 7 | 840 | A | 7 | 320 | A | 7 | 6.7 | A | 7 | 96000 | B | 7 | 77777 | A | 7 | 1.5 | E | 8 | 0.098 | F | 8 | 0.19 | F | 8 | 0 | 1 | D | 9 | 0 | C | 8
1994-06-28 | 16:00 | 907 | 1322 | 463 | 1 | 10 | 475 | 1 | 16 | 137 | 1 | 10 | 497 | 1 | 10 | 486 | 1 | 16 | 163 | 1 | 10 | 381 | 1 | 21 | 6 | A | 7 | 6 | A | 7 | 33.3 | A | 7 | 2.2 | A | 7 | 14 | A | 7 | 840 | A | 7 | 350 | A | 7 | 5.7 | A | 7 | 96000 | B | 7 | 4267 | A | 7 | 1.5 | E | 8 | 0.098 | F | 8 | 0.19 | F | 8 | 0 | 1 | D | 9 | 0 | C | 8
1994-06-28 | 17:00 | 698 | 1322 | 396 | 1 | 10 | 447 | 1 | 16 | 160 | 1 | 10 | 424 | 1 | 10 | 452 | 1 | 16 | 185 | 1 | 10 | 343 | 1 | 21 | 6 | A | 7 | 6 | A | 7 | 31.7 | A | 7 | 2.2 | A | 7 | 15 | A | 7 | 840 | A | 7 | 30 | A | 7 | 4.1 | A | 7 | 96000 | B | 7 | 4877 | A | 7 | 1.5 | E | 8 | 0.098 | F | 8 | 0.19 | F | 8 | 0 | 1 | D | 9 | 0 | C | 8
1994-06-28 | 18:00 | 464 | 1322 | 164 | 1 | 10 | 141 | 1 | 16 | 114 | 1 | 10 | 180 | 1 | 10 | 135 | 1 | 16 | 133 | 1 | 10 | 260 | 1 | 21 | 7 | A | 7 | 7 | A | 7 | 30.6 | A | 7 | 1.7 | A | 7 | 16 | A | 7 | 840 | A | 7 | 40 | A | 7 | 4.1 | A | 7 | 96000 | B | 7 | 4572 | A | 7 | 1.5 | E | 8 | 0.098 | F | 8 | 0.19 | F | 8 | 0 | 1 | D | 9 | 0 | C | 8
1994-06-28 | 19:00 | 223 | 1322 | 89 | 1 | 10 | 112 | 1 | 16 | 70 | 1 | 10 | 96 | 1 | 10 | 80 | 1 | 16 | 82 | 1 | 10 | 149 | 1 | 21 | 6 | A | 7 | 6 | A | 7 | 30 | A | 7 | 1.1 | A | 7 | 16 | A | 7 | 840 | A | 7 | 80 | A | 7 | 4.1 | A | 7 | 96000 | B | 7 | 4572 | A | 7 | 1.5 | E | 8 | 0.098 | F | 8 | 0.19 | F | 8 | 0 | 1 | D | 9 | 0 | C | 8
1994-06-28 | 20:00 | 25 | 650 | 6 | 1 | 10 | 18 | 1 | 16 | 6 | 1 | 10 | 0 | 1 | 10 | 0 | 1 | 16 | 0 | 1 | 10 | 0 | 1 | 21 | 5 | A | 7 | 5 | A | 7 | 26.7 | A | 7 | 2.2 | A | 7 | 20 | A | 7 | 841 | A | 7 | 140 | A | 7 | 3.1 | A | 7 | 64000 | B | 7 | 77777 | A | 7 | 1.5 | E | 8 | 0.098 | F | 8 | 0.19 | F | 8 | 0 | 1 | D | 9 | 0 | C | 8
1994-06-28 | 21:00 | 0 | 0 | 0 | 1 | 0 | 0 | 1 | 0 | 0 | 1 | 0 | 0 | 1 | 0 | 0 | 1 | 0 | 0 | 1 | 0 | 0 | 1 | 0 | 4 | A | 7 | 4 | A | 7 | 25 | A | 7 | 3.3 | A | 7 | 24 | A | 7 | 841 | A | 7 | 140 | A | 7 | 3.6 | A | 7 | 40000 | B | 7 | 77777 | A | 7 | 1.5 | E | 8 | 0.098 | F | 8 | 0.19 | F | 8 | 0 | 1 | D | 9 | 0 | C | 8
1994-06-28 | 22:00 | 0 | 0 | 0 | 1 | 0 | 0 | 1 | 0 | 0 | 1 | 0 | 0 | 1 | 0 | 0 | 1 | 0 | 0 | 1 | 0 | 0 | 1 | 0 | 1 | A | 7 | 1 | A | 7 | 22.8 | A | 7 | 3.9 | A | 7 | 29 | A | 7 | 841 | A | 7 | 130 | A | 7 | 3.1 | A | 7 | 40000 | B | 7 | 77777 | A | 7 | 1.5 | E | 8 | 0.098 | F | 8 | 0.19 | F | 8 | 0 | 1 | D | 9 | 0 | C | 8
1994-06-28 | 23:00 | 0 | 0 | 0 | 1 | 0 | 0 | 1 | 0 | 0 | 1 | 0 | 0 | 1 | 0 | 0 | 1 | 0 | 0 | 1 | 0 | 0 | 1 | 0 | 1 | A | 7 | 1 | A | 7 | 20.6 | A | 7 | 5 | A | 7 | 36 | A | 7 | 841 | A | 7 | 160 | A | 7 | 1 | A | 7 | 40000 | B | 7 | 77777 | A | 7 | 1.5 | E | 8 | 0.098 | F | 8 | 0.19 | F | 8 | 0 | 1 | D | 9 | 0 | C | 8
1994-06-28 | 24:00 | 0 | 0 | 0 | 1 | 0 | 0 | 1 | 0 | 0 | 1 | 0 | 0 | 1 | 0 | 0 | 1 | 0 | 0 | 1 | 0 | 0 | 1 | 0 | 1 | A | 7 | 1 | A | 7 | 20.6 | A | 7 | 6.7 | A | 7 | 40 | A | 7 | 841 | A | 7 | 170 | A | 7 | 2.6 | A | 7 | 40000 | B | 7 | 77777 | A | 7 | 1.6 | E | 8 | 0.098 | F | 8 | 0.19 | F | 8 | 0 | 1 | D | 9 | 0 | C | 8
1994-06-29 | 1:00 | 0 | 0 | 0 | 1 | 0 | 0 | 1 | 0 | 0 | 1 | 0 | 0 | 1 | 0 | 0 | 1 | 0 | 0 | 1 | 0 | 0 | 1 | 0 | 0 | A | 7 | 0 | A | 7 | 20.6 | A | 7 | 6.1 | A | 7 | 39 | A | 7 | 840 | A | 7 | 160 | A | 7 | 4.6 | A | 7 | 40000 | B | 7 | 77777 | A | 7 | 1.6 | E | 8 | 0.098 | F | 8 | 0.19 | F | 8 | 0 | 1 | D | 9 | 0 | C | 8
1994-06-29 | 2:00 | 0 | 0 | 0 | 1 | 0 | 0 | 1 | 0 | 0 | 1 | 0 | 0 | 1 | 0 | 0 | 1 | 0 | 0 | 1 | 0 | 0 | 1 | 0 | 0 | A | 7 | 0 | A | 7 | 20.6 | A | 7 | 5.6 | A | 7 | 37 | A | 7 | 840 | A | 7 | 210 | A | 7 | 3.1 | A | 7 | 40000 | B | 7 | 77777 | A | 7 | 1.6 | E | 8 | 0.098 | F | 8 | 0.19 | F | 8 | 0 | 1 | D | 9 | 0 | C | 8
1994-06-29 | 3:00 | 0 | 0 | 0 | 1 | 0 | 0 | 1 | 0 | 0 | 1 | 0 | 0 | 1 | 0 | 0 | 1 | 0 | 0 | 1 | 0 | 0 | 1 | 0 | 0 | A | 7 | 0 | A | 7 | 18.3 | A | 7 | 6.7 | A | 7 | 47 | A | 7 | 840 | A | 7 | 170 | A | 7 | 2.1 | A | 7 | 40000 | B | 7 | 77777 | A | 7 | 1.6 | E | 8 | 0.098 | F | 8 | 0.19 | F | 8 | 0 | 1 | D | 9 | 0 | C | 8
1994-06-29 | 4:00 | 0 | 0 | 0 | 1 | 0 | 0 | 1 | 0 | 0 | 1 | 0 | 0 | 1 | 0 | 0 | 1 | 0 | 0 | 1 | 0 | 0 | 1 | 0 | 0 | A | 7 | 0 | A | 7 | 17.2 | A | 7 | 6.1 | A | 7 | 48 | A | 7 | 840 | A | 7 | 200 | A | 7 | 2.1 | A | 7 | 64000 | B | 7 | 77777 | A | 7 | 1.6 | E | 8 | 0.098 | F | 8 | 0.19 | F | 8 | 0 | 1 | D | 9 | 0 | C | 8
1994-06-29 | 5:00 | 18 | 562 | 4 | 1 | 10 | 42 | 1 | 16 | 3 | 1 | 10 | 0 | 1 | 10 | 0 | 1 | 16 | 0 | 1 | 10 | 0 | 1 | 21 | 0 | A | 7 | 0 | A | 7 | 17.2 | A | 7 | 5.6 | A | 7 | 46 | A | 7 | 840 | A | 7 | 190 | A | 7 | 3.6 | A | 7 | 96000 | B | 7 | 77777 | A | 7 | 1.6 | E | 8 | 0.098 | F | 8 | 0.19 | F | 8 | 0 | 1 | D | 9 | 0 | C | 8
1994-06-29 | 6:00 | 207 | 1322 | 95 | 1 | 10 | 211 | 1 | 16 | 62 | 1 | 10 | 99 | 1 | 10 | 137 | 1 | 16 | 78 | 1 | 10 | 119 | 1 | 21 | 3 | A | 7 | 3 | A | 7 | 20.6 | A | 7 | 6.1 | A | 7 | 39 | A | 7 | 840 | A | 7 | 210 | A | 7 | 3.1 | A | 7 | 112000 | B | 7 | 77777 | A | 7 | 1.6 | E | 8 | 0.098 | F | 8 | 0.19 | F | 8 | 0 | 1 | D | 9 | 0 | C | 8
1994-06-29 | 7:00 | 448 | 1322 | 251 | 1 | 10 | 448 | 1 | 16 | 99 | 1 | 10 | 266 | 1 | 10 | 412 | 1 | 16 | 127 | 1 | 10 | 186 | 1 | 21 | 2 | A | 7 | 2 | A | 7 | 23.3 | A | 7 | 5.6 | A | 7 | 32 | A | 7 | 840 | A | 7 | 220 | A | 7 | 3.6 | A | 7 | 112000 | B | 7 | 77777 | A | 7 | 1.6 | E | 8 | 0.098 | F | 8 | 0.19 | F | 8 | 0 | 1 | D | 9 | 0 | C | 8
1994-06-29 | 8:00 | 683 | 1322 | 372 | 1 | 10 | 443 | 1 | 16 | 143 | 1 | 10 | 402 | 1 | 10 | 447 | 1 | 16 | 170 | 1 | 10 | 301 | 1 | 21 | 3 | A | 7 | 3 | A | 7 | 26.7 | A | 7 | 6.1 | A | 7 | 27 | A | 7 | 840 | A | 7 | 190 | A | 7 | 3.6 | A | 7 | 112000 | B | 7 | 77777 | A | 7 | 1.6 | E | 8 | 0.098 | F | 8 | 0.19 | F | 8 | 0 | 1 | D | 9 | 0 | C | 8
1994-06-29 | 9:00 | 894 | 1322 | 663 | 1 | 10 | 851 | 1 | 16 | 87 | 1 | 10 | 691 | 1 | 10 | 847 | 1 | 16 | 117 | 1 | 10 | 219 | 1 | 21 | 2 | A | 7 | 2 | A | 7 | 28.9 | A | 7 | 5.6 | A | 7 | 23 | A | 7 | 840 | A | 7 | 190 | A | 7 | 2.1 | A | 7 | 112000 | B | 7 | 77777 | A | 7 | 1.6 | E | 8 | 0.098 | F | 8 | 0.19 | F | 8 | 0 | 1 | D | 9 | 0 | C | 8
1994-06-29 | 10:00 | 1067 | 1322 | 171 | 1 | 10 | 62 | 1 | 16 | 121 | 1 | 10 | 201 | 1 | 10 | 67 | 1 | 16 | 147 | 1 | 10 | 440 | 1 | 21 | 8 | A | 7 | 8 | A | 7 | 30.6 | A | 7 | 2.8 | A | 7 | 17 | A | 7 | 840 | A | 7 | 10 | A | 7 | 2.6 | A | 7 | 96000 | B | 7 | 3962 | A | 7 | 1.6 | E | 8 | 0.098 | F | 8 | 0.19 | F | 8 | 0 | 1 | D | 9 | 0 | C | 8
1994-06-29 | 11:00 | 1190 | 1322 | 703 | 1 | 10 | 396 | 1 | 16 | 346 | 1 | 10 | 753 | 1 | 10 | 414 | 1 | 16 | 380 | 1 | 10 | 1884 | 1 | 21 | 7 | A | 7 | 7 | A | 7 | 32.8 | A | 7 | -1.1 | A | 7 | 11 | A | 7 | 840 | A | 7 | 360 | A | 7 | 3.6 | A | 7 | 96000 | B | 7 | 4267 | A | 7 | 1.6 | E | 8 | 0.098 | F | 8 | 0.19 | F | 8 | 0 | 1 | D | 9 | 0 | C | 8
1994-06-29 | 12:00 | 1255 | 1322 | 922 | 1 | 10 | 676 | 1 | 16 | 280 | 1 | 10 | 977 | 1 | 10 | 685 | 1 | 16 | 325 | 1 | 10 | 2027 | 1 | 21 | 4 | A | 7 | 4 | A | 7 | 32.8 | A | 7 | -1.1 | A | 7 | 11 | A | 7 | 839 | A | 7 | 160 | A | 7 | 1 | A | 7 | 96000 | B | 7 | 77777 | A | 7 | 1.6 | E | 8 | 0.098 | F | 8 | 0.19 | F | 8 | 0 | 1 | D | 9 | 0 | C | 8
1994-06-29 | 13:00 | 1257 | 1322 | 947 | 1 | 10 | 762 | 1 | 16 | 222 | 1 | 10 | 1020 | 1 | 10 | 782 | 1 | 16 | 275 | 1 | 10 | 1648 | 1 | 21 | 4 | A | 7 | 4 | A | 7 | 33.9 | A | 7 | 0.6 | A | 7 | 12 | A | 7 | 838 | A | 7 | 350 | A | 7 | 5.2 | A | 7 | 80000 | B | 7 | 77777 | A | 7 | 1.5 | E | 8 | 0.098 | F | 8 | 0.19 | F | 8 | 0 | 1 | D | 9 | 0 | C | 8
1994-06-29 | 14:00 | 1196 | 1322 | 866 | 1 | 10 | 813 | 1 | 16 | 129 | 1 | 10 | 890 | 1 | 10 | 815 | 1 | 16 | 151 | 1 | 10 | 562 | 1 | 21 | 3 | A | 7 | 3 | A | 7 | 33.9 | A | 7 | 1.1 | A | 7 | 13 | A | 7 | 838 | A | 7 | 350 | A | 7 | 3.6 | A | 7 | 96000 | B | 7 | 77777 | A | 7 | 1.5 | E | 8 | 0.098 | F | 8 | 0.19 | F | 8 | 0 | 1 | D | 9 | 0 | C | 8
1994-06-29 | 15:00 | 1077 | 1322 | 740 | 1 | 10 | 451 | 1 | 16 | 372 | 1 | 10 | 774 | 1 | 10 | 469 | 1 | 16 | 391 | 1 | 10 | 1436 | 1 | 21 | 4 | A | 7 | 4 | A | 7 | 33.9 | A | 7 | 1.7 | A | 7 | 13 | A | 7 | 837 | A | 7 | 180 | A | 7 | 3.6 | A | 7 | 96000 | B | 7 | 77777 | A | 7 | 1.5 | E | 8 | 0.098 | F | 8 | 0.19 | F | 8 | 0 | 1 | D | 9 | 0 | C | 8
1994-06-29 | 16:00 | 907 | 1322 | 339 | 1 | 10 | 133 | 1 | 16 | 248 | 1 | 10 | 377 | 1 | 10 | 141 | 1 | 16 | 280 | 1 | 10 | 737 | 1 | 21 | 8 | A | 7 | 8 | A | 7 | 31.7 | A | 7 | 4.4 | A | 7 | 18 | A | 7 | 837 | A | 7 | 180 | A | 7 | 6.2 | A | 7 | 96000 | B | 7 | 3658 | A | 7 | 1.5 | E | 8 | 0.098 | F | 8 | 0.19 | F | 8 | 0 | 1 | D | 9 | 0 | C | 8
1994-06-29 | 17:00 | 698 | 1322 | 175 | 1 | 10 | 62 | 1 | 16 | 142 | 1 | 10 | 193 | 1 | 10 | 61 | 1 | 16 | 161 | 1 | 10 | 469 | 1 | 21 | 9 | A | 7 | 9 | A | 7 | 27.2 | A | 7 | 7.8 | A | 7 | 29 | A | 7 | 839 | A | 7 | 10 | A | 7 | 8.2 | A | 7 | 80000 | B | 7 | 3658 | A | 7 | 1.5 | E | 8 | 0.098 | F | 8 | 0.19 | F | 8 | 0 | 1 | D | 9 | 0 | C | 8
1994-06-29 | 18:00 | 464 | 1322 | 241 | 1 | 10 | 65 | 1 | 16 | 218 | 1 | 10 | 263 | 1 | 10 | 63 | 1 | 16 | 241 | 1 | 10 | 517 | 1 | 21 | 8 | A | 7 | 8 | A | 7 | 26.7 | A | 7 | 6.7 | A | 7 | 28 | A | 7 | 838 | A | 7 | 70 | A | 7 | 4.6 | A | 7 | 96000 | B | 7 | 4877 | A | 7 | 1.5 | E | 8 | 0.098 | F | 8 | 0.19 | F | 8 | 0 | 1 | D | 9 | 0 | C | 8
1994-06-29 | 19:00 | 223 | 1322 | 42 | 1 | 10 | 31 | 1 | 16 | 37 | 1 | 10 | 46 | 1 | 10 | 24 | 1 | 16 | 42 | 1 | 10 | 98 | 1 | 21 | 7 | A | 7 | 7 | A | 7 | 25 | A | 7 | 7.8 | A | 7 | 33 | A | 7 | 838 | A | 7 | 120 | A | 7 | 4.1 | A | 7 | 96000 | B | 7 | 4877 | A | 7 | 1.5 | E | 8 | 0.098 | F | 8 | 0.19 | F | 8 | 0 | 1 | D | 9 | 0 | C | 8
1994-06-29 | 20:00 | 25 | 650 | 6 | 1 | 10 | 20 | 1 | 16 | 5 | 1 | 10 | 0 | 1 | 10 | 0 | 1 | 16 | 0 | 1 | 10 | 0 | 1 | 21 | 4 | A | 7 | 4 | A | 7 | 23.9 | A | 7 | 7.2 | A | 7 | 34 | A | 7 | 838 | A | 7 | 160 | A | 7 | 3.6 | A | 7 | 64000 | B | 7 | 77777 | A | 7 | 1.5 | E | 8 | 0.098 | F | 8 | 0.19 | F | 8 | 0 | 1 | D | 9 | 0 | C | 8
1994-06-29 | 21:00 | 0 | 0 | 0 | 1 | 0 | 0 | 1 | 0 | 0 | 1 | 0 | 0 | 1 | 0 | 0 | 1 | 0 | 0 | 1 | 0 | 0 | 1 | 0 | 2 | A | 7 | 2 | A | 7 | 22.8 | A | 7 | 7.2 | A | 7 | 37 | A | 7 | 838 | A | 7 | 190 | A | 7 | 6.2 | A | 7 | 40000 | B | 7 | 77777 | A | 7 | 1.5 | E | 8 | 0.098 | F | 8 | 0.19 | F | 8 | 0 | 1 | D | 9 | 0 | C | 8
1994-06-29 | 22:00 | 0 | 0 | 0 | 1 | 0 | 0 | 1 | 0 | 0 | 1 | 0 | 0 | 1 | 0 | 0 | 1 | 0 | 0 | 1 | 0 | 0 | 1 | 0 | 3 | A | 7 | 3 | A | 7 | 22.8 | A | 7 | 7.2 | A | 7 | 37 | A | 7 | 838 | A | 7 | 190 | A | 7 | 5.7 | A | 7 | 40000 | B | 7 | 77777 | A | 7 | 1.5 | E | 8 | 0.098 | F | 8 | 0.19 | F | 8 | 0 | 1 | D | 9 | 0 | C | 8
1994-06-29 | 23:00 | 0 | 0 | 0 | 1 | 0 | 0 | 1 | 0 | 0 | 1 | 0 | 0 | 1 | 0 | 0 | 1 | 0 | 0 | 1 | 0 | 0 | 1 | 0 | 1 | A | 7 | 1 | A | 7 | 23.3 | A | 7 | 6.1 | A | 7 | 33 | A | 7 | 838 | A | 7 | 180 | A | 7 | 2.6 | A | 7 | 40000 | B | 7 | 77777 | A | 7 | 1.5 | E | 8 | 0.098 | F | 8 | 0.19 | F | 8 | 0 | 1 | D | 9 | 0 | C | 8
1994-06-29 | 24:00 | 0 | 0 | 0 | 1 | 0 | 0 | 1 | 0 | 0 | 1 | 0 | 0 | 1 | 0 | 0 | 1 | 0 | 0 | 1 | 0 | 0 | 1 | 0 | 1 | A | 7 | 1 | A | 7 | 20.6 | A | 7 | 6.7 | A | 7 | 40 | A | 7 | 838 | A | 7 | 200 | A | 7 | 3.1 | A | 7 | 40000 | B | 7 | 77777 | A | 7 | 1.5 | E | 8 | 0.098 | F | 8 | 0.19 | F | 8 | 0 | 1 | D | 9 | 0 | C | 8
1994-06-30 | 1:00 | 0 | 0 | 0 | 1 | 0 | 0 | 1 | 0 | 0 | 1 | 0 | 0 | 1 | 0 | 0 | 1 | 0 | 0 | 1 | 0 | 0 | 1 | 0 | 0 | A | 7 | 0 | A | 7 | 18.9 | A | 7 | 7.2 | A | 7 | 47 | A | 7 | 837 | A | 7 | 160 | A | 7 | 3.1 | A | 7 | 40000 | B | 7 | 77777 | A | 7 | 1.5 | E | 8 | 0.097 | F | 8 | 0.19 | F | 8 | 0 | 1 | D | 9 | 0 | C | 8
1994-06-30 | 2:00 | 0 | 0 | 0 | 1 | 0 | 0 | 1 | 0 | 0 | 1 | 0 | 0 | 1 | 0 | 0 | 1 | 0 | 0 | 1 | 0 | 0 | 1 | 0 | 0 | A | 7 | 0 | A | 7 | 18.9 | A | 7 | 5.6 | A | 7 | 42 | A | 7 | 837 | A | 7 | 170 | A | 7 | 2.1 | A | 7 | 40000 | B | 7 | 77777 | A | 7 | 1.5 | E | 8 | 0.097 | F | 8 | 0.19 | F | 8 | 0 | 1 | D | 9 | 0 | C | 8
1994-06-30 | 3:00 | 0 | 0 | 0 | 1 | 0 | 0 | 1 | 0 | 0 | 1 | 0 | 0 | 1 | 0 | 0 | 1 | 0 | 0 | 1 | 0 | 0 | 1 | 0 | 0 | A | 7 | 0 | A | 7 | 17.8 | A | 7 | 5.6 | A | 7 | 45 | A | 7 | 838 | A | 7 | 140 | A | 7 | 2.6 | A | 7 | 40000 | B | 7 | 77777 | A | 7 | 1.5 | E | 8 | 0.097 | F | 8 | 0.19 | F | 8 | 0 | 1 | D | 9 | 0 | C | 8
1994-06-30 | 4:00 | 0 | 0 | 0 | 1 | 0 | 0 | 1 | 0 | 0 | 1 | 0 | 0 | 1 | 0 | 0 | 1 | 0 | 0 | 1 | 0 | 0 | 1 | 0 | 0 | A | 7 | 0 | A | 7 | 17.8 | A | 7 | 5.6 | A | 7 | 45 | A | 7 | 838 | A | 7 | 200 | A | 7 | 3.1 | A | 7 | 64000 | B | 7 | 77777 | A | 7 | 1.4 | E | 8 | 0.097 | F | 8 | 0.19 | F | 8 | 0 | 1 | D | 9 | 0 | C | 8
1994-06-30 | 5:00 | 18 | 540 | 4 | 1 | 10 | 42 | 1 | 16 | 3 | 1 | 10 | 0 | 1 | 10 | 0 | 1 | 16 | 0 | 1 | 10 | 0 | 1 | 21 | 0 | A | 7 | 0 | A | 7 | 18.9 | A | 7 | 3.9 | A | 7 | 37 | A | 7 | 838 | A | 7 | 190 | A | 7 | 5.2 | A | 7 | 112000 | B | 7 | 77777 | A | 7 | 1.4 | E | 8 | 0.097 | F | 8 | 0.19 | F | 8 | 0 | 1 | D | 9 | 0 | C | 8
1994-06-30 | 6:00 | 205 | 1321 | 101 | 1 | 10 | 436 | 1 | 16 | 33 | 1 | 10 | 104 | 1 | 10 | 303 | 1 | 16 | 57 | 1 | 10 | 61 | 1 | 21 | 0 | A | 7 | 0 | A | 7 | 21.1 | A | 7 | 4.4 | A | 7 | 33 | A | 7 | 839 | A | 7 | 170 | A | 7 | 3.6 | A | 7 | 112000 | B | 7 | 77777 | A | 7 | 1.4 | E | 8 | 0.097 | F | 8 | 0.19 | F | 8 | 0 | 1 | D | 9 | 0 | C | 8
1994-06-30 | 7:00 | 447 | 1321 | 287 | 1 | 10 | 690 | 1 | 16 | 54 | 1 | 10 | 301 | 1 | 10 | 636 | 1 | 16 | 86 | 1 | 10 | 113 | 1 | 21 | 0 | A | 7 | 0 | A | 7 | 24.4 | A | 7 | 5.6 | A | 7 | 30 | A | 7 | 839 | A | 7 | 180 | A | 7 | 2.1 | A | 7 | 112000 | B | 7 | 77777 | A | 7 | 1.5 | E | 8 | 0.097 | F | 8 | 0.19 | F | 8 | 0 | 1 | D | 9 | 0 | C | 8
1994-06-30 | 8:00 | 681 | 1321 | 490 | 1 | 10 | 809 | 1 | 16 | 73 | 1 | 10 | 525 | 1 | 10 | 802 | 1 | 16 | 111 | 1 | 10 | 169 | 1 | 21 | 0 | A | 7 | 0 | A | 7 | 27.8 | A | 7 | 5 | A | 7 | 23 | A | 7 | 839 | A | 7 | 210 | A | 7 | 3.6 | A | 7 | 112000 | B | 7 | 77777 | A | 7 | 1.5 | E | 8 | 0.097 | F | 8 | 0.19 | F | 8 | 0 | 1 | D | 9 | 0 | C | 8
1994-06-30 | 9:00 | 892 | 1321 | 680 | 1 | 10 | 874 | 1 | 16 | 89 | 1 | 10 | 708 | 1 | 10 | 870 | 1 | 16 | 119 | 1 | 10 | 221 | 1 | 21 | 0 | A | 7 | 0 | A | 7 | 30.6 | A | 7 | 0.6 | A | 7 | 15 | A | 7 | 839 | A | 7 | 210 | A | 7 | 1.5 | A | 7 | 112000 | B | 7 | 77777 | A | 7 | 1.5 | E | 8 | 0.097 | F | 8 | 0.19 | F | 8 | 0 | 1 | D | 9 | 0 | C | 8
1994-06-30 | 10:00 | 1066 | 1321 | 790 | 1 | 10 | 850 | 1 | 16 | 104 | 1 | 10 | 818 | 1 | 10 | 851 | 1 | 16 | 131 | 1 | 10 | 326 | 1 | 21 | 1 | A | 7 | 1 | A | 7 | 32.8 | A | 7 | -0.6 | A | 7 | 12 | A | 7 | 838 | A | 7 | 80 | A | 7 | 2.1 | A | 7 | 112000 | B | 7 | 77777 | A | 7 | 1.5 | E | 8 | 0.097 | F | 8 | 0.19 | F | 8 | 0 | 1 | D | 9 | 0 | C | 8
1994-06-30 | 11:00 | 1189 | 1321 | 611 | 1 | 10 | 544 | 1 | 16 | 122 | 1 | 10 | 670 | 1 | 10 | 556 | 1 | 16 | 168 | 1 | 10 | 640 | 1 | 21 | 3 | A | 7 | 3 | A | 7 | 33.3 | A | 7 | -1.7 | A | 7 | 10 | A | 7 | 838 | A | 7 | 280 | A | 7 | 3.1 | A | 7 | 112000 | B | 7 | 77777 | A | 7 | 1.5 | E | 8 | 0.097 | F | 8 | 0.19 | F | 8 | 0 | 1 | D | 9 | 0 | C | 8
1994-06-30 | 12:00 | 1254 | 1321 | 991 | 1 | 10 | 913 | 1 | 16 | 124 | 1 | 10 | 1020 | 1 | 10 | 916 | 1 | 16 | 149 | 1 | 10 | 739 | 1 | 21 | 2 | A | 7 | 2 | A | 7 | 35 | A | 7 | -2.8 | A | 7 | 9 | A | 7 | 837 | A | 7 | 340 | A | 7 | 8.2 | A | 7 | 112000 | B | 7 | 77777 | A | 7 | 1.5 | E | 8 | 0.097 | F | 8 | 0.19 | F | 8 | 0 | 1 | D | 9 | 0 | C | 8
1994-06-30 | 13:00 | 1256 | 1321 | 879 | 1 | 10 | 765 | 1 | 16 | 152 | 1 | 10 | 949 | 1 | 10 | 778 | 1 | 16 | 208 | 1 | 10 | 1082 | 1 | 21 | 4 | A | 7 | 3 | A | 7 | 34.4 | A | 7 | -1.7 | A | 7 | 10 | A | 7 | 837 | A | 7 | 310 | A | 7 | 2.6 | A | 7 | 112000 | B | 7 | 77777 | A | 7 | 1.5 | E | 8 | 0.097 | F | 8 | 0.19 | F | 8 | 0 | 1 | D | 9 | 0 | C | 8
1994-06-30 | 14:00 | 1196 | 1321 | 873 | 1 | 10 | 796 | 1 | 16 | 151 | 1 | 10 | 934 | 1 | 10 | 808 | 1 | 16 | 202 | 1 | 10 | 790 | 1 | 21 | 4 | A | 7 | 2 | A | 7 | 35.6 | A | 7 | -0.6 | A | 7 | 10 | A | 7 | 836 | A | 7 | 10 | A | 7 | 5.2 | A | 7 | 112000 | B | 7 | 77777 | A | 7 | 1.5 | E | 8 | 0.097 | F | 8 | 0.19 | F | 8 | 0 | 1 | D | 9 | 0 | C | 8
1994-06-30 | 15:00 | 1077 | 1321 | 645 | 1 | 10 | 561 | 1 | 16 | 188 | 1 | 10 | 690 | 1 | 10 | 574 | 1 | 16 | 221 | 1 | 10 | 710 | 1 | 21 | 6 | A | 7 | 3 | A | 7 | 36.1 | A | 7 | -0.6 | A | 7 | 10 | A | 7 | 836 | A | 7 | 310 | A | 7 | 5.2 | A | 7 | 112000 | B | 7 | 77777 | A | 7 | 1.5 | E | 8 | 0.097 | F | 8 | 0.19 | F | 8 | 0 | 1 | D | 9 | 0 | C | 8
1994-06-30 | 16:00 | 907 | 1321 | 631 | 1 | 10 | 669 | 1 | 16 | 171 | 1 | 10 | 665 | 1 | 10 | 677 | 1 | 16 | 200 | 1 | 10 | 463 | 1 | 21 | 5 | A | 7 | 4 | A | 7 | 36.7 | A | 7 | -1.7 | A | 7 | 9 | A | 7 | 836 | A | 7 | 310 | A | 7 | 4.1 | A | 7 | 112000 | B | 7 | 77777 | A | 7 | 1.5 | E | 8 | 0.097 | F | 8 | 0.19 | F | 8 | 0 | 1 | D | 9 | 0 | C | 8
1994-06-30 | 17:00 | 698 | 1321 | 431 | 1 | 10 | 492 | 1 | 16 | 171 | 1 | 10 | 458 | 1 | 10 | 497 | 1 | 16 | 195 | 1 | 10 | 369 | 1 | 21 | 5 | A | 7 | 5 | A | 7 | 35 | A | 7 | -1.7 | A | 7 | 9 | A | 7 | 836 | A | 7 | 350 | A | 7 | 4.1 | A | 7 | 112000 | B | 7 | 77777 | A | 7 | 1.5 | E | 8 | 0.097 | F | 8 | 0.19 | F | 8 | 0 | 1 | D | 9 | 0 | C | 8
1994-06-30 | 18:00 | 464 | 1321 | 233 | 1 | 10 | 372 | 1 | 16 | 102 | 1 | 10 | 247 | 1 | 10 | 346 | 1 | 16 | 126 | 1 | 10 | 192 | 1 | 21 | 4 | A | 7 | 4 | A | 7 | 32.8 | A | 7 | -0.6 | A | 7 | 12 | A | 7 | 836 | A | 7 | 50 | A | 7 | 4.1 | A | 7 | 96000 | B | 7 | 77777 | A | 7 | 1.5 | E | 8 | 0.097 | F | 8 | 0.19 | F | 8 | 0 | 1 | D | 9 | 0 | C | 8
1994-06-30 | 19:00 | 223 | 1321 | 58 | 1 | 10 | 109 | 1 | 16 | 39 | 1 | 10 | 63 | 1 | 10 | 75 | 1 | 16 | 50 | 1 | 10 | 68 | 1 | 21 | 6 | A | 7 | 5 | A | 7 | 31.1 | A | 7 | -0.6 | A | 7 | 13 | A | 7 | 836 | A | 7 | 60 | A | 7 | 3.6 | A | 7 | 96000 | B | 7 | 8534 | A | 7 | 1.5 | E | 8 | 0.097 | F | 8 | 0.19 | F | 8 | 0 | 1 | D | 9 | 0 | C | 8
1994-06-30 | 20:00 | 25 | 650 | 6 | 1 | 10 | 24 | 1 | 16 | 5 | 1 | 10 | 0 | 1 | 10 | 0 | 1 | 16 | 0 | 1 | 10 | 0 | 1 | 21 | 7 | A | 7 | 7 | A | 7 | 28.3 | A | 7 | 0.6 | A | 7 | 17 | A | 7 | 837 | A | 7 | 140 | A | 7 | 2.6 | A | 7 | 64000 | B | 7 | 3658 | A | 7 | 1.5 | E | 8 | 0.097 | F | 8 | 0.19 | F | 8 | 0 | 1 | D | 9 | 0 | C | 8
1994-06-30 | 21:00 | 0 | 0 | 0 | 1 | 0 | 0 | 1 | 0 | 0 | 1 | 0 | 0 | 1 | 0 | 0 | 1 | 0 | 0 | 1 | 0 | 0 | 1 | 0 | 5 | A | 7 | 5 | A | 7 | 28.3 | A | 7 | 1.1 | A | 7 | 17 | A | 7 | 837 | A | 7 | 170 | A | 7 | 5.7 | A | 7 | 40000 | B | 7 | 77777 | A | 7 | 1.5 | E | 8 | 0.097 | F | 8 | 0.19 | F | 8 | 0 | 1 | D | 9 | 0 | C | 8
1994-06-30 | 22:00 | 0 | 0 | 0 | 1 | 0 | 0 | 1 | 0 | 0 | 1 | 0 | 0 | 1 | 0 | 0 | 1 | 0 | 0 | 1 | 0 | 0 | 1 | 0 | 2 | A | 7 | 2 | A | 7 | 26.5 | A | 7 | 2 | A | 7 | 20 | A | 7 | 837 | A | 7 | 150 | A | 7 | 5.3 | A | 7 | 40000 | B | 7 | 77777 | A | 7 | 1.5 | E | 8 | 0.097 | F | 8 | 0.19 | F | 8 | 0 | 1 | D | 9 | 0 | C | 8
1994-06-30 | 23:00 | 0 | 0 | 0 | 1 | 0 | 0 | 1 | 0 | 0 | 1 | 0 | 0 | 1 | 0 | 0 | 1 | 0 | 0 | 1 | 0 | 0 | 1 | 0 | 0 | A | 7 | 0 | A | 7 | 24.7 | A | 7 | 2.8 | A | 7 | 25 | A | 7 | 837 | A | 7 | 190 | A | 7 | 4.8 | A | 7 | 40000 | B | 7 | 77777 | A | 7 | 1.5 | E | 8 | 0.097 | F | 8 | 0.19 | F | 8 | 0 | 1 | D | 9 | 0 | C | 8
1994-06-30 | 24:00 | 0 | 0 | 0 | 1 | 0 | 0 | 1 | 0 | 0 | 1 | 0 | 0 | 1 | 0 | 0 | 1 | 0 | 0 | 1 | 0 | 0 | 1 | 0 | 5 | A | 7 | 5 | A | 7 | 22.9 | A | 7 | 3.7 | A | 7 | 27 | A | 7 | 837 | A | 7 | 190 | A | 7 | 4.4 | A | 7 | 40000 | B | 7 | 77777 | A | 7 | 1.5 | E | 8 | 0.097 | F | 8 | 0.19 | F | 8 | 0 | 1 | D | 9 | 0 | C | 8
1991-07-01 | 1:00 | 0 | 0 | 0 | 1 | 0 | 0 | 1 | 0 | 0 | 1 | 0 | 0 | 1 | 0 | 0 | 1 | 0 | 0 | 1 | 0 | 0 | 1 | 0 | 0 | A | 7 | 0 | A | 7 | 21 | A | 7 | 4.6 | A | 7 | 56 | A | 7 | 838 | A | 7 | 180 | A | 7 | 3.9 | A | 7 | 32000 | B | 7 | 77777 | A | 7 | 1.6 | E | 8 | 0.089 | F | 8 | 0.2 | F | 8 | 0 | 1 | D | 9 | 0 | C | 8
1991-07-01 | 2:00 | 0 | 0 | 0 | 1 | 0 | 0 | 1 | 0 | 0 | 1 | 0 | 0 | 1 | 0 | 0 | 1 | 0 | 0 | 1 | 0 | 0 | 1 | 0 | 1 | A | 7 | 1 | A | 7 | 19.2 | A | 7 | 5.5 | A | 7 | 54 | A | 7 | 838 | A | 7 | 170 | A | 7 | 3.5 | A | 7 | 32000 | B | 7 | 77777 | A | 7 | 1.5 | E | 8 | 0.089 | F | 8 | 0.2 | F | 8 | 0 | 1 | D | 9 | 0 | C | 8
1991-07-01 | 3:00 | 0 | 0 | 0 | 1 | 0 | 0 | 1 | 0 | 0 | 1 | 0 | 0 | 1 | 0 | 0 | 1 | 0 | 0 | 1 | 0 | 0 | 1 | 0 | 1 | A | 7 | 1 | A | 7 | 17.4 | A | 7 | 6.3 | A | 7 | 64 | A | 7 | 839 | A | 7 | 130 | A | 7 | 3 | A | 7 | 32000 | B | 7 | 77777 | A | 7 | 1.5 | E | 8 | 0.089 | F | 8 | 0.2 | F | 8 | 0 | 1 | D | 9 | 0 | C | 8
1991-07-01 | 4:00 | 0 | 0 | 0 | 1 | 0 | 0 | 1 | 0 | 0 | 1 | 0 | 0 | 1 | 0 | 0 | 1 | 0 | 0 | 1 | 0 | 0 | 1 | 0 | 5 | A | 7 | 4 | A | 7 | 15.6 | A | 7 | 7.2 | A | 7 | 57 | A | 7 | 839 | A | 7 | 100 | A | 7 | 2.6 | A | 7 | 48000 | B | 7 | 77777 | A | 7 | 1.5 | E | 8 | 0.089 | F | 8 | 0.2 | F | 8 | 0 | 1 | D | 9 | 0 | C | 8
1991-07-01 | 5:00 | 17 | 540 | 3 | 1 | 10 | 12 | 1 | 16 | 2 | 1 | 10 | 0 | 1 | 10 | 0 | 1 | 16 | 0 | 1 | 10 | 0 | 1 | 21 | 1 | A | 7 | 1 | A | 7 | 13.9 | A | 7 | 6.7 | A | 7 | 62 | A | 7 | 840 | A | 7 | 90 | A | 7 | 2.6 | A | 7 | 80000 | B | 7 | 77777 | A | 7 | 1.5 | E | 8 | 0.089 | F | 8 | 0.2 | F | 8 | 0 | 1 | D | 9 | 0 | C | 8
1991-07-01 | 6:00 | 204 | 1321 | 92 | 1 | 10 | 334 | 1 | 16 | 40 | 1 | 10 | 93 | 1 | 10 | 228 | 1 | 16 | 58 | 1 | 10 | 71 | 1 | 21 | 0 | A | 7 | 0 | A | 7 | 16.1 | A | 7 | 6.7 | A | 7 | 54 | A | 7 | 841 | A | 7 | 250 | A | 7 | 1.5 | A | 7 | 112000 | B | 7 | 77777 | A | 7 | 1.5 | E | 8 | 0.089 | F | 8 | 0.2 | F | 8 | 0 | 1 | D | 9 | 0 | C | 8
1991-07-01 | 7:00 | 445 | 1321 | 273 | 1 | 10 | 608 | 1 | 16 | 68 | 1 | 10 | 287 | 1 | 10 | 558 | 1 | 16 | 98 | 1 | 10 | 133 | 1 | 21 | 0 | A | 7 | 0 | A | 7 | 18.3 | A | 7 | 6.1 | A | 7 | 45 | A | 7 | 841 | A | 7 | 300 | A | 7 | 2.1 | A | 7 | 112000 | B | 7 | 77777 | A | 7 | 1.5 | E | 8 | 0.089 | F | 8 | 0.2 | F | 8 | 0 | 1 | D | 9 | 0 | C | 8
1991-07-01 | 8:00 | 680 | 1321 | 476 | 1 | 10 | 744 | 1 | 16 | 93 | 1 | 10 | 497 | 1 | 10 | 730 | 1 | 16 | 120 | 1 | 10 | 197 | 1 | 21 | 0 | A | 7 | 0 | A | 7 | 21.1 | A | 7 | 3.9 | A | 7 | 32 | A | 7 | 841 | A | 7 | 40 | A | 7 | 2.1 | A | 7 | 112000 | B | 7 | 77777 | A | 7 | 1.5 | E | 8 | 0.089 | F | 8 | 0.2 | F | 8 | 0 | 1 | D | 9 | 0 | C | 8
1991-07-01 | 9:00 | 891 | 1321 | 667 | 1 | 10 | 820 | 1 | 16 | 114 | 1 | 10 | 707 | 1 | 10 | 824 | 1 | 16 | 150 | 1 | 10 | 296 | 1 | 21 | 0 | A | 7 | 0 | A | 7 | 21.7 | A | 7 | 3.9 | A | 7 | 31 | A | 7 | 841 | A | 7 | 70 | A | 7 | 3.1 | A | 7 | 112000 | B | 7 | 77777 | A | 7 | 1.5 | E | 8 | 0.089 | F | 8 | 0.2 | F | 8 | 0 | 1 | D | 9 | 0 | C | 8
1991-07-01 | 10:00 | 1065 | 1321 | 825 | 1 | 10 | 864 | 1 | 16 | 128 | 1 | 10 | 849 | 1 | 10 | 863 | 1 | 16 | 152 | 1 | 10 | 356 | 1 | 21 | 0 | A | 7 | 0 | A | 7 | 23.3 | A | 7 | 5 | A | 7 | 30 | A | 7 | 840 | A | 7 | 50 | A | 7 | 2.1 | A | 7 | 112000 | B | 7 | 77777 | A | 7 | 1.6 | E | 8 | 0.089 | F | 8 | 0.2 | F | 8 | 0 | 1 | D | 9 | 0 | C | 8
1991-07-01 | 11:00 | 1188 | 1321 | 938 | 1 | 10 | 889 | 1 | 16 | 138 | 1 | 10 | 963 | 1 | 10 | 890 | 1 | 16 | 160 | 1 | 10 | 565 | 1 | 21 | 0 | A | 7 | 0 | A | 7 | 24.4 | A | 7 | 6.1 | A | 7 | 31 | A | 7 | 840 | A | 7 | 80 | A | 7 | 3.1 | A | 7 | 112000 | B | 7 | 77777 | A | 7 | 1.6 | E | 8 | 0.089 | F | 8 | 0.2 | F | 8 | 0 | 1 | D | 9 | 0 | C | 8
1991-07-01 | 12:00 | 1254 | 1321 | 998 | 1 | 10 | 901 | 1 | 16 | 143 | 1 | 10 | 1023 | 1 | 10 | 903 | 1 | 16 | 165 | 1 | 10 | 815 | 1 | 21 | 0 | A | 7 | 0 | A | 7 | 26.1 | A | 7 | 5.6 | A | 7 | 27 | A | 7 | 839 | A | 7 | 100 | A | 7 | 3.6 | A | 7 | 112000 | B | 7 | 77777 | A | 7 | 1.6 | E | 8 | 0.089 | F | 8 | 0.2 | F | 8 | 0 | 1 | D | 9 | 0 | C | 8
1991-07-01 | 13:00 | 1256 | 1321 | 1000 | 1 | 10 | 901 | 1 | 16 | 143 | 1 | 10 | 1025 | 1 | 10 | 903 | 1 | 16 | 165 | 1 | 10 | 829 | 1 | 21 | 0 | A | 7 | 0 | A | 7 | 27.2 | A | 7 | 4.4 | A | 7 | 23 | A | 7 | 838 | A | 7 | 120 | A | 7 | 4.1 | A | 7 | 112000 | B | 7 | 77777 | A | 7 | 1.6 | E | 8 | 0.089 | F | 8 | 0.2 | F | 8 | 0 | 1 | D | 9 | 0 | C | 8
1991-07-01 | 14:00 | 1196 | 1321 | 944 | 1 | 10 | 890 | 1 | 16 | 138 | 1 | 10 | 969 | 1 | 10 | 891 | 1 | 16 | 160 | 1 | 10 | 584 | 1 | 21 | 0 | A | 7 | 0 | A | 7 | 29.4 | A | 7 | 4.4 | A | 7 | 20 | A | 7 | 838 | A | 7 | 100 | A | 7 | 5.7 | A | 7 | 112000 | B | 7 | 77777 | A | 7 | 1.6 | E | 8 | 0.089 | F | 8 | 0.2 | F | 8 | 0 | 1 | D | 9 | 0 | C | 8
1991-07-01 | 15:00 | 1076 | 1321 | 835 | 1 | 10 | 866 | 1 | 16 | 129 | 1 | 10 | 859 | 1 | 10 | 866 | 1 | 16 | 153 | 1 | 10 | 369 | 1 | 21 | 0 | A | 7 | 0 | A | 7 | 29.4 | A | 7 | 3.3 | A | 7 | 19 | A | 7 | 837 | A | 7 | 70 | A | 7 | 3.1 | A | 7 | 112000 | B | 7 | 77777 | A | 7 | 1.6 | E | 8 | 0.089 | F | 8 | 0.2 | F | 8 | 0 | 1 | D | 9 | 0 | C | 8
1991-07-01 | 16:00 | 907 | 1321 | 637 | 1 | 10 | 677 | 1 | 16 | 172 | 1 | 10 | 672 | 1 | 10 | 685 | 1 | 16 | 201 | 1 | 10 | 466 | 1 | 21 | 3 | A | 7 | 3 | A | 7 | 29.4 | A | 7 | 3.3 | A | 7 | 19 | A | 7 | 837 | A | 7 | 50 | A | 7 | 3.1 | A | 7 | 96000 | B | 7 | 77777 | A | 7 | 1.6 | E | 8 | 0.089 | F | 8 | 0.2 | F | 8 | 0 | 1 | D | 9 | 0 | C | 8
1991-07-01 | 17:00 | 698 | 1321 | 455 | 1 | 10 | 608 | 1 | 16 | 134 | 1 | 10 | 475 | 1 | 10 | 601 | 1 | 16 | 158 | 1 | 10 | 289 | 1 | 21 | 5 | A | 7 | 2 | A | 7 | 30 | A | 7 | 3.9 | A | 7 | 19 | A | 7 | 837 | A | 7 | 60 | A | 7 | 4.1 | A | 7 | 96000 | B | 7 | 77777 | A | 7 | 1.6 | E | 8 | 0.089 | F | 8 | 0.2 | F | 8 | 0 | 1 | D | 9 | 0 | C | 8
1991-07-01 | 18:00 | 464 | 1321 | 172 | 1 | 10 | 51 | 1 | 16 | 154 | 1 | 10 | 188 | 1 | 10 | 48 | 1 | 16 | 171 | 1 | 10 | 409 | 1 | 21 | 8 | A | 7 | 8 | A | 7 | 28.3 | A | 7 | 3.3 | A | 7 | 20 | A | 7 | 837 | A | 7 | 60 | A | 7 | 4.1 | A | 7 | 96000 | B | 7 | 3658 | A | 7 | 1.7 | E | 8 | 0.089 | F | 8 | 0.2 | F | 8 | 0 | 1 | D | 9 | 0 | C | 8
1991-07-01 | 19:00 | 222 | 1321 | 67 | 1 | 10 | 104 | 1 | 16 | 49 | 1 | 10 | 71 | 1 | 10 | 71 | 1 | 16 | 59 | 1 | 10 | 89 | 1 | 21 | 6 | A | 7 | 6 | A | 7 | 26.1 | A | 7 | 5.6 | A | 7 | 27 | A | 7 | 838 | A | 7 | 30 | A | 7 | 6.2 | A | 7 | 96000 | B | 7 | 3658 | A | 7 | 1.7 | E | 8 | 0.089 | F | 8 | 0.2 | F | 8 | 0 | 1 | D | 9 | 0 | C | 8
1991-07-01 | 20:00 | 24 | 650 | 4 | 1 | 10 | 8 | 1 | 16 | 4 | 1 | 10 | 0 | 1 | 10 | 0 | 1 | 16 | 0 | 1 | 10 | 0 | 1 | 21 | 6 | A | 7 | 6 | A | 7 | 25 | A | 7 | 5 | A | 7 | 28 | A | 7 | 839 | A | 7 | 20 | A | 7 | 3.6 | A | 7 | 64000 | B | 7 | 3658 | A | 7 | 1.7 | E | 8 | 0.089 | F | 8 | 0.2 | F | 8 | 0 | 1 | D | 9 | 0 | C | 8
1991-07-01 | 21:00 | 0 | 0 | 0 | 1 | 0 | 0 | 1 | 0 | 0 | 1 | 0 | 0 | 1 | 0 | 0 | 1 | 0 | 0 | 1 | 0 | 0 | 1 | 0 | 2 | A | 7 | 2 | A | 7 | 22.2 | A | 7 | 5.6 | A | 7 | 34 | A | 7 | 840 | A | 7 | 360 | A | 7 | 2.1 | A | 7 | 32000 | B | 7 | 77777 | A | 7 | 1.7 | E | 8 | 0.089 | F | 8 | 0.2 | F | 8 | 0 | 1 | D | 9 | 0 | C | 8
1991-07-01 | 22:00 | 0 | 0 | 0 | 1 | 0 | 0 | 1 | 0 | 0 | 1 | 0 | 0 | 1 | 0 | 0 | 1 | 0 | 0 | 1 | 0 | 0 | 1 | 0 | 0 | A | 7 | 0 | A | 7 | 19.4 | A | 7 | 6.7 | A | 7 | 44 | A | 7 | 840 | A | 7 | 170 | A | 7 | 1.5 | A | 7 | 32000 | B | 7 | 77777 | A | 7 | 1.7 | E | 8 | 0.089 | F | 8 | 0.2 | F | 8 | 0 | 1 | D | 9 | 0 | C | 8
1991-07-01 | 23:00 | 0 | 0 | 0 | 1 | 0 | 0 | 1 | 0 | 0 | 1 | 0 | 0 | 1 | 0 | 0 | 1 | 0 | 0 | 1 | 0 | 0 | 1 | 0 | 4 | A | 7 | 4 | A | 7 | 20 | A | 7 | 6.1 | A | 7 | 40 | A | 7 | 840 | A | 7 | 350 | A | 7 | 3.1 | A | 7 | 32000 | B | 7 | 77777 | A | 7 | 1.7 | E | 8 | 0.089 | F | 8 | 0.2 | F | 8 | 0 | 1 | D | 9 | 0 | C | 8
1991-07-01 | 24:00 | 0 | 0 | 0 | 1 | 0 | 0 | 1 | 0 | 0 | 1 | 0 | 0 | 1 | 0 | 0 | 1 | 0 | 0 | 1 | 0 | 0 | 1 | 0 | 4 | A | 7 | 4 | A | 7 | 20.6 | A | 7 | 6.7 | A | 7 | 40 | A | 7 | 841 | A | 7 | 40 | A | 7 | 3.1 | A | 7 | 32000 | B | 7 | 77777 | A | 7 | 1.7 | E | 8 | 0.089 | F | 8 | 0.2 | F | 8 | 0 | 1 | D | 9 | 0 | C | 8
1991-07-02 | 1:00 | 0 | 0 | 0 | 1 | 0 | 0 | 1 | 0 | 0 | 1 | 0 | 0 | 1 | 0 | 0 | 1 | 0 | 0 | 1 | 0 | 0 | 1 | 0 | 3 | A | 7 | 3 | A | 7 | 17.2 | A | 7 | 7.8 | A | 7 | 54 | A | 7 | 841 | A | 7 | 340 | A | 7 | 2.6 | A | 7 | 32000 | B | 7 | 77777 | A | 7 | 1.7 | E | 8 | 0.089 | F | 8 | 0.2 | F | 8 | 0 | 1 | D | 9 | 0 | C | 8
1991-07-02 | 2:00 | 0 | 0 | 0 | 1 | 0 | 0 | 1 | 0 | 0 | 1 | 0 | 0 | 1 | 0 | 0 | 1 | 0 | 0 | 1 | 0 | 0 | 1 | 0 | 2 | A | 7 | 2 | A | 7 | 16.1 | A | 7 | 7.2 | A | 7 | 56 | A | 7 | 841 | A | 7 | 360 | A | 7 | 4.1 | A | 7 | 32000 | B | 7 | 77777 | A | 7 | 1.8 | E | 8 | 0.089 | F | 8 | 0.2 | F | 8 | 0 | 1 | D | 9 | 0 | C | 8
1991-07-02 | 3:00 | 0 | 0 | 0 | 1 | 0 | 0 | 1 | 0 | 0 | 1 | 0 | 0 | 1 | 0 | 0 | 1 | 0 | 0 | 1 | 0 | 0 | 1 | 0 | 0 | A | 7 | 0 | A | 7 | 14.4 | A | 7 | 7.2 | A | 7 | 62 | A | 7 | 842 | A | 7 | 350 | A | 7 | 4.1 | A | 7 | 32000 | B | 7 | 77777 | A | 7 | 1.8 | E | 8 | 0.089 | F | 8 | 0.2 | F | 8 | 0 | 1 | D | 9 | 0 | C | 8
1991-07-02 | 4:00 | 0 | 0 | 0 | 1 | 0 | 0 | 1 | 0 | 0 | 1 | 0 | 0 | 1 | 0 | 0 | 1 | 0 | 0 | 1 | 0 | 0 | 1 | 0 | 0 | A | 7 | 0 | A | 7 | 13.9 | A | 7 | 7.2 | A | 7 | 64 | A | 7 | 842 | A | 7 | 330 | A | 7 | 1.5 | A | 7 | 32000 | B | 7 | 77777 | A | 7 | 1.8 | E | 8 | 0.089 | F | 8 | 0.2 | F | 8 | 0 | 1 | D | 9 | 0 | C | 8
1991-07-02 | 5:00 | 16 | 540 | 4 | 1 | 10 | 48 | 1 | 16 | 2 | 1 | 10 | 0 | 1 | 10 | 0 | 1 | 16 | 0 | 1 | 10 | 0 | 1 | 21 | 0 | A | 7 | 0 | A | 7 | 14.4 | A | 7 | 6.7 | A | 7 | 60 | A | 7 | 843 | A | 7 | 350 | A | 7 | 1.5 | A | 7 | 96000 | B | 7 | 77777 | A | 7 | 1.8 | E | 8 | 0.089 | F | 8 | 0.2 | F | 8 | 0 | 1 | D | 9 | 0 | C | 8
1991-07-02 | 6:00 | 202 | 1321 | 100 | 1 | 10 | 452 | 1 | 16 | 31 | 1 | 10 | 101 | 1 | 10 | 326 | 1 | 16 | 52 | 1 | 10 | 59 | 1 | 21 | 0 | A | 7 | 0 | A | 7 | 17.2 | A | 7 | 7.8 | A | 7 | 54 | A | 7 | 843 | A | 7 | 10 | A | 7 | 1.5 | A | 7 | 96000 | B | 7 | 77777 | A | 7 | 1.8 | E | 8 | 0.089 | F | 8 | 0.2 | F | 8 | 0 | 1 | D | 9 | 0 | C | 8
1991-07-02 | 7:00 | 444 | 1321 | 285 | 1 | 10 | 700 | 1 | 16 | 50 | 1 | 10 | 301 | 1 | 10 | 647 | 1 | 16 | 84 | 1 | 10 | 107 | 1 | 21 | 0 | A | 7 | 0 | A | 7 | 18.9 | A | 7 | 7.8 | A | 7 | 48 | A | 7 | 843 | A | 7 | 30 | A | 7 | 3.1 | A | 7 | 112000 | B | 7 | 77777 | A | 7 | 1.8 | E | 8 | 0.089 | F | 8 | 0.2 | F | 8 | 0 | 1 | D | 9 | 0 | C | 8
1991-07-02 | 8:00 | 679 | 1321 | 483 | 1 | 11 | 771 | 1 | 16 | 87 | 1 | 11 | 508 | 1 | 11 | 759 | 1 | 16 | 117 | 1 | 11 | 189 | 1 | 22 | 4 | B | 8 | 0 | A | 7 | 20.6 | A | 7 | 7.8 | A | 7 | 44 | A | 7 | 843 | A | 7 | 30 | A | 7 | 2.1 | A | 7 | 96000 | B | 7 | 77777 | A | 7 | 1.8 | E | 8 | 0.089 | F | 8 | 0.2 | F | 8 | 0 | 1 | D | 9 | 0 | C | 8
1991-07-02 | 9:00 | 890 | 1321 | 588 | 1 | 10 | 568 | 1 | 16 | 204 | 1 | 10 | 635 | 1 | 10 | 589 | 1 | 16 | 237 | 1 | 10 | 537 | 1 | 21 | 8 | A | 7 | 6 | A | 7 | 21.7 | A | 7 | 9.4 | A | 7 | 45 | A | 7 | 843 | A | 7 | 20 | A | 7 | 4.1 | A | 7 | 96000 | B | 7 | 3353 | A | 7 | 1.8 | E | 8 | 0.089 | F | 8 | 0.2 | F | 8 | 0 | 1 | D | 9 | 0 | C | 8
1991-07-02 | 10:00 | 1064 | 1321 | 716 | 1 | 10 | 682 | 1 | 16 | 166 | 1 | 10 | 771 | 1 | 10 | 701 | 1 | 16 | 205 | 1 | 10 | 613 | 1 | 21 | 2 | A | 7 | 2 | A | 7 | 22.2 | A | 7 | 10.6 | A | 7 | 48 | A | 7 | 843 | A | 7 | 70 | A | 7 | 3.1 | A | 7 | 96000 | B | 7 | 77777 | A | 7 | 1.9 | E | 8 | 0.089 | F | 8 | 0.2 | F | 8 | 0 | 1 | D | 9 | 0 | C | 8
1991-07-02 | 11:00 | 1188 | 1321 | 883 | 1 | 10 | 853 | 1 | 16 | 116 | 1 | 10 | 911 | 1 | 10 | 856 | 1 | 16 | 141 | 1 | 10 | 507 | 1 | 21 | 1 | A | 7 | 1 | A | 7 | 23.9 | A | 7 | 10.6 | A | 7 | 43 | A | 7 | 842 | A | 7 | 50 | A | 7 | 4.1 | A | 7 | 96000 | B | 7 | 77777 | A | 7 | 1.9 | E | 8 | 0.089 | F | 8 | 0.2 | F | 8 | 0 | 1 | D | 9 | 0 | C | 8
1991-07-02 | 12:00 | 1253 | 1321 | 953 | 1 | 10 | 897 | 1 | 16 | 102 | 1 | 10 | 987 | 1 | 10 | 901 | 1 | 16 | 131 | 1 | 10 | 632 | 1 | 21 | 1 | A | 7 | 1 | A | 7 | 25 | A | 7 | 11.1 | A | 7 | 42 | A | 7 | 842 | A | 7 | 60 | A | 7 | 1.5 | A | 7 | 64000 | B | 7 | 77777 | A | 7 | 1.9 | E | 8 | 0.089 | F | 8 | 0.2 | F | 8 | 0 | 1 | D | 9 | 0 | C | 8
1991-07-02 | 13:00 | 1256 | 1321 | 857 | 1 | 10 | 682 | 1 | 16 | 209 | 1 | 10 | 927 | 1 | 10 | 701 | 1 | 16 | 260 | 1 | 10 | 1546 | 1 | 21 | 3 | A | 7 | 3 | A | 7 | 26.7 | A | 7 | 11.1 | A | 7 | 38 | A | 7 | 841 | A | 7 | 20 | A | 7 | 1.5 | A | 7 | 64000 | B | 7 | 77777 | A | 7 | 1.9 | E | 8 | 0.089 | F | 8 | 0.2 | F | 8 | 0 | 1 | D | 9 | 0 | C | 8
1991-07-02 | 14:00 | 1195 | 1321 | 897 | 1 | 10 | 852 | 1 | 16 | 126 | 1 | 10 | 924 | 1 | 10 | 854 | 1 | 16 | 149 | 1 | 10 | 553 | 1 | 21 | 2 | A | 7 | 2 | A | 7 | 27.2 | A | 7 | 10.6 | A | 7 | 35 | A | 7 | 841 | A | 7 | 20 | A | 7 | 3.6 | A | 7 | 64000 | B | 7 | 77777 | A | 7 | 1.9 | E | 8 | 0.089 | F | 8 | 0.2 | F | 8 | 0 | 1 | D | 9 | 0 | C | 8
1991-07-02 | 15:00 | 1076 | 1321 | 820 | 1 | 10 | 854 | 1 | 16 | 124 | 1 | 10 | 845 | 1 | 10 | 854 | 1 | 16 | 148 | 1 | 10 | 363 | 1 | 21 | 3 | A | 7 | 3 | A | 7 | 28.9 | A | 7 | 10 | A | 7 | 31 | A | 7 | 840 | A | 7 | 80 | A | 7 | 3.6 | A | 7 | 64000 | B | 7 | 77777 | A | 7 | 1.9 | E | 8 | 0.089 | F | 8 | 0.2 | F | 8 | 0 | 1 | D | 9 | 0 | C | 8
1991-07-02 | 16:00 | 907 | 1321 | 658 | 1 | 10 | 824 | 1 | 16 | 92 | 1 | 10 | 684 | 1 | 10 | 821 | 1 | 16 | 120 | 1 | 10 | 228 | 1 | 21 | 2 | A | 7 | 2 | A | 7 | 29.4 | A | 7 | 9.4 | A | 7 | 29 | A | 7 | 839 | A | 7 | 70 | A | 7 | 3.6 | A | 7 | 64000 | B | 7 | 77777 | A | 7 | 1.9 | E | 8 | 0.089 | F | 8 | 0.2 | F | 8 | 0 | 1 | D | 9 | 0 | C | 8
1991-07-02 | 17:00 | 698 | 1321 | 391 | 1 | 10 | 397 | 1 | 16 | 181 | 1 | 10 | 413 | 1 | 10 | 401 | 1 | 16 | 201 | 1 | 10 | 393 | 1 | 21 | 5 | A | 7 | 5 | A | 7 | 27.8 | A | 7 | 8.9 | A | 7 | 31 | A | 7 | 839 | A | 7 | 10 | A | 7 | 5.7 | A | 7 | 64000 | B | 7 | 77777 | A | 7 | 1.9 | E | 8 | 0.089 | F | 8 | 0.2 | F | 8 | 0 | 1 | D | 9 | 0 | C | 8
1991-07-02 | 18:00 | 464 | 1321 | 290 | 1 | 10 | 553 | 1 | 16 | 96 | 1 | 10 | 298 | 1 | 10 | 505 | 1 | 16 | 121 | 1 | 10 | 179 | 1 | 21 | 2 | A | 7 | 2 | A | 7 | 27.8 | A | 7 | 8.3 | A | 7 | 29 | A | 7 | 840 | A | 7 | 40 | A | 7 | 6.2 | A | 7 | 64000 | B | 7 | 77777 | A | 7 | 2 | E | 8 | 0.089 | F | 8 | 0.2 | F | 8 | 0 | 1 | D | 9 | 0 | C | 8
1991-07-02 | 19:00 | 222 | 1321 | 102 | 1 | 10 | 335 | 1 | 16 | 45 | 1 | 10 | 103 | 1 | 10 | 237 | 1 | 16 | 63 | 1 | 10 | 80 | 1 | 21 | 3 | A | 7 | 3 | A | 7 | 26.1 | A | 7 | 7.8 | A | 7 | 31 | A | 7 | 840 | A | 7 | 30 | A | 7 | 4.6 | A | 7 | 64000 | B | 7 | 77777 | A | 7 | 2 | E | 8 | 0.089 | F | 8 | 0.2 | F | 8 | 0 | 1 | D | 9 | 0 | C | 8
1991-07-02 | 20:00 | 24 | 650 | 5 | 1 | 10 | 37 | 1 | 16 | 4 | 1 | 10 | 0 | 1 | 10 | 0 | 1 | 16 | 0 | 1 | 10 | 0 | 1 | 21 | 7 | A | 7 | 7 | A | 7 | 24.4 | A | 7 | 7.2 | A | 7 | 33 | A | 7 | 840 | A | 7 | 360 | A | 7 | 3.6 | A | 7 | 48000 | B | 7 | 2438 | A | 7 | 2 | E | 8 | 0.089 | F | 8 | 0.2 | F | 8 | 0 | 1 | D | 9 | 0 | C | 8
1991-07-02 | 21:00 | 0 | 0 | 0 | 1 | 0 | 0 | 1 | 0 | 0 | 1 | 0 | 0 | 1 | 0 | 0 | 1 | 0 | 0 | 1 | 0 | 0 | 1 | 0 | 10 | A | 7 | 10 | A | 7 | 18.9 | A | 7 | 12.2 | A | 7 | 65 | A | 7 | 841 | A | 7 | 280 | A | 7 | 3.1 | A | 7 | 24000 | B | 7 | 2438 | A | 7 | 2 | E | 8 | 0.089 | F | 8 | 0.2 | F | 8 | 112 | 1 | D | 9 | 95 | C | 8
1991-07-02 | 22:00 | 0 | 0 | 0 | 1 | 0 | 0 | 1 | 0 | 0 | 1 | 0 | 0 | 1 | 0 | 0 | 1 | 0 | 0 | 1 | 0 | 0 | 1 | 0 | 7 | A | 7 | 7 | A | 7 | 17.2 | A | 7 | 12.2 | A | 7 | 72 | A | 7 | 842 | A | 7 | 130 | A | 7 | 2.6 | A | 7 | 32000 | B | 7 | 2591 | A | 7 | 2 | E | 8 | 0.089 | F | 8 | 0.2 | F | 8 | 30 | 1 | D | 9 | 80 | C | 8
1991-07-02 | 23:00 | 0 | 0 | 0 | 1 | 0 | 0 | 1 | 0 | 0 | 1 | 0 | 0 | 1 | 0 | 0 | 1 | 0 | 0 | 1 | 0 | 0 | 1 | 0 | 10 | A | 7 | 10 | A | 7 | 17.2 | A | 7 | 12.8 | A | 7 | 75 | A | 7 | 843 | A | 7 | 260 | A | 7 | 6.2 | A | 7 | 6400 | B | 7 | 1829 | A | 7 | 2 | E | 8 | 0.089 | F | 8 | 0.2 | F | 8 | 15 | 1 | D | 9 | 81 | C | 8
1991-07-02 | 24:00 | 0 | 0 | 0 | 1 | 0 | 0 | 1 | 0 | 0 | 1 | 0 | 0 | 1 | 0 | 0 | 1 | 0 | 0 | 1 | 0 | 0 | 1 | 0 | 7 | A | 7 | 7 | A | 7 | 16.1 | A | 7 | 13.9 | A | 7 | 87 | A | 7 | 843 | A | 7 | 180 | A | 7 | 3.1 | A | 7 | 32000 | B | 7 | 2896 | A | 7 | 2 | E | 8 | 0.089 | F | 8 | 0.2 | F | 8 | 0 | 1 | D | 9 | 17 | C | 8
1991-07-03 | 1:00 | 0 | 0 | 0 | 1 | 0 | 0 | 1 | 0 | 0 | 1 | 0 | 0 | 1 | 0 | 0 | 1 | 0 | 0 | 1 | 0 | 0 | 1 | 0 | 6 | A | 7 | 6 | A | 7 | 16.1 | A | 7 | 14.4 | A | 7 | 90 | A | 7 | 843 | A | 7 | 210 | A | 7 | 1.5 | A | 7 | 32000 | B | 7 | 7620 | A | 7 | 2 | E | 8 | 0.088 | F | 8 | 0.2 | F | 8 | 0 | 1 | D | 9 | 0 | C | 8
1991-07-03 | 2:00 | 0 | 0 | 0 | 1 | 0 | 0 | 1 | 0 | 0 | 1 | 0 | 0 | 1 | 0 | 0 | 1 | 0 | 0 | 1 | 0 | 0 | 1 | 0 | 8 | A | 7 | 8 | A | 7 | 16.1 | A | 7 | 14.4 | A | 7 | 90 | A | 7 | 843 | A | 7 | 180 | A | 7 | 1.5 | A | 7 | 32000 | B | 7 | 2743 | A | 7 | 2 | E | 8 | 0.088 | F | 8 | 0.2 | F | 8 | 0 | 1 | D | 9 | 80 | C | 8
1991-07-03 | 3:00 | 0 | 0 | 0 | 1 | 0 | 0 | 1 | 0 | 0 | 1 | 0 | 0 | 1 | 0 | 0 | 1 | 0 | 0 | 1 | 0 | 0 | 1 | 0 | 5 | A | 7 | 5 | A | 7 | 15.6 | A | 7 | 13.9 | A | 7 | 90 | A | 7 | 843 | A | 7 | 190 | A | 7 | 1.5 | A | 7 | 32000 | B | 7 | 77777 | A | 7 | 2.1 | E | 8 | 0.088 | F | 8 | 0.2 | F | 8 | 0 | 1 | D | 9 | 0 | C | 8
1991-07-03 | 4:00 | 0 | 0 | 0 | 1 | 0 | 0 | 1 | 0 | 0 | 1 | 0 | 0 | 1 | 0 | 0 | 1 | 0 | 0 | 1 | 0 | 0 | 1 | 0 | 5 | A | 7 | 4 | A | 7 | 15.6 | A | 7 | 13.3 | A | 7 | 86 | A | 7 | 843 | A | 7 | 160 | A | 7 | 3.1 | A | 7 | 48000 | B | 7 | 77777 | A | 7 | 2.1 | E | 8 | 0.088 | F | 8 | 0.2 | F | 8 | 0 | 1 | D | 9 | 0 | C | 8
1991-07-03 | 5:00 | 16 | 518 | 4 | 1 | 10 | 56 | 1 | 16 | 2 | 1 | 10 | 0 | 1 | 10 | 0 | 1 | 16 | 0 | 1 | 10 | 0 | 1 | 21 | 1 | A | 7 | 1 | A | 7 | 14.4 | A | 7 | 13.3 | A | 7 | 93 | A | 7 | 844 | A | 7 | 100 | A | 7 | 1.5 | A | 7 | 80000 | B | 7 | 77777 | A | 7 | 2.1 | E | 8 | 0.088 | F | 8 | 0.2 | F | 8 | 0 | 1 | D | 9 | 1 | C | 8
1991-07-03 | 6:00 | 200 | 1321 | 103 | 1 | 10 | 498 | 1 | 16 | 27 | 1 | 10 | 105 | 1 | 10 | 361 | 1 | 16 | 51 | 1 | 10 | 55 | 1 | 21 | 0 | A | 7 | 0 | A | 7 | 16.1 | A | 7 | 13.3 | A | 7 | 83 | A | 7 | 844 | A | 7 | 150 | A | 7 | 2.6 | A | 7 | 88000 | B | 7 | 77777 | A | 7 | 2.1 | E | 8 | 0.088 | F | 8 | 0.2 | F | 8 | 0 | 1 | D | 9 | 0 | C | 8
1991-07-03 | 7:00 | 442 | 1321 | 288 | 1 | 10 | 731 | 1 | 16 | 43 | 1 | 10 | 304 | 1 | 10 | 672 | 1 | 16 | 79 | 1 | 10 | 105 | 1 | 21 | 0 | A | 7 | 0 | A | 7 | 17.8 | A | 7 | 12.8 | A | 7 | 73 | A | 7 | 844 | A | 7 | 230 | A | 7 | 1.5 | A | 7 | 80000 | B | 7 | 77777 | A | 7 | 2.1 | E | 8 | 0.088 | F | 8 | 0.2 | F | 8 | 0 | 1 | D | 9 | 0 | C | 8
1991-07-03 | 8:00 | 677 | 1321 | 488 | 1 | 10 | 838 | 1 | 16 | 59 | 1 | 10 | 514 | 1 | 10 | 819 | 1 | 16 | 94 | 1 | 10 | 148 | 1 | 21 | 0 | A | 7 | 0 | A | 7 | 19.4 | A | 7 | 12.2 | A | 7 | 63 | A | 7 | 844 | A | 7 | 320 | A | 7 | 1.5 | A | 7 | 80000 | B | 7 | 77777 | A | 7 | 2 | E | 8 | 0.088 | F | 8 | 0.2 | F | 8 | 0 | 1 | D | 9 | 0 | C | 8
1991-07-03 | 9:00 | 889 | 1321 | 675 | 1 | 10 | 897 | 1 | 16 | 72 | 1 | 10 | 708 | 1 | 10 | 894 | 1 | 16 | 106 | 1 | 10 | 199 | 1 | 21 | 0 | A | 7 | 0 | A | 7 | 22.2 | A | 7 | 11.1 | A | 7 | 49 | A | 7 | 843 | A | 7 | 190 | A | 7 | 1 | A | 7 | 80000 | B | 7 | 77777 | A | 7 | 2 | E | 8 | 0.088 | F | 8 | 0.2 | F | 8 | 0 | 1 | D | 9 | 0 | C | 8
1991-07-03 | 10:00 | 1063 | 1321 | 830 | 1 | 10 | 931 | 1 | 16 | 81 | 1 | 10 | 867 | 1 | 10 | 934 | 1 | 16 | 114 | 1 | 10 | 280 | 1 | 21 | 0 | A | 7 | 0 | A | 7 | 22.8 | A | 7 | 11.1 | A | 7 | 48 | A | 7 | 843 | A | 7 | 180 | A | 7 | 2.1 | A | 7 | 88000 | B | 7 | 77777 | A | 7 | 2 | E | 8 | 0.088 | F | 8 | 0.2 | F | 8 | 0 | 1 | D | 9 | 0 | C | 8
1991-07-03 | 11:00 | 1187 | 1321 | 880 | 1 | 10 | 884 | 1 | 16 | 85 | 1 | 10 | 916 | 1 | 10 | 888 | 1 | 16 | 117 | 1 | 10 | 406 | 1 | 21 | 1 | A | 7 | 1 | A | 7 | 24.4 | A | 7 | 11.1 | A | 7 | 43 | A | 7 | 842 | A | 7 | 140 | A | 7 | 1.5 | A | 7 | 80000 | B | 7 | 77777 | A | 7 | 2 | E | 8 | 0.088 | F | 8 | 0.2 | F | 8 | 0 | 1 | D | 9 | 0 | C | 8
1991-07-03 | 12:00 | 1252 | 1321 | 962 | 1 | 10 | 921 | 1 | 16 | 88 | 1 | 10 | 1000 | 1 | 10 | 926 | 1 | 16 | 120 | 1 | 10 | 559 | 1 | 21 | 1 | A | 7 | 1 | A | 7 | 25.6 | A | 7 | 11.1 | A | 7 | 40 | A | 7 | 842 | A | 7 | 70 | A | 7 | 2.1 | A | 7 | 80000 | B | 7 | 77777 | A | 7 | 2 | E | 8 | 0.088 | F | 8 | 0.2 | F | 8 | 0 | 1 | D | 9 | 0 | C | 8
1991-07-03 | 13:00 | 1255 | 1321 | 973 | 1 | 10 | 933 | 1 | 16 | 87 | 1 | 10 | 1013 | 1 | 10 | 938 | 1 | 16 | 120 | 1 | 10 | 563 | 1 | 21 | 2 | A | 7 | 2 | A | 7 | 26.1 | A | 7 | 10.6 | A | 7 | 38 | A | 7 | 841 | A | 7 | 110 | A | 7 | 3.1 | A | 7 | 80000 | B | 7 | 77777 | A | 7 | 2 | E | 8 | 0.088 | F | 8 | 0.2 | F | 8 | 0 | 1 | D | 9 | 0 | C | 8
1991-07-03 | 14:00 | 1195 | 1321 | 877 | 1 | 10 | 780 | 1 | 16 | 171 | 1 | 10 | 927 | 1 | 10 | 787 | 1 | 16 | 214 | 1 | 10 | 873 | 1 | 21 | 3 | A | 7 | 3 | A | 7 | 27.2 | A | 7 | 10 | A | 7 | 34 | A | 7 | 841 | A | 7 | 140 | A | 7 | 4.1 | A | 7 | 80000 | B | 7 | 77777 | A | 7 | 1.9 | E | 8 | 0.088 | F | 8 | 0.2 | F | 8 | 0 | 1 | D | 9 | 0 | C | 8
1991-07-03 | 15:00 | 1076 | 1321 | 795 | 1 | 10 | 808 | 1 | 16 | 137 | 1 | 10 | 848 | 1 | 10 | 818 | 1 | 16 | 181 | 1 | 10 | 491 | 1 | 21 | 2 | A | 7 | 2 | A | 7 | 27.8 | A | 7 | 7.2 | A | 7 | 27 | A | 7 | 840 | A | 7 | 300 | A | 7 | 3.1 | A | 7 | 80000 | B | 7 | 77777 | A | 7 | 1.9 | E | 8 | 0.088 | F | 8 | 0.2 | F | 8 | 0 | 1 | D | 9 | 0 | C | 8
1991-07-03 | 16:00 | 906 | 1321 | 532 | 1 | 10 | 413 | 1 | 16 | 249 | 1 | 10 | 566 | 1 | 10 | 427 | 1 | 16 | 272 | 1 | 10 | 681 | 1 | 21 | 8 | A | 7 | 8 | A | 7 | 28.9 | A | 7 | 6.7 | A | 7 | 25 | A | 7 | 840 | A | 7 | 30 | A | 7 | 4.1 | A | 7 | 80000 | B | 7 | 2591 | A | 7 | 1.9 | E | 8 | 0.088 | F | 8 | 0.2 | F | 8 | 0 | 1 | D | 9 | 0 | C | 8
1991-07-03 | 17:00 | 697 | 1321 | 397 | 1 | 10 | 452 | 1 | 16 | 158 | 1 | 10 | 425 | 1 | 10 | 457 | 1 | 16 | 184 | 1 | 10 | 338 | 1 | 21 | 6 | A | 7 | 6 | A | 7 | 26.7 | A | 7 | 7.2 | A | 7 | 29 | A | 7 | 840 | A | 7 | 50 | A | 7 | 3.1 | A | 7 | 80000 | B | 7 | 9144 | A | 7 | 1.9 | E | 8 | 0.088 | F | 8 | 0.2 | F | 8 | 0 | 1 | D | 9 | 0 | C | 8
1991-07-03 | 18:00 | 464 | 1321 | 152 | 1 | 10 | 167 | 1 | 16 | 94 | 1 | 10 | 167 | 1 | 10 | 160 | 1 | 16 | 111 | 1 | 10 | 179 | 1 | 21 | 8 | A | 7 | 8 | A | 7 | 25.6 | A | 7 | 6.1 | A | 7 | 29 | A | 7 | 840 | A | 7 | 30 | A | 7 | 3.6 | A | 7 | 80000 | B | 7 | 9144 | A | 7 | 1.9 | E | 8 | 0.088 | F | 8 | 0.2 | F | 8 | 0 | 1 | D | 9 | 0 | C | 8
1991-07-03 | 19:00 | 222 | 1321 | 87 | 1 | 10 | 50 | 1 | 16 | 78 | 1 | 10 | 94 | 1 | 10 | 39 | 1 | 16 | 88 | 1 | 10 | 179 | 1 | 21 | 7 | A | 7 | 7 | A | 7 | 25 | A | 7 | 6.7 | A | 7 | 31 | A | 7 | 840 | A | 7 | 40 | A | 7 | 3.1 | A | 7 | 80000 | B | 7 | 9144 | A | 7 | 1.9 | E | 8 | 0.088 | F | 8 | 0.2 | F | 8 | 0 | 1 | D | 9 | 0 | C | 8
1991-07-03 | 20:00 | 24 | 628 | 5 | 1 | 10 | 40 | 1 | 16 | 4 | 1 | 10 | 0 | 1 | 10 | 0 | 1 | 16 | 0 | 1 | 10 | 0 | 1 | 21 | 6 | A | 7 | 6 | A | 7 | 22.2 | A | 7 | 11.7 | A | 7 | 51 | A | 7 | 841 | A | 7 | 0 | A | 7 | 0 | A | 7 | 48000 | B | 7 | 9144 | A | 7 | 1.8 | E | 8 | 0.088 | F | 8 | 0.2 | F | 8 | 0 | 1 | D | 9 | 0 | C | 8
1991-07-03 | 21:00 | 0 | 0 | 0 | 1 | 0 | 0 | 1 | 0 | 0 | 1 | 0 | 0 | 1 | 0 | 0 | 1 | 0 | 0 | 1 | 0 | 0 | 1 | 0 | 0 | A | 7 | 0 | A | 7 | 21.1 | A | 7 | 10 | A | 7 | 49 | A | 7 | 841 | A | 7 | 360 | A | 7 | 2.6 | A | 7 | 32000 | B | 7 | 77777 | A | 7 | 1.8 | E | 8 | 0.088 | F | 8 | 0.2 | F | 8 | 0 | 1 | D | 9 | 0 | C | 8
1991-07-03 | 22:00 | 0 | 0 | 0 | 1 | 0 | 0 | 1 | 0 | 0 | 1 | 0 | 0 | 1 | 0 | 0 | 1 | 0 | 0 | 1 | 0 | 0 | 1 | 0 | 0 | A | 7 | 0 | A | 7 | 18.9 | A | 7 | 10.6 | A | 7 | 59 | A | 7 | 841 | A | 7 | 190 | A | 7 | 1.5 | A | 7 | 32000 | B | 7 | 77777 | A | 7 | 1.8 | E | 8 | 0.088 | F | 8 | 0.2 | F | 8 | 0 | 1 | D | 9 | 0 | C | 8
1991-07-03 | 23:00 | 0 | 0 | 0 | 1 | 0 | 0 | 1 | 0 | 0 | 1 | 0 | 0 | 1 | 0 | 0 | 1 | 0 | 0 | 1 | 0 | 0 | 1 | 0 | 0 | A | 7 | 0 | A | 7 | 18.9 | A | 7 | 10.6 | A | 7 | 59 | A | 7 | 841 | A | 7 | 290 | A | 7 | 1.5 | A | 7 | 32000 | B | 7 | 77777 | A | 7 | 1.8 | E | 8 | 0.088 | F | 8 | 0.2 | F | 8 | 0 | 1 | D | 9 | 2 | C | 8
1991-07-03 | 24:00 | 0 | 0 | 0 | 1 | 0 | 0 | 1 | 0 | 0 | 1 | 0 | 0 | 1 | 0 | 0 | 1 | 0 | 0 | 1 | 0 | 0 | 1 | 0 | 0 | A | 7 | 0 | A | 7 | 17.2 | A | 7 | 10.6 | A | 7 | 65 | A | 7 | 841 | A | 7 | 0 | A | 7 | 0 | A | 7 | 32000 | B | 7 | 77777 | A | 7 | 1.8 | E | 8 | 0.088 | F | 8 | 0.2 | F | 8 | 0 | 1 | D | 9 | 0 | C | 8
1991-07-04 | 1:00 | 0 | 0 | 0 | 1 | 0 | 0 | 1 | 0 | 0 | 1 | 0 | 0 | 1 | 0 | 0 | 1 | 0 | 0 | 1 | 0 | 0 | 1 | 0 | 0 | A | 7 | 0 | A | 7 | 16.7 | A | 7 | 9.4 | A | 7 | 62 | A | 7 | 841 | A | 7 | 330 | A | 7 | 2.1 | A | 7 | 32000 | B | 7 | 77777 | A | 7 | 1.7 | E | 8 | 0.087 | F | 8 | 0.2 | F | 8 | 0 | 1 | D | 9 | 0 | C | 8
1991-07-04 | 2:00 | 0 | 0 | 0 | 1 | 0 | 0 | 1 | 0 | 0 | 1 | 0 | 0 | 1 | 0 | 0 | 1 | 0 | 0 | 1 | 0 | 0 | 1 | 0 | 0 | A | 7 | 0 | A | 7 | 15 | A | 7 | 11.1 | A | 7 | 77 | A | 7 | 841 | A | 7 | 180 | A | 7 | 2.1 | A | 7 | 32000 | B | 7 | 77777 | A | 7 | 1.7 | E | 8 | 0.087 | F | 8 | 0.2 | F | 8 | 0 | 1 | D | 9 | 0 | C | 8
1991-07-04 | 3:00 | 0 | 0 | 0 | 1 | 0 | 0 | 1 | 0 | 0 | 1 | 0 | 0 | 1 | 0 | 0 | 1 | 0 | 0 | 1 | 0 | 0 | 1 | 0 | 0 | A | 7 | 0 | A | 7 | 14.4 | A | 7 | 10.6 | A | 7 | 78 | A | 7 | 840 | A | 7 | 200 | A | 7 | 2.6 | A | 7 | 32000 | B | 7 | 77777 | A | 7 | 1.7 | E | 8 | 0.087 | F | 8 | 0.2 | F | 8 | 0 | 1 | D | 9 | 0 | C | 8
1991-07-04 | 4:00 | 0 | 0 | 0 | 1 | 0 | 0 | 1 | 0 | 0 | 1 | 0 | 0 | 1 | 0 | 0 | 1 | 0 | 0 | 1 | 0 | 0 | 1 | 0 | 0 | A | 7 | 0 | A | 7 | 15 | A | 7 | 8.9 | A | 7 | 67 | A | 7 | 840 | A | 7 | 200 | A | 7 | 2.6 | A | 7 | 32000 | B | 7 | 77777 | A | 7 | 1.7 | E | 8 | 0.087 | F | 8 | 0.2 | F | 8 | 0 | 1 | D | 9 | 0 | C | 8
1991-07-04 | 5:00 | 15 | 518 | 2 | 1 | 10 | 16 | 1 | 16 | 2 | 1 | 10 | 0 | 1 | 10 | 0 | 1 | 16 | 0 | 1 | 10 | 0 | 1 | 21 | 0 | A | 7 | 0 | A | 7 | 13.9 | A | 7 | 8.9 | A | 7 | 72 | A | 7 | 840 | A | 7 | 210 | A | 7 | 2.6 | A | 7 | 112000 | B | 7 | 77777 | A | 7 | 1.7 | E | 8 | 0.087 | F | 8 | 0.2 | F | 8 | 0 | 1 | D | 9 | 0 | C | 8
1991-07-04 | 6:00 | 199 | 1321 | 89 | 1 | 10 | 331 | 1 | 16 | 39 | 1 | 10 | 90 | 1 | 10 | 224 | 1 | 16 | 57 | 1 | 10 | 70 | 1 | 21 | 0 | A | 7 | 0 | A | 7 | 16.7 | A | 7 | 8.9 | A | 7 | 60 | A | 7 | 840 | A | 7 | 190 | A | 7 | 4.1 | A | 7 | 104000 | B | 7 | 77777 | A | 7 | 1.7 | E | 8 | 0.087 | F | 8 | 0.2 | F | 8 | 0 | 1 | D | 9 | 0 | C | 8
1991-07-04 | 7:00 | 440 | 1321 | 269 | 1 | 10 | 608 | 1 | 16 | 66 | 1 | 10 | 282 | 1 | 10 | 557 | 1 | 16 | 97 | 1 | 10 | 129 | 1 | 21 | 0 | A | 7 | 0 | A | 7 | 19.4 | A | 7 | 8.9 | A | 7 | 51 | A | 7 | 841 | A | 7 | 200 | A | 7 | 3.1 | A | 7 | 96000 | B | 7 | 77777 | A | 7 | 1.6 | E | 8 | 0.087 | F | 8 | 0.2 | F | 8 | 0 | 1 | D | 9 | 0 | C | 8
1991-07-04 | 8:00 | 675 | 1321 | 472 | 1 | 10 | 745 | 1 | 16 | 91 | 1 | 10 | 493 | 1 | 10 | 731 | 1 | 16 | 119 | 1 | 10 | 194 | 1 | 21 | 0 | A | 7 | 0 | A | 7 | 22.2 | A | 7 | 7.2 | A | 7 | 38 | A | 7 | 841 | A | 7 | 190 | A | 7 | 3.1 | A | 7 | 96000 | B | 7 | 77777 | A | 7 | 1.6 | E | 8 | 0.087 | F | 8 | 0.2 | F | 8 | 0 | 1 | D | 9 | 0 | C | 8
1991-07-04 | 9:00 | 887 | 1321 | 663 | 1 | 10 | 822 | 1 | 16 | 111 | 1 | 10 | 704 | 1 | 10 | 827 | 1 | 16 | 148 | 1 | 10 | 289 | 1 | 21 | 0 | A | 7 | 0 | A | 7 | 25 | A | 7 | 6.1 | A | 7 | 30 | A | 7 | 840 | A | 7 | 240 | A | 7 | 3.1 | A | 7 | 96000 | B | 7 | 77777 | A | 7 | 1.6 | E | 8 | 0.087 | F | 8 | 0.2 | F | 8 | 0 | 1 | D | 9 | 0 | C | 8
1991-07-04 | 10:00 | 1061 | 1321 | 822 | 1 | 10 | 867 | 1 | 16 | 126 | 1 | 10 | 848 | 1 | 10 | 867 | 1 | 16 | 150 | 1 | 10 | 350 | 1 | 21 | 0 | A | 7 | 0 | A | 7 | 27.8 | A | 7 | 4.4 | A | 7 | 22 | A | 7 | 840 | A | 7 | 320 | A | 7 | 1.5 | A | 7 | 112000 | B | 7 | 77777 | A | 7 | 1.6 | E | 8 | 0.087 | F | 8 | 0.2 | F | 8 | 0 | 1 | D | 9 | 0 | C | 8
1991-07-04 | 11:00 | 1186 | 1321 | 936 | 1 | 10 | 893 | 1 | 16 | 135 | 1 | 10 | 962 | 1 | 10 | 894 | 1 | 16 | 158 | 1 | 10 | 552 | 1 | 21 | 0 | A | 7 | 0 | A | 7 | 30 | A | 7 | -2.2 | A | 7 | 12 | A | 7 | 839 | A | 7 | 170 | A | 7 | 2.1 | A | 7 | 112000 | B | 7 | 77777 | A | 7 | 1.5 | E | 8 | 0.087 | F | 8 | 0.2 | F | 8 | 0 | 1 | D | 9 | 0 | C | 8
1991-07-04 | 12:00 | 1252 | 1321 | 850 | 1 | 10 | 722 | 1 | 16 | 165 | 1 | 10 | 908 | 1 | 10 | 732 | 1 | 16 | 213 | 1 | 10 | 1130 | 1 | 21 | 1 | A | 7 | 1 | A | 7 | 31.1 | A | 7 | -0.6 | A | 7 | 13 | A | 7 | 839 | A | 7 | 140 | A | 7 | 2.1 | A | 7 | 112000 | B | 7 | 77777 | A | 7 | 1.5 | E | 8 | 0.087 | F | 8 | 0.2 | F | 8 | 0 | 1 | D | 9 | 0 | C | 8
1991-07-04 | 13:00 | 1255 | 1321 | 952 | 1 | 10 | 854 | 1 | 16 | 140 | 1 | 10 | 976 | 1 | 10 | 856 | 1 | 16 | 161 | 1 | 10 | 810 | 1 | 21 | 1 | A | 7 | 1 | A | 7 | 32.2 | A | 7 | 0 | A | 7 | 13 | A | 7 | 838 | A | 7 | 340 | A | 7 | 3.1 | A | 7 | 112000 | B | 7 | 77777 | A | 7 | 1.5 | E | 8 | 0.087 | F | 8 | 0.2 | F | 8 | 0 | 1 | D | 9 | 0 | C | 8
1991-07-04 | 14:00 | 1195 | 1321 | 944 | 1 | 10 | 896 | 1 | 16 | 134 | 1 | 10 | 971 | 1 | 10 | 898 | 1 | 16 | 157 | 1 | 10 | 572 | 1 | 21 | 1 | A | 7 | 1 | A | 7 | 32.2 | A | 7 | -1.1 | A | 7 | 12 | A | 7 | 837 | A | 7 | 350 | A | 7 | 2.1 | A | 7 | 112000 | B | 7 | 77777 | A | 7 | 1.5 | E | 8 | 0.087 | F | 8 | 0.2 | F | 8 | 0 | 1 | D | 9 | 0 | C | 8
1991-07-04 | 15:00 | 1076 | 1321 | 779 | 1 | 10 | 804 | 1 | 16 | 124 | 1 | 10 | 803 | 1 | 10 | 804 | 1 | 16 | 147 | 1 | 10 | 363 | 1 | 21 | 1 | A | 7 | 1 | A | 7 | 32.8 | A | 7 | -0.6 | A | 7 | 12 | A | 7 | 837 | A | 7 | 140 | A | 7 | 2.6 | A | 7 | 112000 | B | 7 | 77777 | A | 7 | 1.5 | E | 8 | 0.087 | F | 8 | 0.2 | F | 8 | 0 | 1 | D | 9 | 0 | C | 8
1991-07-04 | 16:00 | 906 | 1321 | 655 | 1 | 10 | 747 | 1 | 16 | 142 | 1 | 10 | 700 | 1 | 10 | 763 | 1 | 16 | 176 | 1 | 10 | 393 | 1 | 21 | 1 | A | 7 | 1 | A | 7 | 32.8 | A | 7 | -0.6 | A | 7 | 12 | A | 7 | 836 | A | 7 | 230 | A | 7 | 1.5 | A | 7 | 112000 | B | 7 | 77777 | A | 7 | 1.4 | E | 8 | 0.087 | F | 8 | 0.2 | F | 8 | 0 | 1 | D | 9 | 0 | C | 8
1991-07-04 | 17:00 | 697 | 1321 | 479 | 1 | 10 | 707 | 1 | 16 | 105 | 1 | 10 | 508 | 1 | 10 | 706 | 1 | 16 | 135 | 1 | 10 | 234 | 1 | 21 | 1 | A | 7 | 1 | A | 7 | 32.8 | A | 7 | -1.1 | A | 7 | 11 | A | 7 | 836 | A | 7 | 110 | A | 7 | 2.1 | A | 7 | 112000 | B | 7 | 77777 | A | 7 | 1.4 | E | 8 | 0.087 | F | 8 | 0.2 | F | 8 | 0 | 1 | D | 9 | 14 | C | 8
1991-07-04 | 18:00 | 463 | 1321 | 270 | 1 | 10 | 493 | 1 | 16 | 97 | 1 | 10 | 288 | 1 | 10 | 458 | 1 | 16 | 128 | 1 | 10 | 182 | 1 | 21 | 2 | A | 7 | 2 | A | 7 | 31.1 | A | 7 | 0 | A | 7 | 14 | A | 7 | 836 | A | 7 | 120 | A | 7 | 2.1 | A | 7 | 112000 | B | 7 | 77777 | A | 7 | 1.4 | E | 8 | 0.087 | F | 8 | 0.2 | F | 8 | 0 | 1 | D | 9 | 0 | C | 8
1991-07-04 | 19:00 | 221 | 1321 | 62 | 1 | 10 | 129 | 1 | 16 | 40 | 1 | 10 | 67 | 1 | 10 | 88 | 1 | 16 | 52 | 1 | 10 | 70 | 1 | 21 | 4 | A | 7 | 4 | A | 7 | 30 | A | 7 | 2.8 | A | 7 | 18 | A | 7 | 836 | A | 7 | 80 | A | 7 | 3.1 | A | 7 | 112000 | B | 7 | 77777 | A | 7 | 1.4 | E | 8 | 0.087 | F | 8 | 0.2 | F | 8 | 0 | 1 | D | 9 | 0 | C | 8
1991-07-04 | 20:00 | 24 | 628 | 5 | 1 | 10 | 24 | 1 | 16 | 4 | 1 | 10 | 0 | 1 | 10 | 0 | 1 | 16 | 0 | 1 | 10 | 0 | 1 | 21 | 2 | A | 7 | 2 | A | 7 | 26.1 | A | 7 | 2.8 | A | 7 | 22 | A | 7 | 836 | A | 7 | 110 | A | 7 | 2.1 | A | 7 | 80000 | B | 7 | 77777 | A | 7 | 1.3 | E | 8 | 0.087 | F | 8 | 0.2 | F | 8 | 0 | 1 | D | 9 | 0 | C | 8
1991-07-04 | 21:00 | 0 | 0 | 0 | 1 | 0 | 0 | 1 | 0 | 0 | 1 | 0 | 0 | 1 | 0 | 0 | 1 | 0 | 0 | 1 | 0 | 0 | 1 | 0 | 1 | A | 7 | 1 | A | 7 | 24.4 | A | 7 | 3.9 | A | 7 | 26 | A | 7 | 837 | A | 7 | 130 | A | 7 | 2.1 | A | 7 | 32000 | B | 7 | 77777 | A | 7 | 1.3 | E | 8 | 0.087 | F | 8 | 0.2 | F | 8 | 0 | 1 | D | 9 | 0 | C | 8
1991-07-04 | 22:00 | 0 | 0 | 0 | 1 | 0 | 0 | 1 | 0 | 0 | 1 | 0 | 0 | 1 | 0 | 0 | 1 | 0 | 0 | 1 | 0 | 0 | 1 | 0 | 0 | A | 7 | 0 | A | 7 | 23.3 | A | 7 | 5 | A | 7 | 30 | A | 7 | 836 | A | 7 | 160 | A | 7 | 2.6 | A | 7 | 32000 | B | 7 | 77777 | A | 7 | 1.3 | E | 8 | 0.087 | F | 8 | 0.2 | F | 8 | 0 | 1 | D | 9 | 0 | C | 8
1991-07-04 | 23:00 | 0 | 0 | 0 | 1 | 0 | 0 | 1 | 0 | 0 | 1 | 0 | 0 | 1 | 0 | 0 | 1 | 0 | 0 | 1 | 0 | 0 | 1 | 0 | 0 | A | 7 | 0 | A | 7 | 22.2 | A | 7 | 4.4 | A | 7 | 31 | A | 7 | 836 | A | 7 | 190 | A | 7 | 3.1 | A | 7 | 32000 | B | 7 | 77777 | A | 7 | 1.3 | E | 8 | 0.087 | F | 8 | 0.2 | F | 8 | 0 | 1 | D | 9 | 0 | C | 8
1991-07-04 | 24:00 | 0 | 0 | 0 | 1 | 0 | 0 | 1 | 0 | 0 | 1 | 0 | 0 | 1 | 0 | 0 | 1 | 0 | 0 | 1 | 0 | 0 | 1 | 0 | 0 | A | 7 | 0 | A | 7 | 20.6 | A | 7 | 3.9 | A | 7 | 33 | A | 7 | 836 | A | 7 | 180 | A | 7 | 4.1 | A | 7 | 32000 | B | 7 | 77777 | A | 7 | 1.3 | E | 8 | 0.087 | F | 8 | 0.2 | F | 8 | 0 | 1 | D | 9 | 0 | C | 8
1991-07-05 | 1:00 | 0 | 0 | 0 | 1 | 0 | 0 | 1 | 0 | 0 | 1 | 0 | 0 | 1 | 0 | 0 | 1 | 0 | 0 | 1 | 0 | 0 | 1 | 0 | 0 | A | 7 | 0 | A | 7 | 18.3 | A | 7 | 5 | A | 7 | 41 | A | 7 | 836 | A | 7 | 180 | A | 7 | 2.6 | A | 7 | 32000 | B | 7 | 77777 | A | 7 | 1.2 | E | 8 | 0.087 | F | 8 | 0.2 | F | 8 | 0 | 1 | D | 9 | 0 | C | 8
1991-07-05 | 2:00 | 0 | 0 | 0 | 1 | 0 | 0 | 1 | 0 | 0 | 1 | 0 | 0 | 1 | 0 | 0 | 1 | 0 | 0 | 1 | 0 | 0 | 1 | 0 | 0 | A | 7 | 0 | A | 7 | 19.4 | A | 7 | 3.3 | A | 7 | 34 | A | 7 | 835 | A | 7 | 180 | A | 7 | 3.6 | A | 7 | 32000 | B | 7 | 77777 | A | 7 | 1.2 | E | 8 | 0.087 | F | 8 | 0.2 | F | 8 | 0 | 1 | D | 9 | 0 | C | 8
1991-07-05 | 3:00 | 0 | 0 | 0 | 1 | 0 | 0 | 1 | 0 | 0 | 1 | 0 | 0 | 1 | 0 | 0 | 1 | 0 | 0 | 1 | 0 | 0 | 1 | 0 | 0 | A | 7 | 0 | A | 7 | 19.4 | A | 7 | 3.3 | A | 7 | 34 | A | 7 | 835 | A | 7 | 170 | A | 7 | 3.6 | A | 7 | 32000 | B | 7 | 77777 | A | 7 | 1.2 | E | 8 | 0.087 | F | 8 | 0.2 | F | 8 | 0 | 1 | D | 9 | 0 | C | 8
1991-07-05 | 4:00 | 0 | 0 | 0 | 1 | 0 | 0 | 1 | 0 | 0 | 1 | 0 | 0 | 1 | 0 | 0 | 1 | 0 | 0 | 1 | 0 | 0 | 1 | 0 | 0 | A | 7 | 0 | A | 7 | 18.9 | A | 7 | 2.8 | A | 7 | 34 | A | 7 | 835 | A | 7 | 210 | A | 7 | 4.1 | A | 7 | 40000 | B | 7 | 77777 | A | 7 | 1.2 | E | 8 | 0.087 | F | 8 | 0.2 | F | 8 | 0 | 1 | D | 9 | 0 | C | 8
1991-07-05 | 5:00 | 14 | 495 | 3 | 1 | 10 | 34 | 1 | 16 | 2 | 1 | 10 | 0 | 1 | 10 | 0 | 1 | 16 | 0 | 1 | 10 | 0 | 1 | 21 | 0 | A | 7 | 0 | A | 7 | 18.3 | A | 7 | 2.2 | A | 7 | 34 | A | 7 | 835 | A | 7 | 190 | A | 7 | 2.1 | A | 7 | 104000 | B | 7 | 77777 | A | 7 | 1.1 | E | 8 | 0.087 | F | 8 | 0.2 | F | 8 | 0 | 1 | D | 9 | 0 | C | 8
1991-07-05 | 6:00 | 197 | 1321 | 96 | 1 | 10 | 419 | 1 | 16 | 33 | 1 | 10 | 98 | 1 | 10 | 285 | 1 | 16 | 56 | 1 | 10 | 61 | 1 | 21 | 0 | A | 7 | 0 | A | 7 | 21.1 | A | 7 | 3.3 | A | 7 | 31 | A | 7 | 836 | A | 7 | 190 | A | 7 | 3.1 | A | 7 | 104000 | B | 7 | 77777 | A | 7 | 1.1 | E | 8 | 0.087 | F | 8 | 0.2 | F | 8 | 0 | 1 | D | 9 | 0 | C | 8
1991-07-05 | 7:00 | 438 | 1321 | 281 | 1 | 10 | 685 | 1 | 16 | 54 | 1 | 10 | 294 | 1 | 10 | 629 | 1 | 16 | 86 | 1 | 10 | 112 | 1 | 21 | 0 | A | 7 | 0 | A | 7 | 24.4 | A | 7 | 3.9 | A | 7 | 26 | A | 7 | 836 | A | 7 | 200 | A | 7 | 2.6 | A | 7 | 96000 | B | 7 | 77777 | A | 7 | 1.2 | E | 8 | 0.087 | F | 8 | 0.2 | F | 8 | 0 | 1 | D | 9 | 0 | C | 8
1991-07-05 | 8:00 | 674 | 1321 | 486 | 1 | 10 | 809 | 1 | 16 | 74 | 1 | 10 | 520 | 1 | 10 | 800 | 1 | 16 | 111 | 1 | 10 | 170 | 1 | 21 | 0 | A | 7 | 0 | A | 7 | 27.2 | A | 7 | 4.4 | A | 7 | 23 | A | 7 | 836 | A | 7 | 180 | A | 7 | 2.1 | A | 7 | 104000 | B | 7 | 77777 | A | 7 | 1.2 | E | 8 | 0.087 | F | 8 | 0.2 | F | 8 | 0 | 1 | D | 9 | 0 | C | 8
1991-07-05 | 9:00 | 886 | 1321 | 678 | 1 | 10 | 876 | 1 | 16 | 90 | 1 | 10 | 705 | 1 | 10 | 871 | 1 | 16 | 120 | 1 | 10 | 220 | 1 | 21 | 0 | A | 7 | 0 | A | 7 | 30.6 | A | 7 | 5 | A | 7 | 20 | A | 7 | 836 | A | 7 | 210 | A | 7 | 2.6 | A | 7 | 104000 | B | 7 | 77777 | A | 7 | 1.2 | E | 8 | 0.087 | F | 8 | 0.2 | F | 8 | 0 | 1 | D | 9 | 0 | C | 8
1991-07-05 | 10:00 | 1060 | 1321 | 837 | 1 | 10 | 915 | 1 | 16 | 102 | 1 | 10 | 867 | 1 | 10 | 916 | 1 | 16 | 131 | 1 | 10 | 319 | 1 | 21 | 0 | A | 7 | 0 | A | 7 | 33.3 | A | 7 | 1.7 | A | 7 | 13 | A | 7 | 835 | A | 7 | 190 | A | 7 | 2.1 | A | 7 | 104000 | B | 7 | 77777 | A | 7 | 1.2 | E | 8 | 0.087 | F | 8 | 0.2 | F | 8 | 0 | 1 | D | 9 | 0 | C | 8
1991-07-05 | 11:00 | 1185 | 1321 | 898 | 1 | 10 | 881 | 1 | 16 | 107 | 1 | 10 | 928 | 1 | 10 | 884 | 1 | 16 | 134 | 1 | 10 | 476 | 1 | 21 | 1 | A | 7 | 1 | A | 7 | 33.9 | A | 7 | 0.6 | A | 7 | 12 | A | 7 | 835 | A | 7 | 120 | A | 7 | 2.1 | A | 7 | 104000 | B | 7 | 77777 | A | 7 | 1.2 | E | 8 | 0.087 | F | 8 | 0.2 | F | 8 | 0 | 1 | D | 9 | 14 | C | 8
1991-07-05 | 12:00 | 1251 | 1321 | 954 | 1 | 10 | 733 | 1 | 16 | 259 | 1 | 10 | 1015 | 1 | 10 | 746 | 1 | 16 | 307 | 1 | 10 | 1843 | 1 | 21 | 3 | A | 7 | 3 | A | 7 | 35 | A | 7 | 1.7 | A | 7 | 12 | A | 7 | 835 | A | 7 | 340 | A | 7 | 5.2 | A | 7 | 112000 | B | 7 | 77777 | A | 7 | 1.2 | E | 8 | 0.087 | F | 8 | 0.2 | F | 8 | 0 | 1 | D | 9 | 0 | C | 8
1991-07-05 | 13:00 | 1254 | 1321 | 982 | 1 | 10 | 820 | 1 | 16 | 202 | 1 | 10 | 1026 | 1 | 10 | 823 | 1 | 16 | 243 | 1 | 10 | 1365 | 1 | 21 | 2 | A | 7 | 2 | A | 7 | 33.9 | A | 7 | 0.6 | A | 7 | 12 | A | 7 | 835 | A | 7 | 340 | A | 7 | 3.6 | A | 7 | 112000 | B | 7 | 77777 | A | 7 | 1.2 | E | 8 | 0.087 | F | 8 | 0.2 | F | 8 | 0 | 1 | D | 9 | 0 | C | 8
1991-07-05 | 14:00 | 1194 | 1321 | 856 | 1 | 10 | 657 | 1 | 16 | 262 | 1 | 10 | 906 | 1 | 10 | 666 | 1 | 16 | 302 | 1 | 10 | 1410 | 1 | 21 | 3 | A | 7 | 3 | A | 7 | 35 | A | 7 | 0.6 | A | 7 | 11 | A | 7 | 835 | A | 7 | 310 | A | 7 | 6.2 | A | 7 | 112000 | B | 7 | 77777 | A | 7 | 1.2 | E | 8 | 0.087 | F | 8 | 0.2 | F | 8 | 0 | 1 | D | 9 | 0 | C | 8
1991-07-05 | 15:00 | 1076 | 1321 | 704 | 1 | 10 | 691 | 1 | 16 | 141 | 1 | 10 | 748 | 1 | 10 | 699 | 1 | 16 | 178 | 1 | 10 | 501 | 1 | 21 | 2 | A | 7 | 2 | A | 7 | 36.1 | A | 7 | 1.1 | A | 7 | 11 | A | 7 | 834 | A | 7 | 310 | A | 7 | 7.7 | A | 7 | 112000 | B | 7 | 77777 | A | 7 | 1.2 | E | 8 | 0.087 | F | 8 | 0.2 | F | 8 | 0 | 1 | D | 9 | 0 | C | 8
1991-07-05 | 16:00 | 906 | 1321 | 555 | 1 | 10 | 410 | 1 | 16 | 273 | 1 | 10 | 583 | 1 | 10 | 424 | 1 | 16 | 292 | 1 | 10 | 752 | 1 | 21 | 6 | A | 7 | 6 | A | 7 | 33.9 | A | 7 | 0.6 | A | 7 | 12 | A | 7 | 834 | A | 7 | 310 | A | 7 | 2.6 | A | 7 | 96000 | B | 7 | 4572 | A | 7 | 1.2 | E | 8 | 0.087 | F | 8 | 0.2 | F | 8 | 0 | 1 | D | 9 | 0 | C | 8
1991-07-05 | 17:00 | 697 | 1321 | 185 | 1 | 10 | 94 | 1 | 16 | 136 | 1 | 10 | 209 | 1 | 10 | 98 | 1 | 16 | 157 | 1 | 10 | 345 | 1 | 21 | 6 | A | 7 | 6 | A | 7 | 34.4 | A | 7 | 1.7 | A | 7 | 13 | A | 7 | 834 | A | 7 | 30 | A | 7 | 2.6 | A | 7 | 96000 | B | 7 | 4572 | A | 7 | 1.3 | E | 8 | 0.087 | F | 8 | 0.2 | F | 8 | 0 | 1 | D | 9 | 0 | C | 8
1991-07-05 | 18:00 | 463 | 1321 | 299 | 1 | 10 | 643 | 1 | 16 | 74 | 1 | 10 | 314 | 1 | 10 | 595 | 1 | 16 | 105 | 1 | 10 | 145 | 1 | 21 | 3 | A | 7 | 3 | A | 7 | 33.9 | A | 7 | 1.1 | A | 7 | 13 | A | 7 | 834 | A | 7 | 50 | A | 7 | 3.6 | A | 7 | 80000 | B | 7 | 77777 | A | 7 | 1.3 | E | 8 | 0.087 | F | 8 | 0.2 | F | 8 | 0 | 1 | D | 9 | 0 | C | 8
1991-07-05 | 19:00 | 221 | 1321 | 106 | 1 | 10 | 373 | 1 | 16 | 44 | 1 | 10 | 108 | 1 | 10 | 264 | 1 | 16 | 64 | 1 | 10 | 78 | 1 | 21 | 2 | A | 7 | 1 | A | 7 | 32.2 | A | 7 | 0.6 | A | 7 | 13 | A | 7 | 835 | A | 7 | 40 | A | 7 | 2.6 | A | 7 | 64000 | B | 7 | 77777 | A | 7 | 1.3 | E | 8 | 0.087 | F | 8 | 0.2 | F | 8 | 0 | 1 | D | 9 | 0 | C | 8
1991-07-05 | 20:00 | 23 | 628 | 6 | 1 | 11 | 48 | 1 | 16 | 4 | 1 | 11 | 0 | 1 | 11 | 0 | 1 | 16 | 0 | 1 | 11 | 0 | 1 | 22 | 2 | B | 8 | 0 | A | 7 | 26.7 | A | 7 | 2.8 | A | 7 | 21 | A | 7 | 835 | A | 7 | 120 | A | 7 | 2.6 | A | 7 | 64000 | B | 7 | 77777 | A | 7 | 1.3 | E | 8 | 0.087 | F | 8 | 0.2 | F | 8 | 0 | 1 | D | 9 | 0 | C | 8
1991-07-05 | 21:00 | 0 | 0 | 0 | 1 | 0 | 0 | 1 | 0 | 0 | 1 | 0 | 0 | 1 | 0 | 0 | 1 | 0 | 0 | 1 | 0 | 0 | 1 | 0 | 2 | A | 7 | 2 | A | 7 | 24.4 | A | 7 | 5 | A | 7 | 29 | A | 7 | 835 | A | 7 | 90 | A | 7 | 2.6 | A | 7 | 48000 | B | 7 | 77777 | A | 7 | 1.3 | E | 8 | 0.087 | F | 8 | 0.2 | F | 8 | 0 | 1 | D | 9 | 0 | C | 8
1991-07-05 | 22:00 | 0 | 0 | 0 | 1 | 0 | 0 | 1 | 0 | 0 | 1 | 0 | 0 | 1 | 0 | 0 | 1 | 0 | 0 | 1 | 0 | 0 | 1 | 0 | 3 | A | 7 | 3 | A | 7 | 25 | A | 7 | 3.3 | A | 7 | 24 | A | 7 | 835 | A | 7 | 250 | A | 7 | 3.1 | A | 7 | 32000 | B | 7 | 77777 | A | 7 | 1.3 | E | 8 | 0.087 | F | 8 | 0.2 | F | 8 | 0 | 1 | D | 9 | 0 | C | 8
1991-07-05 | 23:00 | 0 | 0 | 0 | 1 | 0 | 0 | 1 | 0 | 0 | 1 | 0 | 0 | 1 | 0 | 0 | 1 | 0 | 0 | 1 | 0 | 0 | 1 | 0 | 5 | A | 7 | 5 | A | 7 | 23.3 | A | 7 | 5.6 | A | 7 | 32 | A | 7 | 835 | A | 7 | 260 | A | 7 | 2.6 | A | 7 | 32000 | B | 7 | 77777 | A | 7 | 1.3 | E | 8 | 0.087 | F | 8 | 0.2 | F | 8 | 0 | 1 | D | 9 | 0 | C | 8
1991-07-05 | 24:00 | 0 | 0 | 0 | 1 | 0 | 0 | 1 | 0 | 0 | 1 | 0 | 0 | 1 | 0 | 0 | 1 | 0 | 0 | 1 | 0 | 0 | 1 | 0 | 3 | A | 7 | 3 | A | 7 | 20 | A | 7 | 6.7 | A | 7 | 42 | A | 7 | 835 | A | 7 | 0 | A | 7 | 0 | A | 7 | 32000 | B | 7 | 77777 | A | 7 | 1.3 | E | 8 | 0.087 | F | 8 | 0.2 | F | 8 | 0 | 1 | D | 9 | 0 | C | 8
1991-07-06 | 1:00 | 0 | 0 | 0 | 1 | 0 | 0 | 1 | 0 | 0 | 1 | 0 | 0 | 1 | 0 | 0 | 1 | 0 | 0 | 1 | 0 | 0 | 1 | 0 | 3 | A | 7 | 3 | A | 7 | 19.4 | A | 7 | 6.1 | A | 7 | 42 | A | 7 | 835 | A | 7 | 170 | A | 7 | 1.5 | A | 7 | 32000 | B | 7 | 77777 | A | 7 | 1.3 | E | 8 | 0.086 | F | 8 | 0.2 | F | 8 | 0 | 1 | D | 9 | 0 | C | 8
1991-07-06 | 2:00 | 0 | 0 | 0 | 1 | 0 | 0 | 1 | 0 | 0 | 1 | 0 | 0 | 1 | 0 | 0 | 1 | 0 | 0 | 1 | 0 | 0 | 1 | 0 | 0 | A | 7 | 0 | A | 7 | 18.3 | A | 7 | 4.4 | A | 7 | 40 | A | 7 | 835 | A | 7 | 190 | A | 7 | 2.1 | A | 7 | 32000 | B | 7 | 77777 | A | 7 | 1.3 | E | 8 | 0.086 | F | 8 | 0.2 | F | 8 | 0 | 1 | D | 9 | 0 | C | 8
1991-07-06 | 3:00 | 0 | 0 | 0 | 1 | 0 | 0 | 1 | 0 | 0 | 1 | 0 | 0 | 1 | 0 | 0 | 1 | 0 | 0 | 1 | 0 | 0 | 1 | 0 | 0 | A | 7 | 0 | A | 7 | 17.2 | A | 7 | 4.4 | A | 7 | 43 | A | 7 | 835 | A | 7 | 170 | A | 7 | 2.1 | A | 7 | 32000 | B | 7 | 77777 | A | 7 | 1.4 | E | 8 | 0.086 | F | 8 | 0.2 | F | 8 | 0 | 1 | D | 9 | 0 | C | 8
1991-07-06 | 4:00 | 0 | 0 | 0 | 1 | 0 | 0 | 1 | 0 | 0 | 1 | 0 | 0 | 1 | 0 | 0 | 1 | 0 | 0 | 1 | 0 | 0 | 1 | 0 | 0 | A | 7 | 0 | A | 7 | 16.7 | A | 7 | 3.9 | A | 7 | 42 | A | 7 | 836 | A | 7 | 210 | A | 7 | 2.6 | A | 7 | 48000 | B | 7 | 77777 | A | 7 | 1.4 | E | 8 | 0.086 | F | 8 | 0.2 | F | 8 | 0 | 1 | D | 9 | 0 | C | 8
1991-07-06 | 5:00 | 14 | 473 | 2 | 1 | 10 | 9 | 1 | 16 | 2 | 1 | 10 | 0 | 1 | 10 | 0 | 1 | 16 | 0 | 1 | 10 | 0 | 1 | 21 | 0 | A | 7 | 0 | A | 7 | 16.7 | A | 7 | 2.8 | A | 7 | 39 | A | 7 | 836 | A | 7 | 190 | A | 7 | 3.1 | A | 7 | 96000 | B | 7 | 77777 | A | 7 | 1.4 | E | 8 | 0.086 | F | 8 | 0.2 | F | 8 | 0 | 1 | D | 9 | 0 | C | 8
1991-07-06 | 6:00 | 194 | 1321 | 83 | 1 | 10 | 282 | 1 | 16 | 42 | 1 | 10 | 88 | 1 | 10 | 181 | 1 | 16 | 61 | 1 | 10 | 75 | 1 | 21 | 0 | A | 7 | 0 | A | 7 | 19.4 | A | 7 | 3.3 | A | 7 | 34 | A | 7 | 836 | A | 7 | 180 | A | 7 | 2.1 | A | 7 | 112000 | B | 7 | 77777 | A | 7 | 1.4 | E | 8 | 0.086 | F | 8 | 0.2 | F | 8 | 0 | 1 | D | 9 | 0 | C | 8
1991-07-06 | 7:00 | 436 | 1321 | 248 | 1 | 10 | 533 | 1 | 16 | 72 | 1 | 10 | 259 | 1 | 10 | 485 | 1 | 16 | 99 | 1 | 10 | 139 | 1 | 21 | 1 | A | 7 | 1 | A | 7 | 22.2 | A | 7 | 3.3 | A | 7 | 29 | A | 7 | 837 | A | 7 | 220 | A | 7 | 3.6 | A | 7 | 112000 | B | 7 | 77777 | A | 7 | 1.4 | E | 8 | 0.086 | F | 8 | 0.2 | F | 8 | 0 | 1 | D | 9 | 0 | C | 8
1991-07-06 | 8:00 | 672 | 1321 | 432 | 1 | 10 | 583 | 1 | 16 | 135 | 1 | 10 | 449 | 1 | 10 | 572 | 1 | 16 | 157 | 1 | 10 | 283 | 1 | 21 | 2 | A | 7 | 2 | A | 7 | 25.6 | A | 7 | 3.9 | A | 7 | 25 | A | 7 | 836 | A | 7 | 220 | A | 7 | 2.6 | A | 7 | 112000 | B | 7 | 77777 | A | 7 | 1.4 | E | 8 | 0.086 | F | 8 | 0.2 | F | 8 | 0 | 1 | D | 9 | 0 | C | 8
1991-07-06 | 9:00 | 885 | 1321 | 130 | 1 | 10 | 26 | 1 | 16 | 112 | 1 | 10 | 144 | 1 | 10 | 26 | 1 | 16 | 127 | 1 | 10 | 433 | 1 | 21 | 8 | A | 7 | 8 | A | 7 | 28.3 | A | 7 | 5.6 | A | 7 | 24 | A | 7 | 836 | A | 7 | 200 | A | 7 | 3.1 | A | 7 | 112000 | B | 7 | 5486 | A | 7 | 1.4 | E | 8 | 0.086 | F | 8 | 0.2 | F | 8 | 0 | 1 | D | 9 | 0 | C | 8
1991-07-06 | 10:00 | 1059 | 1321 | 574 | 1 | 10 | 130 | 1 | 16 | 470 | 1 | 10 | 632 | 1 | 10 | 135 | 1 | 16 | 523 | 1 | 10 | 1783 | 1 | 21 | 7 | A | 7 | 7 | A | 7 | 30 | A | 7 | 3.3 | A | 7 | 18 | A | 7 | 836 | A | 7 | 200 | A | 7 | 2.1 | A | 7 | 112000 | B | 7 | 3962 | A | 7 | 1.4 | E | 8 | 0.086 | F | 8 | 0.2 | F | 8 | 0 | 1 | D | 9 | 0 | C | 8
1991-07-06 | 11:00 | 1184 | 1321 | 842 | 1 | 10 | 596 | 1 | 16 | 308 | 1 | 10 | 912 | 1 | 10 | 624 | 1 | 16 | 352 | 1 | 10 | 1631 | 1 | 21 | 5 | A | 7 | 5 | A | 7 | 34.4 | A | 7 | 1.7 | A | 7 | 13 | A | 7 | 835 | A | 7 | 130 | A | 7 | 1.5 | A | 7 | 112000 | B | 7 | 77777 | A | 7 | 1.5 | E | 8 | 0.086 | F | 8 | 0.2 | F | 8 | 0 | 1 | D | 9 | 15 | C | 8
1991-07-06 | 12:00 | 1250 | 1321 | 691 | 1 | 10 | 288 | 1 | 16 | 418 | 1 | 10 | 761 | 1 | 10 | 313 | 1 | 16 | 463 | 1 | 10 | 2686 | 1 | 21 | 6 | A | 7 | 5 | A | 7 | 35 | A | 7 | 1.1 | A | 7 | 12 | A | 7 | 835 | A | 7 | 160 | A | 7 | 2.1 | A | 7 | 112000 | B | 7 | 7620 | A | 7 | 1.5 | E | 8 | 0.086 | F | 8 | 0.2 | F | 8 | 0 | 1 | D | 9 | 0 | C | 8
1991-07-06 | 13:00 | 1254 | 1321 | 507 | 1 | 10 | 114 | 1 | 16 | 398 | 1 | 10 | 563 | 1 | 10 | 122 | 1 | 16 | 447 | 1 | 10 | 2406 | 1 | 21 | 8 | A | 7 | 8 | A | 7 | 32.2 | A | 7 | 0.6 | A | 7 | 13 | A | 7 | 835 | A | 7 | 90 | A | 7 | 5.7 | A | 7 | 112000 | B | 7 | 4267 | A | 7 | 1.5 | E | 8 | 0.086 | F | 8 | 0.2 | F | 8 | 0 | 1 | D | 9 | 0 | C | 8
1991-07-06 | 14:00 | 1194 | 1321 | 443 | 1 | 10 | 169 | 1 | 16 | 290 | 1 | 10 | 498 | 1 | 10 | 184 | 1 | 16 | 331 | 1 | 10 | 1425 | 1 | 21 | 7 | A | 7 | 7 | A | 7 | 32.8 | A | 7 | 1.7 | A | 7 | 14 | A | 7 | 835 | A | 7 | 250 | A | 7 | 5.7 | A | 7 | 112000 | B | 7 | 4572 | A | 7 | 1.5 | E | 8 | 0.086 | F | 8 | 0.2 | F | 8 | 0 | 1 | D | 9 | 0 | C | 8
1991-07-06 | 15:00 | 1075 | 1321 | 508 | 1 | 10 | 111 | 1 | 16 | 417 | 1 | 10 | 559 | 1 | 10 | 115 | 1 | 16 | 466 | 1 | 10 | 1661 | 1 | 21 | 9 | A | 7 | 9 | A | 7 | 33.9 | A | 7 | 1.7 | A | 7 | 13 | A | 7 | 835 | A | 7 | 230 | A | 7 | 5.2 | A | 7 | 96000 | B | 7 | 3353 | A | 7 | 1.5 | E | 8 | 0.086 | F | 8 | 0.2 | F | 8 | 0 | 1 | D | 9 | 0 | C | 8
1991-07-06 | 16:00 | 905 | 1321 | 590 | 1 | 10 | 459 | 1 | 16 | 275 | 1 | 10 | 620 | 1 | 10 | 474 | 1 | 16 | 294 | 1 | 10 | 758 | 1 | 21 | 9 | A | 7 | 7 | A | 7 | 31.1 | A | 7 | 3.3 | A | 7 | 17 | A | 7 | 836 | A | 7 | 320 | A | 7 | 7.2 | A | 7 | 96000 | B | 7 | 3353 | A | 7 | 1.5 | E | 8 | 0.086 | F | 8 | 0.2 | F | 8 | 0 | 1 | D | 9 | 0 | C | 8
1991-07-06 | 17:00 | 696 | 1321 | 333 | 1 | 10 | 180 | 1 | 16 | 238 | 1 | 10 | 362 | 1 | 10 | 186 | 1 | 16 | 264 | 1 | 10 | 605 | 1 | 21 | 8 | A | 7 | 8 | A | 7 | 31.7 | A | 7 | 3.3 | A | 7 | 17 | A | 7 | 835 | A | 7 | 40 | A | 7 | 5.2 | A | 7 | 96000 | B | 7 | 4877 | A | 7 | 1.6 | E | 8 | 0.086 | F | 8 | 0.2 | F | 8 | 0 | 1 | D | 9 | 14 | C | 8
1991-07-06 | 18:00 | 462 | 1321 | 259 | 1 | 10 | 271 | 1 | 16 | 165 | 1 | 10 | 272 | 1 | 10 | 257 | 1 | 16 | 182 | 1 | 10 | 353 | 1 | 21 | 7 | A | 7 | 7 | A | 7 | 28.9 | A | 7 | 5 | A | 7 | 22 | A | 7 | 837 | A | 7 | 330 | A | 7 | 6.2 | A | 7 | 96000 | B | 7 | 4877 | A | 7 | 1.6 | E | 8 | 0.086 | F | 8 | 0.2 | F | 8 | 0 | 1 | D | 9 | 0 | C | 8
1991-07-06 | 19:00 | 220 | 1321 | 82 | 1 | 10 | 26 | 1 | 16 | 77 | 1 | 10 | 89 | 1 | 10 | 20 | 1 | 16 | 85 | 1 | 10 | 177 | 1 | 21 | 8 | A | 7 | 6 | A | 7 | 27.8 | A | 7 | 5.6 | A | 7 | 24 | A | 7 | 836 | A | 7 | 200 | A | 7 | 2.1 | A | 7 | 96000 | B | 7 | 4877 | A | 7 | 1.6 | E | 8 | 0.086 | F | 8 | 0.2 | F | 8 | 0 | 1 | D | 9 | 0 | C | 8
1991-07-06 | 20:00 | 23 | 628 | 4 | 1 | 10 | 6 | 1 | 16 | 4 | 1 | 10 | 0 | 1 | 10 | 0 | 1 | 16 | 0 | 1 | 10 | 0 | 1 | 21 | 7 | A | 7 | 5 | A | 7 | 27.2 | A | 7 | 6.1 | A | 7 | 26 | A | 7 | 836 | A | 7 | 60 | A | 7 | 4.6 | A | 7 | 64000 | B | 7 | 7620 | A | 7 | 1.6 | E | 8 | 0.086 | F | 8 | 0.2 | F | 8 | 0 | 1 | D | 9 | 0 | C | 8
1991-07-06 | 21:00 | 0 | 0 | 0 | 1 | 0 | 0 | 1 | 0 | 0 | 1 | 0 | 0 | 1 | 0 | 0 | 1 | 0 | 0 | 1 | 0 | 0 | 1 | 0 | 5 | A | 7 | 4 | A | 7 | 24.4 | A | 7 | 6.7 | A | 7 | 32 | A | 7 | 837 | A | 7 | 330 | A | 7 | 1.5 | A | 7 | 32000 | B | 7 | 77777 | A | 7 | 1.6 | E | 8 | 0.086 | F | 8 | 0.2 | F | 8 | 0 | 1 | D | 9 | 0 | C | 8
1991-07-06 | 22:00 | 0 | 0 | 0 | 1 | 0 | 0 | 1 | 0 | 0 | 1 | 0 | 0 | 1 | 0 | 0 | 1 | 0 | 0 | 1 | 0 | 0 | 1 | 0 | 2 | A | 7 | 2 | A | 7 | 23.9 | A | 7 | 7.2 | A | 7 | 34 | A | 7 | 837 | A | 7 | 210 | A | 7 | 3.1 | A | 7 | 32000 | B | 7 | 77777 | A | 7 | 1.6 | E | 8 | 0.086 | F | 8 | 0.2 | F | 8 | 0 | 1 | D | 9 | 0 | C | 8
1991-07-06 | 23:00 | 0 | 0 | 0 | 1 | 0 | 0 | 1 | 0 | 0 | 1 | 0 | 0 | 1 | 0 | 0 | 1 | 0 | 0 | 1 | 0 | 0 | 1 | 0 | 4 | A | 7 | 3 | A | 7 | 23.3 | A | 7 | 7.2 | A | 7 | 35 | A | 7 | 837 | A | 7 | 200 | A | 7 | 1.5 | A | 7 | 32000 | B | 7 | 77777 | A | 7 | 1.6 | E | 8 | 0.086 | F | 8 | 0.2 | F | 8 | 0 | 1 | D | 9 | 0 | C | 8
1991-07-06 | 24:00 | 0 | 0 | 0 | 1 | 0 | 0 | 1 | 0 | 0 | 1 | 0 | 0 | 1 | 0 | 0 | 1 | 0 | 0 | 1 | 0 | 0 | 1 | 0 | 4 | A | 7 | 2 | A | 7 | 21.1 | A | 7 | 7.2 | A | 7 | 41 | A | 7 | 837 | A | 7 | 200 | A | 7 | 1.5 | A | 7 | 32000 | B | 7 | 77777 | A | 7 | 1.7 | E | 8 | 0.086 | F | 8 | 0.2 | F | 8 | 0 | 1 | D | 9 | 0 | C | 8
1991-07-07 | 1:00 | 0 | 0 | 0 | 1 | 0 | 0 | 1 | 0 | 0 | 1 | 0 | 0 | 1 | 0 | 0 | 1 | 0 | 0 | 1 | 0 | 0 | 1 | 0 | 2 | A | 7 | 2 | A | 7 | 20 | A | 7 | 7.2 | A | 7 | 43 | A | 7 | 837 | A | 7 | 160 | A | 7 | 3.1 | A | 7 | 32000 | B | 7 | 77777 | A | 7 | 1.7 | E | 8 | 0.086 | F | 8 | 0.2 | F | 8 | 0 | 1 | D | 9 | 0 | C | 8
1991-07-07 | 2:00 | 0 | 0 | 0 | 1 | 0 | 0 | 1 | 0 | 0 | 1 | 0 | 0 | 1 | 0 | 0 | 1 | 0 | 0 | 1 | 0 | 0 | 1 | 0 | 3 | A | 7 | 3 | A | 7 | 19.4 | A | 7 | 6.7 | A | 7 | 44 | A | 7 | 836 | A | 7 | 190 | A | 7 | 3.1 | A | 7 | 32000 | B | 7 | 77777 | A | 7 | 1.7 | E | 8 | 0.086 | F | 8 | 0.2 | F | 8 | 0 | 1 | D | 9 | 0 | C | 8
1991-07-07 | 3:00 | 0 | 0 | 0 | 1 | 0 | 0 | 1 | 0 | 0 | 1 | 0 | 0 | 1 | 0 | 0 | 1 | 0 | 0 | 1 | 0 | 0 | 1 | 0 | 2 | A | 7 | 2 | A | 7 | 18.3 | A | 7 | 6.7 | A | 7 | 47 | A | 7 | 836 | A | 7 | 190 | A | 7 | 3.6 | A | 7 | 32000 | B | 7 | 77777 | A | 7 | 1.7 | E | 8 | 0.086 | F | 8 | 0.2 | F | 8 | 0 | 1 | D | 9 | 0 | C | 8
1991-07-07 | 4:00 | 0 | 0 | 0 | 1 | 0 | 0 | 1 | 0 | 0 | 1 | 0 | 0 | 1 | 0 | 0 | 1 | 0 | 0 | 1 | 0 | 0 | 1 | 0 | 6 | A | 7 | 5 | A | 7 | 20 | A | 7 | 5.6 | A | 7 | 39 | A | 7 | 837 | A | 7 | 180 | A | 7 | 2.1 | A | 7 | 48000 | B | 7 | 3048 | A | 7 | 1.7 | E | 8 | 0.086 | F | 8 | 0.2 | F | 8 | 0 | 1 | D | 9 | 0 | C | 8
1991-07-07 | 5:00 | 13 | 473 | 2 | 1 | 10 | 1 | 1 | 16 | 1 | 1 | 10 | 0 | 1 | 10 | 0 | 1 | 16 | 0 | 1 | 10 | 0 | 1 | 21 | 7 | A | 7 | 7 | A | 7 | 20 | A | 7 | 5.6 | A | 7 | 39 | A | 7 | 837 | A | 7 | 220 | A | 7 | 3.6 | A | 7 | 96000 | B | 7 | 4572 | A | 7 | 1.7 | E | 8 | 0.086 | F | 8 | 0.2 | F | 8 | 0 | 1 | D | 9 | 14 | C | 8
1991-07-07 | 6:00 | 192 | 1321 | 33 | 1 | 10 | 6 | 1 | 16 | 32 | 1 | 10 | 38 | 1 | 10 | 0 | 1 | 16 | 38 | 1 | 10 | 119 | 1 | 21 | 8 | A | 7 | 8 | A | 7 | 20.6 | A | 7 | 6.1 | A | 7 | 39 | A | 7 | 838 | A | 7 | 350 | A | 7 | 3.1 | A | 7 | 104000 | B | 7 | 3658 | A | 7 | 1.8 | E | 8 | 0.086 | F | 8 | 0.2 | F | 8 | 0 | 1 | D | 9 | 0 | C | 8
1991-07-07 | 7:00 | 434 | 1321 | 111 | 1 | 10 | 39 | 1 | 16 | 98 | 1 | 10 | 122 | 1 | 10 | 36 | 1 | 16 | 110 | 1 | 10 | 277 | 1 | 21 | 9 | A | 7 | 9 | A | 7 | 20.6 | A | 7 | 7.8 | A | 7 | 44 | A | 7 | 838 | A | 7 | 140 | A | 7 | 1 | A | 7 | 112000 | B | 7 | 3962 | A | 7 | 1.8 | E | 8 | 0.086 | F | 8 | 0.2 | F | 8 | 0 | 1 | D | 9 | 0 | C | 8
1991-07-07 | 8:00 | 670 | 1321 | 264 | 1 | 10 | 34 | 1 | 16 | 247 | 1 | 10 | 296 | 1 | 10 | 31 | 1 | 16 | 280 | 1 | 10 | 912 | 1 | 21 | 9 | A | 7 | 8 | A | 7 | 21.7 | A | 7 | 9.4 | A | 7 | 45 | A | 7 | 839 | A | 7 | 10 | A | 7 | 5.7 | A | 7 | 104000 | B | 7 | 3353 | A | 7 | 1.8 | E | 8 | 0.086 | F | 8 | 0.2 | F | 8 | 0 | 1 | D | 9 | 0 | C | 8
1991-07-07 | 9:00 | 883 | 1321 | 512 | 1 | 10 | 538 | 1 | 16 | 152 | 1 | 10 | 543 | 1 | 10 | 546 | 1 | 16 | 178 | 1 | 10 | 403 | 1 | 21 | 7 | A | 7 | 4 | A | 7 | 23.9 | A | 7 | 9.4 | A | 7 | 40 | A | 7 | 840 | A | 7 | 360 | A | 7 | 7.7 | A | 7 | 64000 | B | 7 | 77777 | A | 7 | 1.8 | E | 8 | 0.086 | F | 8 | 0.2 | F | 8 | 0 | 1 | D | 9 | 0 | C | 8
1991-07-07 | 10:00 | 1058 | 1321 | 775 | 1 | 10 | 678 | 1 | 16 | 233 | 1 | 10 | 816 | 1 | 10 | 686 | 1 | 16 | 266 | 1 | 10 | 821 | 1 | 21 | 3 | A | 7 | 3 | A | 7 | 24.4 | A | 7 | 10 | A | 7 | 40 | A | 7 | 841 | A | 7 | 360 | A | 7 | 7.7 | A | 7 | 48000 | B | 7 | 77777 | A | 7 | 1.9 | E | 8 | 0.086 | F | 8 | 0.2 | F | 8 | 0 | 1 | D | 9 | 0 | C | 8
1991-07-07 | 11:00 | 1183 | 1321 | 860 | 1 | 10 | 816 | 1 | 16 | 130 | 1 | 10 | 885 | 1 | 10 | 818 | 1 | 16 | 152 | 1 | 10 | 534 | 1 | 21 | 5 | A | 7 | 2 | A | 7 | 24.4 | A | 7 | 10.6 | A | 7 | 42 | A | 7 | 842 | A | 7 | 360 | A | 7 | 6.2 | A | 7 | 48000 | B | 7 | 77777 | A | 7 | 1.9 | E | 8 | 0.086 | F | 8 | 0.2 | F | 8 | 0 | 1 | D | 9 | 0 | C | 8
1991-07-07 | 12:00 | 1249 | 1321 | 902 | 1 | 10 | 714 | 1 | 16 | 227 | 1 | 10 | 970 | 1 | 10 | 731 | 1 | 16 | 277 | 1 | 10 | 1611 | 1 | 21 | 8 | A | 7 | 3 | A | 7 | 24.4 | A | 7 | 10.6 | A | 7 | 42 | A | 7 | 842 | A | 7 | 360 | A | 7 | 5.2 | A | 7 | 48000 | B | 7 | 77777 | A | 7 | 1.9 | E | 8 | 0.086 | F | 8 | 0.2 | F | 8 | 0 | 1 | D | 9 | 0 | C | 8
1991-07-07 | 13:00 | 1253 | 1321 | 914 | 1 | 10 | 658 | 1 | 16 | 290 | 1 | 10 | 966 | 1 | 10 | 666 | 1 | 16 | 333 | 1 | 10 | 2076 | 1 | 21 | 7 | A | 7 | 4 | A | 7 | 26.1 | A | 7 | 10.6 | A | 7 | 38 | A | 7 | 842 | A | 7 | 360 | A | 7 | 5.7 | A | 7 | 64000 | B | 7 | 77777 | A | 7 | 2 | E | 8 | 0.086 | F | 8 | 0.2 | F | 8 | 0 | 1 | D | 9 | 0 | C | 8
1991-07-07 | 14:00 | 1193 | 1321 | 484 | 1 | 10 | 126 | 1 | 16 | 370 | 1 | 10 | 538 | 1 | 10 | 135 | 1 | 16 | 416 | 1 | 10 | 1786 | 1 | 21 | 8 | A | 7 | 8 | A | 7 | 27.2 | A | 7 | 10 | A | 7 | 34 | A | 7 | 842 | A | 7 | 30 | A | 7 | 5.2 | A | 7 | 48000 | B | 7 | 7620 | A | 7 | 2 | E | 8 | 0.086 | F | 8 | 0.2 | F | 8 | 0 | 1 | D | 9 | 0 | C | 8
1991-07-07 | 15:00 | 1075 | 1321 | 790 | 1 | 10 | 665 | 1 | 16 | 249 | 1 | 10 | 828 | 1 | 10 | 671 | 1 | 16 | 281 | 1 | 10 | 909 | 1 | 21 | 7 | A | 7 | 7 | A | 7 | 25 | A | 7 | 9.4 | A | 7 | 37 | A | 7 | 842 | A | 7 | 0 | A | 7 | 0 | A | 7 | 48000 | B | 7 | 4572 | A | 7 | 2 | E | 8 | 0.086 | F | 8 | 0.2 | F | 8 | 0 | 1 | D | 9 | 0 | C | 8
1991-07-07 | 16:00 | 905 | 1321 | 510 | 1 | 10 | 290 | 1 | 16 | 311 | 1 | 10 | 549 | 1 | 10 | 311 | 1 | 16 | 335 | 1 | 10 | 880 | 1 | 21 | 9 | A | 7 | 8 | A | 7 | 23.9 | A | 7 | 11.1 | A | 7 | 45 | A | 7 | 842 | A | 7 | 210 | A | 7 | 4.6 | A | 7 | 48000 | B | 7 | 4572 | A | 7 | 2 | E | 8 | 0.086 | F | 8 | 0.2 | F | 8 | 0 | 1 | D | 9 | 80 | C | 8
1991-07-07 | 17:00 | 696 | 1321 | 234 | 1 | 10 | 97 | 1 | 16 | 182 | 1 | 10 | 258 | 1 | 10 | 101 | 1 | 16 | 205 | 1 | 10 | 462 | 1 | 21 | 10 | A | 7 | 9 | A | 7 | 24.4 | A | 7 | 11.7 | A | 7 | 45 | A | 7 | 842 | A | 7 | 230 | A | 7 | 4.1 | A | 7 | 48000 | B | 7 | 4572 | A | 7 | 2.1 | E | 8 | 0.086 | F | 8 | 0.2 | F | 8 | 0 | 1 | D | 9 | 25 | C | 8
1991-07-07 | 18:00 | 462 | 1321 | 260 | 1 | 10 | 336 | 1 | 16 | 143 | 1 | 10 | 275 | 1 | 10 | 319 | 1 | 16 | 164 | 1 | 10 | 296 | 1 | 21 | 9 | A | 7 | 8 | A | 7 | 23.9 | A | 7 | 11.7 | A | 7 | 46 | A | 7 | 842 | A | 7 | 210 | A | 7 | 2.6 | A | 7 | 48000 | B | 7 | 7620 | A | 7 | 2.1 | E | 8 | 0.086 | F | 8 | 0.2 | F | 8 | 0 | 1 | D | 9 | 0 | C | 8
1991-07-07 | 19:00 | 219 | 1321 | 87 | 1 | 10 | 43 | 1 | 16 | 79 | 1 | 10 | 94 | 1 | 10 | 33 | 1 | 16 | 88 | 1 | 10 | 179 | 1 | 21 | 10 | A | 7 | 7 | A | 7 | 22.8 | A | 7 | 11.7 | A | 7 | 50 | A | 7 | 842 | A | 7 | 180 | A | 7 | 4.1 | A | 7 | 48000 | B | 7 | 7620 | A | 7 | 2.1 | E | 8 | 0.086 | F | 8 | 0.2 | F | 8 | 0 | 1 | D | 9 | 0 | C | 8
1991-07-07 | 20:00 | 23 | 606 | 5 | 1 | 10 | 3 | 1 | 16 | 5 | 1 | 10 | 0 | 1 | 10 | 0 | 1 | 16 | 0 | 1 | 10 | 0 | 1 | 21 | 10 | A | 7 | 8 | A | 7 | 22.2 | A | 7 | 11.7 | A | 7 | 51 | A | 7 | 842 | A | 7 | 180 | A | 7 | 3.1 | A | 7 | 48000 | B | 7 | 7620 | A | 7 | 2.2 | E | 8 | 0.086 | F | 8 | 0.2 | F | 8 | 0 | 1 | D | 9 | 0 | C | 8
1991-07-07 | 21:00 | 0 | 0 | 0 | 1 | 0 | 0 | 1 | 0 | 0 | 1 | 0 | 0 | 1 | 0 | 0 | 1 | 0 | 0 | 1 | 0 | 0 | 1 | 0 | 10 | A | 7 | 7 | A | 7 | 21.7 | A | 7 | 11.7 | A | 7 | 53 | A | 7 | 842 | A | 7 | 200 | A | 7 | 3.1 | A | 7 | 32000 | B | 7 | 7620 | A | 7 | 2.2 | E | 8 | 0.086 | F | 8 | 0.2 | F | 8 | 0 | 1 | D | 9 | 0 | C | 8
1991-07-07 | 22:00 | 0 | 0 | 0 | 1 | 0 | 0 | 1 | 0 | 0 | 1 | 0 | 0 | 1 | 0 | 0 | 1 | 0 | 0 | 1 | 0 | 0 | 1 | 0 | 10 | A | 7 | 8 | A | 7 | 20.6 | A | 7 | 11.7 | A | 7 | 57 | A | 7 | 842 | A | 7 | 120 | A | 7 | 3.1 | A | 7 | 32000 | B | 7 | 7620 | A | 7 | 2.2 | E | 8 | 0.086 | F | 8 | 0.2 | F | 8 | 0 | 1 | D | 9 | 0 | C | 8
1991-07-07 | 23:00 | 0 | 0 | 0 | 1 | 0 | 0 | 1 | 0 | 0 | 1 | 0 | 0 | 1 | 0 | 0 | 1 | 0 | 0 | 1 | 0 | 0 | 1 | 0 | 7 | A | 7 | 2 | A | 7 | 20.6 | A | 7 | 11.7 | A | 7 | 57 | A | 7 | 842 | A | 7 | 130 | A | 7 | 5.7 | A | 7 | 32000 | B | 7 | 77777 | A | 7 | 2.2 | E | 8 | 0.086 | F | 8 | 0.2 | F | 8 | 0 | 1 | D | 9 | 0 | C | 8
1991-07-07 | 24:00 | 0 | 0 | 0 | 1 | 0 | 0 | 1 | 0 | 0 | 1 | 0 | 0 | 1 | 0 | 0 | 1 | 0 | 0 | 1 | 0 | 0 | 1 | 0 | 10 | A | 7 | 8 | A | 7 | 20 | A | 7 | 11.1 | A | 7 | 57 | A | 7 | 842 | A | 7 | 150 | A | 7 | 6.2 | A | 7 | 32000 | B | 7 | 7620 | A | 7 | 2.3 | E | 8 | 0.086 | F | 8 | 0.2 | F | 8 | 0 | 1 | D | 9 | 0 | C | 8
1991-07-08 | 1:00 | 0 | 0 | 0 | 1 | 0 | 0 | 1 | 0 | 0 | 1 | 0 | 0 | 1 | 0 | 0 | 1 | 0 | 0 | 1 | 0 | 0 | 1 | 0 | 8 | A | 7 | 6 | A | 7 | 20 | A | 7 | 11.1 | A | 7 | 57 | A | 7 | 841 | A | 7 | 140 | A | 7 | 5.2 | A | 7 | 32000 | B | 7 | 7620 | A | 7 | 2.3 | E | 8 | 0.086 | F | 8 | 0.2 | F | 8 | 0 | 1 | D | 9 | 0 | C | 8
1991-07-08 | 2:00 | 0 | 0 | 0 | 1 | 0 | 0 | 1 | 0 | 0 | 1 | 0 | 0 | 1 | 0 | 0 | 1 | 0 | 0 | 1 | 0 | 0 | 1 | 0 | 7 | A | 7 | 2 | A | 7 | 19.4 | A | 7 | 11.1 | A | 7 | 59 | A | 7 | 840 | A | 7 | 160 | A | 7 | 5.2 | A | 7 | 32000 | B | 7 | 77777 | A | 7 | 2.3 | E | 8 | 0.086 | F | 8 | 0.2 | F | 8 | 0 | 1 | D | 9 | 0 | C | 8
1991-07-08 | 3:00 | 0 | 0 | 0 | 1 | 0 | 0 | 1 | 0 | 0 | 1 | 0 | 0 | 1 | 0 | 0 | 1 | 0 | 0 | 1 | 0 | 0 | 1 | 0 | 9 | A | 7 | 8 | A | 7 | 18.9 | A | 7 | 10.6 | A | 7 | 59 | A | 7 | 840 | A | 7 | 160 | A | 7 | 6.2 | A | 7 | 32000 | B | 7 | 7620 | A | 7 | 2.4 | E | 8 | 0.086 | F | 8 | 0.2 | F | 8 | 0 | 1 | D | 9 | 0 | C | 8
1991-07-08 | 4:00 | 0 | 0 | 0 | 1 | 0 | 0 | 1 | 0 | 0 | 1 | 0 | 0 | 1 | 0 | 0 | 1 | 0 | 0 | 1 | 0 | 0 | 1 | 0 | 9 | A | 7 | 7 | A | 7 | 17.8 | A | 7 | 11.1 | A | 7 | 65 | A | 7 | 839 | A | 7 | 160 | A | 7 | 3.6 | A | 7 | 32000 | B | 7 | 7620 | A | 7 | 2.4 | E | 8 | 0.086 | F | 8 | 0.2 | F | 8 | 0 | 1 | D | 9 | 0 | C | 8
1991-07-08 | 5:00 | 12 | 451 | 3 | 1 | 10 | 5 | 1 | 16 | 3 | 1 | 10 | 0 | 1 | 10 | 0 | 1 | 16 | 0 | 1 | 10 | 0 | 1 | 21 | 9 | A | 7 | 8 | A | 7 | 16.7 | A | 7 | 11.1 | A | 7 | 70 | A | 7 | 839 | A | 7 | 270 | A | 7 | 2.6 | A | 7 | 48000 | B | 7 | 6096 | A | 7 | 2.4 | E | 8 | 0.086 | F | 8 | 0.2 | F | 8 | 0 | 1 | D | 9 | 0 | C | 8
1991-07-08 | 6:00 | 190 | 1321 | 39 | 1 | 10 | 53 | 1 | 16 | 32 | 1 | 10 | 44 | 1 | 10 | 36 | 1 | 16 | 39 | 1 | 10 | 68 | 1 | 21 | 9 | A | 7 | 7 | A | 7 | 18.3 | A | 7 | 11.7 | A | 7 | 65 | A | 7 | 840 | A | 7 | 220 | A | 7 | 1.5 | A | 7 | 64000 | B | 7 | 6096 | A | 7 | 2.4 | E | 8 | 0.086 | F | 8 | 0.2 | F | 8 | 0 | 1 | D | 9 | 0 | C | 8
1991-07-08 | 7:00 | 432 | 1321 | 56 | 1 | 10 | 53 | 1 | 16 | 38 | 1 | 10 | 65 | 1 | 10 | 51 | 1 | 16 | 48 | 1 | 10 | 86 | 1 | 21 | 9 | A | 7 | 8 | A | 7 | 18.9 | A | 7 | 11.7 | A | 7 | 63 | A | 7 | 840 | A | 7 | 180 | A | 7 | 2.1 | A | 7 | 80000 | B | 7 | 6096 | A | 7 | 2.4 | E | 8 | 0.086 | F | 8 | 0.2 | F | 8 | 0 | 1 | D | 9 | 0 | C | 8
1991-07-08 | 8:00 | 669 | 1321 | 309 | 1 | 10 | 239 | 1 | 16 | 188 | 1 | 10 | 333 | 1 | 10 | 248 | 1 | 16 | 207 | 1 | 10 | 419 | 1 | 21 | 9 | A | 7 | 7 | A | 7 | 20.6 | A | 7 | 12.2 | A | 7 | 59 | A | 7 | 840 | A | 7 | 280 | A | 7 | 3.1 | A | 7 | 80000 | B | 7 | 6096 | A | 7 | 2.4 | E | 8 | 0.086 | F | 8 | 0.2 | F | 8 | 0 | 1 | D | 9 | 0 | C | 8
1991-07-08 | 9:00 | 881 | 1321 | 248 | 1 | 10 | 0 | 1 | 16 | 248 | 1 | 10 | 288 | 1 | 10 | 0 | 1 | 16 | 288 | 1 | 10 | 1091 | 1 | 21 | 10 | A | 7 | 10 | A | 7 | 22.2 | A | 7 | 12.2 | A | 7 | 53 | A | 7 | 839 | A | 7 | 340 | A | 7 | 2.6 | A | 7 | 80000 | B | 7 | 6096 | A | 7 | 2.4 | E | 8 | 0.086 | F | 8 | 0.2 | F | 8 | 0 | 1 | D | 9 | 0 | C | 8
1991-07-08 | 10:00 | 1057 | 1321 | 631 | 1 | 10 | 516 | 1 | 16 | 218 | 1 | 10 | 666 | 1 | 10 | 524 | 1 | 16 | 247 | 1 | 10 | 772 | 1 | 21 | 10 | A | 7 | 7 | A | 7 | 23.3 | A | 7 | 12.8 | A | 7 | 52 | A | 7 | 839 | A | 7 | 360 | A | 7 | 4.1 | A | 7 | 64000 | B | 7 | 6096 | A | 7 | 2.4 | E | 8 | 0.086 | F | 8 | 0.2 | F | 8 | 0 | 1 | D | 9 | 0 | C | 8
1991-07-08 | 11:00 | 1182 | 1321 | 850 | 1 | 10 | 524 | 1 | 16 | 381 | 1 | 10 | 901 | 1 | 10 | 546 | 1 | 16 | 411 | 1 | 10 | 2022 | 1 | 21 | 9 | A | 7 | 6 | A | 7 | 24.4 | A | 7 | 12.2 | A | 7 | 46 | A | 7 | 839 | A | 7 | 320 | A | 7 | 4.6 | A | 7 | 48000 | B | 7 | 6096 | A | 7 | 2.4 | E | 8 | 0.086 | F | 8 | 0.2 | F | 8 | 0 | 1 | D | 9 | 0 | C | 8
1991-07-08 | 12:00 | 1249 | 1321 | 810 | 1 | 10 | 414 | 1 | 16 | 418 | 1 | 10 | 857 | 1 | 10 | 432 | 1 | 16 | 448 | 1 | 10 | 3033 | 1 | 21 | 10 | A | 7 | 7 | A | 7 | 26.1 | A | 7 | 11.7 | A | 7 | 41 | A | 7 | 839 | A | 7 | 340 | A | 7 | 3.1 | A | 7 | 48000 | B | 7 | 4267 | A | 7 | 2.4 | E | 8 | 0.086 | F | 8 | 0.2 | F | 8 | 0 | 1 | D | 9 | 0 | C | 8
1991-07-08 | 13:00 | 1252 | 1321 | 626 | 1 | 10 | 165 | 1 | 16 | 469 | 1 | 10 | 688 | 1 | 10 | 176 | 1 | 16 | 521 | 1 | 10 | 2819 | 1 | 21 | 9 | A | 7 | 8 | A | 7 | 28.3 | A | 7 | 11.7 | A | 7 | 36 | A | 7 | 838 | A | 7 | 310 | A | 7 | 4.1 | A | 7 | 64000 | B | 7 | 4267 | A | 7 | 2.4 | E | 8 | 0.086 | F | 8 | 0.2 | F | 8 | 0 | 1 | D | 9 | 0 | C | 8
1991-07-08 | 14:00 | 1193 | 1321 | 688 | 1 | 10 | 428 | 1 | 16 | 301 | 1 | 10 | 747 | 1 | 10 | 448 | 1 | 16 | 342 | 1 | 10 | 1650 | 1 | 21 | 7 | A | 7 | 6 | A | 7 | 28.9 | A | 7 | 10.6 | A | 7 | 32 | A | 7 | 837 | A | 7 | 120 | A | 7 | 2.1 | A | 7 | 48000 | B | 7 | 7620 | A | 7 | 2.4 | E | 8 | 0.086 | F | 8 | 0.2 | F | 8 | 0 | 1 | D | 9 | 0 | C | 8
1991-07-08 | 15:00 | 1074 | 1321 | 245 | 1 | 10 | 0 | 1 | 16 | 245 | 1 | 10 | 294 | 1 | 10 | 0 | 1 | 16 | 294 | 1 | 10 | 1176 | 1 | 21 | 10 | A | 7 | 10 | A | 7 | 26.1 | A | 7 | 10.6 | A | 7 | 38 | A | 7 | 838 | A | 7 | 260 | A | 7 | 6.2 | A | 7 | 48000 | B | 7 | 2896 | A | 7 | 2.3 | E | 8 | 0.086 | F | 8 | 0.2 | F | 8 | 0 | 1 | D | 9 | 80 | C | 8
1991-07-08 | 16:00 | 904 | 1321 | 483 | 1 | 10 | 136 | 1 | 16 | 389 | 1 | 10 | 530 | 1 | 10 | 140 | 1 | 16 | 433 | 1 | 10 | 1282 | 1 | 21 | 9 | A | 7 | 9 | A | 7 | 20 | A | 7 | 12.8 | A | 7 | 63 | A | 7 | 837 | A | 7 | 170 | A | 7 | 6.7 | A | 7 | 64000 | B | 7 | 4572 | A | 7 | 2.3 | E | 8 | 0.086 | F | 8 | 0.2 | F | 8 | 0 | 1 | D | 9 | 0 | C | 8
1991-07-08 | 17:00 | 695 | 1321 | 309 | 1 | 10 | 156 | 1 | 16 | 227 | 1 | 10 | 337 | 1 | 10 | 161 | 1 | 16 | 252 | 1 | 10 | 576 | 1 | 21 | 8 | A | 7 | 8 | A | 7 | 23.3 | A | 7 | 13.9 | A | 7 | 55 | A | 7 | 837 | A | 7 | 230 | A | 7 | 4.6 | A | 7 | 80000 | B | 7 | 4572 | A | 7 | 2.3 | E | 8 | 0.086 | F | 8 | 0.2 | F | 8 | 0 | 1 | D | 9 | 1 | C | 8
1991-07-08 | 18:00 | 461 | 1321 | 282 | 1 | 10 | 592 | 1 | 16 | 75 | 1 | 10 | 295 | 1 | 10 | 547 | 1 | 16 | 104 | 1 | 10 | 146 | 1 | 21 | 6 | A | 7 | 2 | A | 7 | 23.3 | A | 7 | 13.9 | A | 7 | 55 | A | 7 | 837 | A | 7 | 240 | A | 7 | 3.1 | A | 7 | 80000 | B | 7 | 77777 | A | 7 | 2.3 | E | 8 | 0.086 | F | 8 | 0.2 | F | 8 | 0 | 1 | D | 9 | 0 | C | 8
1991-07-08 | 19:00 | 218 | 1321 | 85 | 1 | 10 | 174 | 1 | 16 | 56 | 1 | 10 | 90 | 1 | 10 | 117 | 1 | 16 | 70 | 1 | 10 | 104 | 1 | 21 | 8 | A | 7 | 5 | A | 7 | 22.2 | A | 7 | 12.8 | A | 7 | 55 | A | 7 | 837 | A | 7 | 160 | A | 7 | 3.6 | A | 7 | 80000 | B | 7 | 7620 | A | 7 | 2.3 | E | 8 | 0.086 | F | 8 | 0.2 | F | 8 | 0 | 1 | D | 9 | 0 | C | 8
1991-07-08 | 20:00 | 22 | 606 | 4 | 1 | 10 | 10 | 1 | 16 | 4 | 1 | 10 | 0 | 1 | 10 | 0 | 1 | 16 | 0 | 1 | 10 | 0 | 1 | 21 | 9 | A | 7 | 7 | A | 7 | 21.1 | A | 7 | 13.3 | A | 7 | 61 | A | 7 | 837 | A | 7 | 160 | A | 7 | 3.6 | A | 7 | 32000 | B | 7 | 7620 | A | 7 | 2.3 | E | 8 | 0.086 | F | 8 | 0.2 | F | 8 | 0 | 1 | D | 9 | 0 | C | 8
1991-07-08 | 21:00 | 0 | 0 | 0 | 1 | 0 | 0 | 1 | 0 | 0 | 1 | 0 | 0 | 1 | 0 | 0 | 1 | 0 | 0 | 1 | 0 | 0 | 1 | 0 | 10 | A | 7 | 8 | A | 7 | 21.1 | A | 7 | 12.8 | A | 7 | 59 | A | 7 | 837 | A | 7 | 210 | A | 7 | 7.2 | A | 7 | 32000 | B | 7 | 3658 | A | 7 | 2.3 | E | 8 | 0.086 | F | 8 | 0.2 | F | 8 | 0 | 1 | D | 9 | 80 | C | 8
1991-07-08 | 22:00 | 0 | 0 | 0 | 1 | 0 | 0 | 1 | 0 | 0 | 1 | 0 | 0 | 1 | 0 | 0 | 1 | 0 | 0 | 1 | 0 | 0 | 1 | 0 | 6 | A | 7 | 4 | A | 7 | 18.9 | A | 7 | 11.1 | A | 7 | 61 | A | 7 | 838 | A | 7 | 320 | A | 7 | 5.7 | A | 7 | 32000 | B | 7 | 7620 | A | 7 | 2.3 | E | 8 | 0.086 | F | 8 | 0.2 | F | 8 | 0 | 1 | D | 9 | 0 | C | 8
1991-07-08 | 23:00 | 0 | 0 | 0 | 1 | 0 | 0 | 1 | 0 | 0 | 1 | 0 | 0 | 1 | 0 | 0 | 1 | 0 | 0 | 1 | 0 | 0 | 1 | 0 | 5 | A | 7 | 4 | A | 7 | 18.3 | A | 7 | 10.6 | A | 7 | 61 | A | 7 | 837 | A | 7 | 310 | A | 7 | 2.1 | A | 7 | 32000 | B | 7 | 77777 | A | 7 | 2.3 | E | 8 | 0.086 | F | 8 | 0.2 | F | 8 | 0 | 1 | D | 9 | 1 | C | 8
1991-07-08 | 24:00 | 0 | 0 | 0 | 1 | 0 | 0 | 1 | 0 | 0 | 1 | 0 | 0 | 1 | 0 | 0 | 1 | 0 | 0 | 1 | 0 | 0 | 1 | 0 | 0 | A | 7 | 0 | A | 7 | 17.2 | A | 7 | 10.6 | A | 7 | 65 | A | 7 | 837 | A | 7 | 190 | A | 7 | 3.1 | A | 7 | 32000 | B | 7 | 77777 | A | 7 | 2.3 | E | 8 | 0.086 | F | 8 | 0.2 | F | 8 | 0 | 1 | D | 9 | 0 | C | 8
1991-07-09 | 1:00 | 0 | 0 | 0 | 1 | 0 | 0 | 1 | 0 | 0 | 1 | 0 | 0 | 1 | 0 | 0 | 1 | 0 | 0 | 1 | 0 | 0 | 1 | 0 | 2 | A | 7 | 2 | A | 7 | 16.7 | A | 7 | 11.7 | A | 7 | 72 | A | 7 | 836 | A | 7 | 170 | A | 7 | 3.6 | A | 7 | 32000 | B | 7 | 77777 | A | 7 | 2.3 | E | 8 | 0.085 | F | 8 | 0.2 | F | 8 | 0 | 1 | D | 9 | 0 | C | 8
1991-07-09 | 2:00 | 0 | 0 | 0 | 1 | 0 | 0 | 1 | 0 | 0 | 1 | 0 | 0 | 1 | 0 | 0 | 1 | 0 | 0 | 1 | 0 | 0 | 1 | 0 | 3 | A | 7 | 3 | A | 7 | 16.7 | A | 7 | 11.7 | A | 7 | 72 | A | 7 | 836 | A | 7 | 190 | A | 7 | 3.6 | A | 7 | 32000 | B | 7 | 77777 | A | 7 | 2.3 | E | 8 | 0.085 | F | 8 | 0.2 | F | 8 | 0 | 1 | D | 9 | 0 | C | 8
1991-07-09 | 3:00 | 0 | 0 | 0 | 1 | 0 | 0 | 1 | 0 | 0 | 1 | 0 | 0 | 1 | 0 | 0 | 1 | 0 | 0 | 1 | 0 | 0 | 1 | 0 | 0 | A | 7 | 0 | A | 7 | 15.6 | A | 7 | 11.7 | A | 7 | 78 | A | 7 | 835 | A | 7 | 190 | A | 7 | 3.1 | A | 7 | 48000 | B | 7 | 77777 | A | 7 | 2.3 | E | 8 | 0.085 | F | 8 | 0.2 | F | 8 | 0 | 1 | D | 9 | 0 | C | 8
1991-07-09 | 4:00 | 0 | 0 | 0 | 1 | 0 | 0 | 1 | 0 | 0 | 1 | 0 | 0 | 1 | 0 | 0 | 1 | 0 | 0 | 1 | 0 | 0 | 1 | 0 | 1 | A | 7 | 1 | A | 7 | 15.6 | A | 7 | 10.6 | A | 7 | 72 | A | 7 | 835 | A | 7 | 190 | A | 7 | 3.1 | A | 7 | 32000 | B | 7 | 77777 | A | 7 | 2.2 | E | 8 | 0.085 | F | 8 | 0.2 | F | 8 | 0 | 1 | D | 9 | 0 | C | 8
1991-07-09 | 5:00 | 11 | 451 | 3 | 1 | 10 | 55 | 1 | 16 | 1 | 1 | 10 | 0 | 1 | 10 | 0 | 1 | 16 | 0 | 1 | 10 | 0 | 1 | 21 | 1 | A | 7 | 1 | A | 7 | 15.6 | A | 7 | 10.6 | A | 7 | 72 | A | 7 | 836 | A | 7 | 200 | A | 7 | 3.1 | A | 7 | 96000 | B | 7 | 77777 | A | 7 | 2.2 | E | 8 | 0.085 | F | 8 | 0.2 | F | 8 | 0 | 1 | D | 9 | 0 | C | 8
1991-07-09 | 6:00 | 188 | 1321 | 90 | 1 | 10 | 420 | 1 | 16 | 31 | 1 | 10 | 94 | 1 | 10 | 280 | 1 | 16 | 54 | 1 | 10 | 57 | 1 | 21 | 1 | A | 7 | 1 | A | 7 | 18.3 | A | 7 | 10.6 | A | 7 | 61 | A | 7 | 836 | A | 7 | 200 | A | 7 | 2.6 | A | 7 | 96000 | B | 7 | 77777 | A | 7 | 2.2 | E | 8 | 0.085 | F | 8 | 0.2 | F | 8 | 0 | 1 | D | 9 | 0 | C | 8
1991-07-09 | 7:00 | 430 | 1321 | 278 | 1 | 10 | 735 | 1 | 16 | 39 | 1 | 10 | 295 | 1 | 10 | 673 | 1 | 16 | 76 | 1 | 10 | 99 | 1 | 21 | 1 | A | 7 | 1 | A | 7 | 21.1 | A | 7 | 10.6 | A | 7 | 51 | A | 7 | 836 | A | 7 | 210 | A | 7 | 1.5 | A | 7 | 96000 | B | 7 | 77777 | A | 7 | 2.2 | E | 8 | 0.085 | F | 8 | 0.2 | F | 8 | 0 | 1 | D | 9 | 0 | C | 8
1991-07-09 | 8:00 | 667 | 1321 | 370 | 1 | 10 | 578 | 1 | 16 | 78 | 1 | 10 | 400 | 1 | 10 | 579 | 1 | 16 | 107 | 1 | 10 | 175 | 1 | 21 | 3 | A | 7 | 3 | A | 7 | 23.9 | A | 7 | 10 | A | 7 | 41 | A | 7 | 837 | A | 7 | 80 | A | 7 | 2.1 | A | 7 | 96000 | B | 7 | 77777 | A | 7 | 2.2 | E | 8 | 0.085 | F | 8 | 0.2 | F | 8 | 0 | 1 | D | 9 | 0 | C | 8
1991-07-09 | 9:00 | 880 | 1321 | 632 | 1 | 10 | 802 | 1 | 16 | 98 | 1 | 10 | 679 | 1 | 10 | 810 | 1 | 16 | 139 | 1 | 10 | 261 | 1 | 21 | 2 | A | 7 | 2 | A | 7 | 25.6 | A | 7 | 9.4 | A | 7 | 36 | A | 7 | 837 | A | 7 | 80 | A | 7 | 1.5 | A | 7 | 96000 | B | 7 | 77777 | A | 7 | 2.2 | E | 8 | 0.085 | F | 8 | 0.2 | F | 8 | 0 | 1 | D | 9 | 0 | C | 8
1991-07-09 | 10:00 | 1055 | 1321 | 710 | 1 | 10 | 723 | 1 | 16 | 132 | 1 | 10 | 758 | 1 | 10 | 732 | 1 | 16 | 172 | 1 | 10 | 453 | 1 | 21 | 3 | A | 7 | 3 | A | 7 | 27.2 | A | 7 | 8.9 | A | 7 | 32 | A | 7 | 837 | A | 7 | 40 | A | 7 | 5.2 | A | 7 | 96000 | B | 7 | 77777 | A | 7 | 2.2 | E | 8 | 0.085 | F | 8 | 0.2 | F | 8 | 0 | 1 | D | 9 | 0 | C | 8
1991-07-09 | 11:00 | 1181 | 1321 | 658 | 1 | 10 | 641 | 1 | 16 | 85 | 1 | 10 | 686 | 1 | 10 | 644 | 1 | 16 | 109 | 1 | 10 | 397 | 1 | 21 | 2 | A | 7 | 2 | A | 7 | 27.8 | A | 7 | 9.4 | A | 7 | 32 | A | 7 | 837 | A | 7 | 60 | A | 7 | 5.2 | A | 7 | 96000 | B | 7 | 77777 | A | 7 | 2.2 | E | 8 | 0.085 | F | 8 | 0.2 | F | 8 | 0 | 1 | D | 9 | 0 | C | 8
1991-07-09 | 12:00 | 1248 | 1321 | 942 | 1 | 10 | 860 | 1 | 16 | 130 | 1 | 10 | 969 | 1 | 10 | 863 | 1 | 16 | 153 | 1 | 10 | 735 | 1 | 21 | 4 | A | 7 | 4 | A | 7 | 27.8 | A | 7 | 10 | A | 7 | 33 | A | 7 | 837 | A | 7 | 350 | A | 7 | 4.1 | A | 7 | 96000 | B | 7 | 77777 | A | 7 | 2.2 | E | 8 | 0.085 | F | 8 | 0.2 | F | 8 | 0 | 1 | D | 9 | 0 | C | 8
1991-07-09 | 13:00 | 1252 | 1321 | 991 | 1 | 10 | 765 | 1 | 16 | 265 | 1 | 10 | 1052 | 1 | 10 | 778 | 1 | 16 | 314 | 1 | 10 | 1891 | 1 | 21 | 5 | A | 7 | 5 | A | 7 | 28.3 | A | 7 | 10.6 | A | 7 | 33 | A | 7 | 836 | A | 7 | 350 | A | 7 | 4.6 | A | 7 | 96000 | B | 7 | 77777 | A | 7 | 2.2 | E | 8 | 0.085 | F | 8 | 0.2 | F | 8 | 0 | 1 | D | 9 | 0 | C | 8
1991-07-09 | 14:00 | 1192 | 1321 | 968 | 1 | 10 | 887 | 1 | 16 | 167 | 1 | 10 | 1026 | 1 | 10 | 896 | 1 | 16 | 216 | 1 | 10 | 845 | 1 | 21 | 5 | A | 7 | 5 | A | 7 | 27.8 | A | 7 | 10 | A | 7 | 33 | A | 7 | 836 | A | 7 | 10 | A | 7 | 4.6 | A | 7 | 80000 | B | 7 | 77777 | A | 7 | 2.2 | E | 8 | 0.085 | F | 8 | 0.2 | F | 8 | 0 | 1 | D | 9 | 0 | C | 8
1991-07-09 | 15:00 | 1074 | 1321 | 549 | 1 | 10 | 340 | 1 | 16 | 273 | 1 | 10 | 593 | 1 | 10 | 355 | 1 | 16 | 304 | 1 | 10 | 1024 | 1 | 21 | 4 | A | 7 | 4 | A | 7 | 28.9 | A | 7 | 10.6 | A | 7 | 32 | A | 7 | 835 | A | 7 | 80 | A | 7 | 2.6 | A | 7 | 64000 | B | 7 | 77777 | A | 7 | 2.2 | E | 8 | 0.085 | F | 8 | 0.2 | F | 8 | 0 | 1 | D | 9 | 0 | C | 8
1991-07-09 | 16:00 | 904 | 1321 | 542 | 1 | 10 | 432 | 1 | 16 | 246 | 1 | 10 | 576 | 1 | 10 | 447 | 1 | 16 | 269 | 1 | 10 | 670 | 1 | 21 | 8 | A | 7 | 6 | A | 7 | 27.8 | A | 7 | 10 | A | 7 | 33 | A | 7 | 835 | A | 7 | 10 | A | 7 | 5.2 | A | 7 | 64000 | B | 7 | 6096 | A | 7 | 2.2 | E | 8 | 0.085 | F | 8 | 0.2 | F | 8 | 0 | 1 | D | 9 | 0 | C | 8
1991-07-09 | 17:00 | 695 | 1321 | 353 | 1 | 10 | 188 | 1 | 16 | 254 | 1 | 10 | 382 | 1 | 10 | 193 | 1 | 16 | 280 | 1 | 10 | 645 | 1 | 21 | 9 | A | 7 | 9 | A | 7 | 27.8 | A | 7 | 10.6 | A | 7 | 34 | A | 7 | 835 | A | 7 | 180 | A | 7 | 5.2 | A | 7 | 32000 | B | 7 | 3658 | A | 7 | 2.2 | E | 8 | 0.085 | F | 8 | 0.2 | F | 8 | 0 | 1 | D | 9 | 16 | C | 8
1991-07-09 | 18:00 | 460 | 1321 | 150 | 1 | 10 | 57 | 1 | 16 | 130 | 1 | 10 | 164 | 1 | 10 | 53 | 1 | 16 | 146 | 1 | 10 | 357 | 1 | 21 | 10 | A | 7 | 9 | A | 7 | 20 | A | 7 | 15.6 | A | 7 | 76 | A | 7 | 836 | A | 7 | 300 | A | 7 | 5.7 | A | 7 | 24000 | B | 7 | 2286 | A | 7 | 2.2 | E | 8 | 0.085 | F | 8 | 0.2 | F | 8 | 3 | 1 | D | 9 | 95 | C | 8
1991-07-09 | 19:00 | 217 | 1321 | 38 | 1 | 10 | 0 | 1 | 16 | 38 | 1 | 10 | 44 | 1 | 10 | 0 | 1 | 16 | 44 | 1 | 10 | 142 | 1 | 21 | 10 | A | 7 | 10 | A | 7 | 18.3 | A | 7 | 14.4 | A | 7 | 78 | A | 7 | 837 | A | 7 | 340 | A | 7 | 5.2 | A | 7 | 16000 | B | 7 | 2286 | A | 7 | 2.2 | E | 8 | 0.085 | F | 8 | 0.2 | F | 8 | 0 | 1 | D | 9 | 80 | C | 8
1991-07-09 | 20:00 | 22 | 606 | 5 | 1 | 10 | 17 | 1 | 16 | 5 | 1 | 10 | 0 | 1 | 10 | 0 | 1 | 16 | 0 | 1 | 10 | 0 | 1 | 21 | 8 | A | 7 | 8 | A | 7 | 16.7 | A | 7 | 15 | A | 7 | 90 | A | 7 | 837 | A | 7 | 90 | A | 7 | 3.1 | A | 7 | 32000 | B | 7 | 1676 | A | 7 | 2.2 | E | 8 | 0.085 | F | 8 | 0.2 | F | 8 | 0 | 1 | D | 9 | 95 | C | 8
1991-07-09 | 21:00 | 0 | 0 | 0 | 1 | 0 | 0 | 1 | 0 | 0 | 1 | 0 | 0 | 1 | 0 | 0 | 1 | 0 | 0 | 1 | 0 | 0 | 1 | 0 | 5 | A | 7 | 5 | A | 7 | 16.7 | A | 7 | 15 | A | 7 | 90 | A | 7 | 837 | A | 7 | 270 | A | 7 | 2.1 | A | 7 | 32000 | B | 7 | 77777 | A | 7 | 2.2 | E | 8 | 0.085 | F | 8 | 0.2 | F | 8 | 0 | 1 | D | 9 | 0 | C | 8
1991-07-09 | 22:00 | 0 | 0 | 0 | 1 | 0 | 0 | 1 | 0 | 0 | 1 | 0 | 0 | 1 | 0 | 0 | 1 | 0 | 0 | 1 | 0 | 0 | 1 | 0 | 8 | A | 7 | 6 | A | 7 | 16.7 | A | 7 | 15 | A | 7 | 90 | A | 7 | 838 | A | 7 | 210 | A | 7 | 2.1 | A | 7 | 32000 | B | 7 | 4267 | A | 7 | 2.2 | E | 8 | 0.085 | F | 8 | 0.2 | F | 8 | 0 | 1 | D | 9 | 0 | C | 8
1991-07-09 | 23:00 | 0 | 0 | 0 | 1 | 0 | 0 | 1 | 0 | 0 | 1 | 0 | 0 | 1 | 0 | 0 | 1 | 0 | 0 | 1 | 0 | 0 | 1 | 0 | 2 | A | 7 | 2 | A | 7 | 15.6 | A | 7 | 15 | A | 7 | 96 | A | 7 | 838 | A | 7 | 90 | A | 7 | 1.5 | A | 7 | 32000 | B | 7 | 77777 | A | 7 | 2.2 | E | 8 | 0.085 | F | 8 | 0.2 | F | 8 | 0 | 1 | D | 9 | 1 | C | 8
1991-07-09 | 24:00 | 0 | 0 | 0 | 1 | 0 | 0 | 1 | 0 | 0 | 1 | 0 | 0 | 1 | 0 | 0 | 1 | 0 | 0 | 1 | 0 | 0 | 1 | 0 | 0 | A | 7 | 0 | A | 7 | 15.6 | A | 7 | 15 | A | 7 | 96 | A | 7 | 838 | A | 7 | 240 | A | 7 | 1.5 | A | 7 | 32000 | B | 7 | 77777 | A | 7 | 2.2 | E | 8 | 0.085 | F | 8 | 0.2 | F | 8 | 0 | 1 | D | 9 | 0 | C | 8
1991-07-10 | 1:00 | 0 | 0 | 0 | 1 | 0 | 0 | 1 | 0 | 0 | 1 | 0 | 0 | 1 | 0 | 0 | 1 | 0 | 0 | 1 | 0 | 0 | 1 | 0 | 0 | A | 7 | 0 | A | 7 | 15.6 | A | 7 | 14.4 | A | 7 | 93 | A | 7 | 837 | A | 7 | 250 | A | 7 | 1.5 | A | 7 | 32000 | B | 7 | 77777 | A | 7 | 2.2 | E | 8 | 0.085 | F | 8 | 0.2 | F | 8 | 0 | 1 | D | 9 | 0 | C | 8
1991-07-10 | 2:00 | 0 | 0 | 0 | 1 | 0 | 0 | 1 | 0 | 0 | 1 | 0 | 0 | 1 | 0 | 0 | 1 | 0 | 0 | 1 | 0 | 0 | 1 | 0 | 0 | A | 7 | 0 | A | 7 | 15 | A | 7 | 13.9 | A | 7 | 93 | A | 7 | 836 | A | 7 | 200 | A | 7 | 2.1 | A | 7 | 32000 | B | 7 | 77777 | A | 7 | 2.2 | E | 8 | 0.085 | F | 8 | 0.2 | F | 8 | 0 | 1 | D | 9 | 0 | C | 8
1991-07-10 | 3:00 | 0 | 0 | 0 | 1 | 0 | 0 | 1 | 0 | 0 | 1 | 0 | 0 | 1 | 0 | 0 | 1 | 0 | 0 | 1 | 0 | 0 | 1 | 0 | 1 | A | 7 | 1 | A | 7 | 15 | A | 7 | 13.9 | A | 7 | 93 | A | 7 | 836 | A | 7 | 160 | A | 7 | 2.1 | A | 7 | 32000 | B | 7 | 77777 | A | 7 | 2.2 | E | 8 | 0.085 | F | 8 | 0.2 | F | 8 | 0 | 1 | D | 9 | 0 | C | 8
1991-07-10 | 4:00 | 0 | 0 | 0 | 1 | 0 | 0 | 1 | 0 | 0 | 1 | 0 | 0 | 1 | 0 | 0 | 1 | 0 | 0 | 1 | 0 | 0 | 1 | 0 | 1 | A | 7 | 1 | A | 7 | 15 | A | 7 | 11.1 | A | 7 | 77 | A | 7 | 836 | A | 7 | 190 | A | 7 | 2.6 | A | 7 | 32000 | B | 7 | 77777 | A | 7 | 2.2 | E | 8 | 0.085 | F | 8 | 0.2 | F | 8 | 0 | 1 | D | 9 | 0 | C | 8
1991-07-10 | 5:00 | 11 | 429 | 3 | 1 | 10 | 62 | 1 | 16 | 1 | 1 | 10 | 0 | 1 | 10 | 0 | 1 | 16 | 0 | 1 | 10 | 0 | 1 | 21 | 0 | A | 7 | 0 | A | 7 | 14.4 | A | 7 | 13.9 | A | 7 | 97 | A | 7 | 836 | A | 7 | 180 | A | 7 | 2.6 | A | 7 | 64000 | B | 7 | 77777 | A | 7 | 2.2 | E | 8 | 0.085 | F | 8 | 0.2 | F | 8 | 0 | 1 | D | 9 | 0 | C | 8
1991-07-10 | 6:00 | 186 | 1322 | 95 | 1 | 10 | 508 | 1 | 16 | 24 | 1 | 10 | 100 | 1 | 10 | 373 | 1 | 16 | 48 | 1 | 10 | 54 | 1 | 21 | 0 | A | 7 | 0 | A | 7 | 15.6 | A | 7 | 13.9 | A | 7 | 90 | A | 7 | 836 | A | 7 | 190 | A | 7 | 2.1 | A | 7 | 96000 | B | 7 | 77777 | A | 7 | 2.2 | E | 8 | 0.085 | F | 8 | 0.2 | F | 8 | 0 | 1 | D | 9 | 0 | C | 8
1991-07-10 | 7:00 | 428 | 1322 | 279 | 1 | 10 | 744 | 1 | 16 | 38 | 1 | 10 | 296 | 1 | 10 | 680 | 1 | 16 | 75 | 1 | 10 | 98 | 1 | 21 | 0 | A | 7 | 0 | A | 7 | 18.3 | A | 7 | 13.9 | A | 7 | 76 | A | 7 | 836 | A | 7 | 200 | A | 7 | 2.6 | A | 7 | 96000 | B | 7 | 77777 | A | 7 | 2.3 | E | 8 | 0.085 | F | 8 | 0.2 | F | 8 | 0 | 1 | D | 9 | 0 | C | 8
1991-07-10 | 8:00 | 665 | 1322 | 456 | 1 | 10 | 803 | 1 | 16 | 51 | 1 | 10 | 481 | 1 | 10 | 784 | 1 | 16 | 86 | 1 | 10 | 136 | 1 | 21 | 1 | A | 7 | 1 | A | 7 | 21.1 | A | 7 | 12.8 | A | 7 | 59 | A | 7 | 836 | A | 7 | 220 | A | 7 | 2.1 | A | 7 | 112000 | B | 7 | 77777 | A | 7 | 2.3 | E | 8 | 0.085 | F | 8 | 0.2 | F | 8 | 0 | 1 | D | 9 | 0 | C | 8
1991-07-10 | 9:00 | 878 | 1322 | 629 | 1 | 10 | 852 | 1 | 16 | 63 | 1 | 10 | 662 | 1 | 10 | 849 | 1 | 16 | 97 | 1 | 10 | 183 | 1 | 21 | 1 | A | 7 | 1 | A | 7 | 23.3 | A | 7 | 12.2 | A | 7 | 50 | A | 7 | 836 | A | 7 | 190 | A | 7 | 3.1 | A | 7 | 112000 | B | 7 | 77777 | A | 7 | 2.3 | E | 8 | 0.085 | F | 8 | 0.2 | F | 8 | 0 | 1 | D | 9 | 0 | C | 8
1991-07-10 | 10:00 | 1054 | 1322 | 698 | 1 | 10 | 726 | 1 | 16 | 119 | 1 | 10 | 754 | 1 | 10 | 738 | 1 | 16 | 164 | 1 | 10 | 417 | 1 | 21 | 2 | A | 7 | 2 | A | 7 | 26.1 | A | 7 | 11.1 | A | 7 | 39 | A | 7 | 836 | A | 7 | 70 | A | 7 | 1.5 | A | 7 | 112000 | B | 7 | 77777 | A | 7 | 2.3 | E | 8 | 0.085 | F | 8 | 0.2 | F | 8 | 0 | 1 | D | 9 | 0 | C | 8
1991-07-10 | 11:00 | 1180 | 1322 | 824 | 1 | 10 | 655 | 1 | 16 | 239 | 1 | 10 | 876 | 1 | 10 | 667 | 1 | 16 | 279 | 1 | 10 | 1220 | 1 | 21 | 3 | A | 7 | 3 | A | 7 | 28.9 | A | 7 | 9.4 | A | 7 | 30 | A | 7 | 836 | A | 7 | 160 | A | 7 | 2.1 | A | 7 | 112000 | B | 7 | 77777 | A | 7 | 2.3 | E | 8 | 0.085 | F | 8 | 0.2 | F | 8 | 0 | 1 | D | 9 | 0 | C | 8
1991-07-10 | 12:00 | 1247 | 1322 | 899 | 1 | 10 | 805 | 1 | 16 | 139 | 1 | 10 | 922 | 1 | 10 | 807 | 1 | 16 | 159 | 1 | 10 | 766 | 1 | 21 | 5 | A | 7 | 5 | A | 7 | 29.4 | A | 7 | 8.3 | A | 7 | 27 | A | 7 | 835 | A | 7 | 340 | A | 7 | 2.1 | A | 7 | 96000 | B | 7 | 77777 | A | 7 | 2.3 | E | 8 | 0.085 | F | 8 | 0.2 | F | 8 | 0 | 1 | D | 9 | 0 | C | 8
1991-07-10 | 13:00 | 1251 | 1322 | 747 | 1 | 10 | 246 | 1 | 16 | 513 | 1 | 10 | 816 | 1 | 10 | 261 | 1 | 16 | 568 | 1 | 10 | 3062 | 1 | 21 | 8 | A | 7 | 8 | A | 7 | 27.8 | A | 7 | 7.8 | A | 7 | 28 | A | 7 | 835 | A | 7 | 240 | A | 7 | 4.1 | A | 7 | 96000 | B | 7 | 3962 | A | 7 | 2.3 | E | 8 | 0.085 | F | 8 | 0.2 | F | 8 | 0 | 1 | D | 9 | 0 | C | 8
1991-07-10 | 14:00 | 1192 | 1322 | 780 | 1 | 10 | 533 | 1 | 16 | 300 | 1 | 10 | 849 | 1 | 10 | 558 | 1 | 16 | 345 | 1 | 10 | 1636 | 1 | 21 | 7 | A | 7 | 7 | A | 7 | 28.9 | A | 7 | 7.2 | A | 7 | 25 | A | 7 | 835 | A | 7 | 160 | A | 7 | 2.1 | A | 7 | 96000 | B | 7 | 4267 | A | 7 | 2.3 | E | 8 | 0.085 | F | 8 | 0.2 | F | 8 | 0 | 1 | D | 9 | 0 | C | 8
1991-07-10 | 15:00 | 1073 | 1322 | 889 | 1 | 10 | 866 | 1 | 16 | 185 | 1 | 10 | 917 | 1 | 10 | 864 | 1 | 16 | 214 | 1 | 10 | 603 | 1 | 21 | 5 | A | 7 | 5 | A | 7 | 30 | A | 7 | 8.3 | A | 7 | 26 | A | 7 | 835 | A | 7 | 170 | A | 7 | 4.6 | A | 7 | 88000 | B | 7 | 77777 | A | 7 | 2.3 | E | 8 | 0.085 | F | 8 | 0.2 | F | 8 | 25 | 1 | D | 9 | 0 | C | 8
1991-07-10 | 16:00 | 903 | 1322 | 285 | 1 | 10 | 42 | 1 | 16 | 256 | 1 | 10 | 314 | 1 | 10 | 43 | 1 | 16 | 285 | 1 | 10 | 919 | 1 | 21 | 9 | A | 7 | 9 | A | 7 | 23.3 | A | 7 | 13.3 | A | 7 | 53 | A | 7 | 836 | A | 7 | 360 | A | 7 | 3.6 | A | 7 | 64000 | B | 7 | 1981 | A | 7 | 2.4 | E | 8 | 0.085 | F | 8 | 0.2 | F | 8 | 3 | 1 | D | 9 | 80 | C | 8
1991-07-10 | 17:00 | 694 | 1322 | 465 | 1 | 10 | 681 | 1 | 16 | 108 | 1 | 10 | 494 | 1 | 10 | 679 | 1 | 16 | 137 | 1 | 10 | 239 | 1 | 21 | 5 | A | 7 | 4 | A | 7 | 23.9 | A | 7 | 13.9 | A | 7 | 54 | A | 7 | 835 | A | 7 | 90 | A | 7 | 4.6 | A | 7 | 80000 | B | 7 | 77777 | A | 7 | 2.4 | E | 8 | 0.085 | F | 8 | 0.2 | F | 8 | 0 | 1 | D | 9 | 29 | C | 8
1991-07-10 | 18:00 | 459 | 1322 | 284 | 1 | 10 | 610 | 1 | 16 | 72 | 1 | 10 | 298 | 1 | 10 | 564 | 1 | 16 | 102 | 1 | 10 | 141 | 1 | 21 | 4 | A | 7 | 2 | A | 7 | 23.3 | A | 7 | 12.8 | A | 7 | 52 | A | 7 | 835 | A | 7 | 120 | A | 7 | 3.1 | A | 7 | 80000 | B | 7 | 77777 | A | 7 | 2.4 | E | 8 | 0.085 | F | 8 | 0.2 | F | 8 | 0 | 1 | D | 9 | 0 | C | 8
1991-07-10 | 19:00 | 216 | 1322 | 85 | 1 | 10 | 74 | 1 | 16 | 73 | 1 | 10 | 91 | 1 | 10 | 52 | 1 | 16 | 83 | 1 | 10 | 155 | 1 | 21 | 8 | A | 7 | 8 | A | 7 | 22.8 | A | 7 | 13.3 | A | 7 | 55 | A | 7 | 835 | A | 7 | 130 | A | 7 | 2.1 | A | 7 | 80000 | B | 7 | 4267 | A | 7 | 2.4 | E | 8 | 0.085 | F | 8 | 0.2 | F | 8 | 0 | 1 | D | 9 | 0 | C | 8
1991-07-10 | 20:00 | 21 | 584 | 5 | 1 | 10 | 20 | 1 | 16 | 4 | 1 | 10 | 0 | 1 | 10 | 0 | 1 | 16 | 0 | 1 | 10 | 0 | 1 | 21 | 7 | A | 7 | 7 | A | 7 | 22.8 | A | 7 | 12.8 | A | 7 | 53 | A | 7 | 836 | A | 7 | 130 | A | 7 | 1.5 | A | 7 | 48000 | B | 7 | 3353 | A | 7 | 2.4 | E | 8 | 0.085 | F | 8 | 0.2 | F | 8 | 0 | 1 | D | 9 | 0 | C | 8
1991-07-10 | 21:00 | 0 | 0 | 0 | 1 | 0 | 0 | 1 | 0 | 0 | 1 | 0 | 0 | 1 | 0 | 0 | 1 | 0 | 0 | 1 | 0 | 0 | 1 | 0 | 8 | A | 7 | 8 | A | 7 | 21.1 | A | 7 | 12.2 | A | 7 | 57 | A | 7 | 836 | A | 7 | 220 | A | 7 | 1.5 | A | 7 | 32000 | B | 7 | 3353 | A | 7 | 2.4 | E | 8 | 0.085 | F | 8 | 0.2 | F | 8 | 0 | 1 | D | 9 | 0 | C | 8
1991-07-10 | 22:00 | 0 | 0 | 0 | 1 | 0 | 0 | 1 | 0 | 0 | 1 | 0 | 0 | 1 | 0 | 0 | 1 | 0 | 0 | 1 | 0 | 0 | 1 | 0 | 7 | A | 7 | 6 | A | 7 | 21.1 | A | 7 | 10.6 | A | 7 | 51 | A | 7 | 837 | A | 7 | 170 | A | 7 | 5.2 | A | 7 | 32000 | B | 7 | 3353 | A | 7 | 2.4 | E | 8 | 0.085 | F | 8 | 0.2 | F | 8 | 0 | 1 | D | 9 | 0 | C | 8
1991-07-10 | 23:00 | 0 | 0 | 0 | 1 | 0 | 0 | 1 | 0 | 0 | 1 | 0 | 0 | 1 | 0 | 0 | 1 | 0 | 0 | 1 | 0 | 0 | 1 | 0 | 8 | A | 7 | 6 | A | 7 | 20.6 | A | 7 | 11.1 | A | 7 | 54 | A | 7 | 837 | A | 7 | 190 | A | 7 | 3.6 | A | 7 | 32000 | B | 7 | 3353 | A | 7 | 2.4 | E | 8 | 0.085 | F | 8 | 0.2 | F | 8 | 0 | 1 | D | 9 | 13 | C | 8
1991-07-10 | 24:00 | 0 | 0 | 0 | 1 | 0 | 0 | 1 | 0 | 0 | 1 | 0 | 0 | 1 | 0 | 0 | 1 | 0 | 0 | 1 | 0 | 0 | 1 | 0 | 10 | A | 7 | 7 | A | 7 | 20 | A | 7 | 10.6 | A | 7 | 55 | A | 7 | 837 | A | 7 | 180 | A | 7 | 3.1 | A | 7 | 32000 | B | 7 | 7620 | A | 7 | 2.4 | E | 8 | 0.085 | F | 8 | 0.2 | F | 8 | 0 | 1 | D | 9 | 0 | C | 8
1991-07-11 | 1:00 | 0 | 0 | 0 | 1 | 0 | 0 | 1 | 0 | 0 | 1 | 0 | 0 | 1 | 0 | 0 | 1 | 0 | 0 | 1 | 0 | 0 | 1 | 0 | 10 | A | 7 | 9 | A | 7 | 18.3 | A | 7 | 12.2 | A | 7 | 68 | A | 7 | 837 | A | 7 | 180 | A | 7 | 2.1 | A | 7 | 32000 | B | 7 | 7620 | A | 7 | 2.4 | E | 8 | 0.085 | F | 8 | 0.2 | F | 8 | 0 | 1 | D | 9 | 0 | C | 8
1991-07-11 | 2:00 | 0 | 0 | 0 | 1 | 0 | 0 | 1 | 0 | 0 | 1 | 0 | 0 | 1 | 0 | 0 | 1 | 0 | 0 | 1 | 0 | 0 | 1 | 0 | 8 | A | 7 | 8 | A | 7 | 18.3 | A | 7 | 12.2 | A | 7 | 68 | A | 7 | 837 | A | 7 | 200 | A | 7 | 3.1 | A | 7 | 32000 | B | 7 | 7620 | A | 7 | 2.5 | E | 8 | 0.085 | F | 8 | 0.2 | F | 8 | 0 | 1 | D | 9 | 0 | C | 8
1991-07-11 | 3:00 | 0 | 0 | 0 | 1 | 0 | 0 | 1 | 0 | 0 | 1 | 0 | 0 | 1 | 0 | 0 | 1 | 0 | 0 | 1 | 0 | 0 | 1 | 0 | 6 | A | 7 | 5 | A | 7 | 16.7 | A | 7 | 12.8 | A | 7 | 78 | A | 7 | 838 | A | 7 | 350 | A | 7 | 3.1 | A | 7 | 32000 | B | 7 | 7620 | A | 7 | 2.5 | E | 8 | 0.085 | F | 8 | 0.2 | F | 8 | 0 | 1 | D | 9 | 0 | C | 8
1991-07-11 | 4:00 | 0 | 0 | 0 | 1 | 0 | 0 | 1 | 0 | 0 | 1 | 0 | 0 | 1 | 0 | 0 | 1 | 0 | 0 | 1 | 0 | 0 | 1 | 0 | 10 | A | 7 | 9 | A | 7 | 16.7 | A | 7 | 14.4 | A | 7 | 86 | A | 7 | 839 | A | 7 | 350 | A | 7 | 3.1 | A | 7 | 32000 | B | 7 | 3048 | A | 7 | 2.5 | E | 8 | 0.085 | F | 8 | 0.2 | F | 8 | 0 | 1 | D | 9 | 0 | C | 8
1991-07-11 | 5:00 | 10 | 407 | 1 | 1 | 10 | 4 | 1 | 16 | 1 | 1 | 10 | 0 | 1 | 10 | 0 | 1 | 16 | 0 | 1 | 10 | 0 | 1 | 21 | 9 | A | 7 | 9 | A | 7 | 16.1 | A | 7 | 12.8 | A | 7 | 81 | A | 7 | 840 | A | 7 | 300 | A | 7 | 2.1 | A | 7 | 48000 | B | 7 | 3658 | A | 7 | 2.5 | E | 8 | 0.085 | F | 8 | 0.2 | F | 8 | 0 | 1 | D | 9 | 0 | C | 8
1991-07-11 | 6:00 | 183 | 1322 | 37 | 1 | 10 | 54 | 1 | 16 | 29 | 1 | 10 | 41 | 1 | 10 | 36 | 1 | 16 | 36 | 1 | 10 | 61 | 1 | 21 | 9 | A | 7 | 8 | A | 7 | 17.8 | A | 7 | 11.7 | A | 7 | 67 | A | 7 | 840 | A | 7 | 310 | A | 7 | 3.1 | A | 7 | 64000 | B | 7 | 3353 | A | 7 | 2.5 | E | 8 | 0.085 | F | 8 | 0.2 | F | 8 | 0 | 1 | D | 9 | 0 | C | 8
1991-07-11 | 7:00 | 426 | 1322 | 85 | 1 | 10 | 120 | 1 | 16 | 46 | 1 | 10 | 97 | 1 | 10 | 112 | 1 | 16 | 61 | 1 | 10 | 80 | 1 | 21 | 7 | A | 7 | 7 | A | 7 | 18.9 | A | 7 | 11.1 | A | 7 | 61 | A | 7 | 840 | A | 7 | 290 | A | 7 | 2.1 | A | 7 | 64000 | B | 7 | 3353 | A | 7 | 2.4 | E | 8 | 0.085 | F | 8 | 0.2 | F | 8 | 0 | 1 | D | 9 | 0 | C | 8
1991-07-11 | 8:00 | 663 | 1322 | 305 | 1 | 10 | 84 | 1 | 16 | 262 | 1 | 10 | 333 | 1 | 10 | 84 | 1 | 16 | 291 | 1 | 10 | 745 | 1 | 21 | 9 | A | 7 | 9 | A | 7 | 20.6 | A | 7 | 11.1 | A | 7 | 54 | A | 7 | 840 | A | 7 | 260 | A | 7 | 4.1 | A | 7 | 96000 | B | 7 | 3048 | A | 7 | 2.4 | E | 8 | 0.085 | F | 8 | 0.2 | F | 8 | 0 | 1 | D | 9 | 0 | C | 8
1991-07-11 | 9:00 | 877 | 1322 | 428 | 1 | 10 | 233 | 1 | 16 | 273 | 1 | 10 | 463 | 1 | 10 | 250 | 1 | 16 | 297 | 1 | 10 | 735 | 1 | 21 | 7 | A | 7 | 6 | A | 7 | 21.7 | A | 7 | 10 | A | 7 | 47 | A | 7 | 840 | A | 7 | 260 | A | 7 | 1.5 | A | 7 | 96000 | B | 7 | 7620 | A | 7 | 2.4 | E | 8 | 0.085 | F | 8 | 0.2 | F | 8 | 0 | 1 | D | 9 | 0 | C | 8
1991-07-11 | 10:00 | 1052 | 1322 | 757 | 1 | 10 | 734 | 1 | 16 | 172 | 1 | 10 | 813 | 1 | 10 | 753 | 1 | 16 | 212 | 1 | 10 | 617 | 1 | 21 | 4 | A | 7 | 3 | A | 7 | 24.4 | A | 7 | 11.1 | A | 7 | 43 | A | 7 | 840 | A | 7 | 230 | A | 7 | 2.6 | A | 7 | 96000 | B | 7 | 77777 | A | 7 | 2.4 | E | 8 | 0.085 | F | 8 | 0.2 | F | 8 | 0 | 1 | D | 9 | 0 | C | 8
1991-07-11 | 11:00 | 1178 | 1322 | 888 | 1 | 10 | 834 | 1 | 16 | 144 | 1 | 10 | 911 | 1 | 10 | 835 | 1 | 16 | 165 | 1 | 10 | 553 | 1 | 21 | 2 | A | 7 | 2 | A | 7 | 25.6 | A | 7 | 10 | A | 7 | 37 | A | 7 | 840 | A | 7 | 120 | A | 7 | 1.5 | A | 7 | 96000 | B | 7 | 77777 | A | 7 | 2.4 | E | 8 | 0.085 | F | 8 | 0.2 | F | 8 | 0 | 1 | D | 9 | 0 | C | 8
1991-07-11 | 12:00 | 1246 | 1322 | 980 | 1 | 10 | 926 | 1 | 16 | 106 | 1 | 10 | 1013 | 1 | 10 | 930 | 1 | 16 | 135 | 1 | 10 | 625 | 1 | 21 | 1 | A | 7 | 1 | A | 7 | 25.6 | A | 7 | 9.4 | A | 7 | 36 | A | 7 | 840 | A | 7 | 190 | A | 7 | 1.5 | A | 7 | 96000 | B | 7 | 77777 | A | 7 | 2.3 | E | 8 | 0.085 | F | 8 | 0.2 | F | 8 | 0 | 1 | D | 9 | 0 | C | 8
1991-07-11 | 13:00 | 1250 | 1322 | 843 | 1 | 10 | 684 | 1 | 16 | 196 | 1 | 10 | 916 | 1 | 10 | 705 | 1 | 16 | 247 | 1 | 10 | 1405 | 1 | 21 | 4 | A | 7 | 4 | A | 7 | 26.7 | A | 7 | 8.3 | A | 7 | 31 | A | 7 | 840 | A | 7 | 70 | A | 7 | 2.6 | A | 7 | 96000 | B | 7 | 77777 | A | 7 | 2.3 | E | 8 | 0.085 | F | 8 | 0.2 | F | 8 | 0 | 1 | D | 9 | 0 | C | 8
1991-07-11 | 14:00 | 1191 | 1322 | 440 | 1 | 10 | 110 | 1 | 16 | 340 | 1 | 10 | 491 | 1 | 10 | 118 | 1 | 16 | 384 | 1 | 10 | 1628 | 1 | 21 | 9 | A | 7 | 9 | A | 7 | 26.7 | A | 7 | 7.8 | A | 7 | 30 | A | 7 | 840 | A | 7 | 340 | A | 7 | 2.6 | A | 7 | 80000 | B | 7 | 3962 | A | 7 | 2.3 | E | 8 | 0.085 | F | 8 | 0.2 | F | 8 | 0 | 1 | D | 9 | 0 | C | 8
1991-07-11 | 15:00 | 1072 | 1322 | 347 | 1 | 10 | 123 | 1 | 16 | 247 | 1 | 10 | 391 | 1 | 10 | 132 | 1 | 16 | 284 | 1 | 10 | 908 | 1 | 21 | 9 | A | 7 | 9 | A | 7 | 27.2 | A | 7 | 8.3 | A | 7 | 30 | A | 7 | 840 | A | 7 | 290 | A | 7 | 2.1 | A | 7 | 80000 | B | 7 | 4267 | A | 7 | 2.3 | E | 8 | 0.085 | F | 8 | 0.2 | F | 8 | 0 | 1 | D | 9 | 0 | C | 8
1991-07-11 | 16:00 | 902 | 1322 | 418 | 1 | 10 | 85 | 1 | 16 | 359 | 1 | 10 | 458 | 1 | 10 | 87 | 1 | 16 | 399 | 1 | 10 | 1204 | 1 | 21 | 10 | A | 7 | 8 | A | 7 | 27.2 | A | 7 | 8.3 | A | 7 | 30 | A | 7 | 840 | A | 7 | 290 | A | 7 | 2.1 | A | 7 | 80000 | B | 7 | 4267 | A | 7 | 2.3 | E | 8 | 0.085 | F | 8 | 0.2 | F | 8 | 0 | 1 | D | 9 | 0 | C | 8
1991-07-11 | 17:00 | 693 | 1322 | 249 | 1 | 10 | 174 | 1 | 16 | 158 | 1 | 10 | 274 | 1 | 10 | 182 | 1 | 16 | 178 | 1 | 10 | 345 | 1 | 21 | 9 | A | 7 | 7 | A | 7 | 27.8 | A | 7 | 9.4 | A | 7 | 32 | A | 7 | 840 | A | 7 | 250 | A | 7 | 3.1 | A | 7 | 80000 | B | 7 | 3962 | A | 7 | 2.2 | E | 8 | 0.085 | F | 8 | 0.2 | F | 8 | 0 | 1 | D | 9 | 15 | C | 8
1991-07-11 | 18:00 | 458 | 1322 | 190 | 1 | 10 | 163 | 1 | 16 | 134 | 1 | 10 | 208 | 1 | 10 | 155 | 1 | 16 | 154 | 1 | 10 | 306 | 1 | 21 | 9 | A | 7 | 6 | A | 7 | 25.6 | A | 7 | 9.4 | A | 7 | 36 | A | 7 | 840 | A | 7 | 260 | A | 7 | 3.1 | A | 7 | 80000 | B | 7 | 7315 | A | 7 | 2.2 | E | 8 | 0.085 | F | 8 | 0.2 | F | 8 | 0 | 1 | D | 9 | 0 | C | 8
1991-07-11 | 19:00 | 214 | 1322 | 78 | 1 | 10 | 140 | 1 | 16 | 55 | 1 | 10 | 82 | 1 | 10 | 93 | 1 | 16 | 67 | 1 | 10 | 102 | 1 | 21 | 9 | A | 7 | 6 | A | 7 | 23.3 | A | 7 | 9.4 | A | 7 | 41 | A | 7 | 840 | A | 7 | 200 | A | 7 | 5.2 | A | 7 | 80000 | B | 7 | 7315 | A | 7 | 2.2 | E | 8 | 0.085 | F | 8 | 0.2 | F | 8 | 0 | 1 | D | 9 | 0 | C | 8
1991-07-11 | 20:00 | 20 | 584 | 4 | 1 | 10 | 6 | 1 | 16 | 4 | 1 | 10 | 0 | 1 | 10 | 0 | 1 | 16 | 0 | 1 | 10 | 0 | 1 | 21 | 9 | A | 7 | 4 | A | 7 | 21.7 | A | 7 | 10.6 | A | 7 | 49 | A | 7 | 840 | A | 7 | 190 | A | 7 | 3.1 | A | 7 | 64000 | B | 7 | 77777 | A | 7 | 2.2 | E | 8 | 0.085 | F | 8 | 0.2 | F | 8 | 0 | 1 | D | 9 | 0 | C | 8
1991-07-11 | 21:00 | 0 | 0 | 0 | 1 | 0 | 0 | 1 | 0 | 0 | 1 | 0 | 0 | 1 | 0 | 0 | 1 | 0 | 0 | 1 | 0 | 0 | 1 | 0 | 5 | A | 7 | 2 | A | 7 | 20.6 | A | 7 | 10 | A | 7 | 51 | A | 7 | 841 | A | 7 | 170 | A | 7 | 3.1 | A | 7 | 32000 | B | 7 | 77777 | A | 7 | 2.1 | E | 8 | 0.085 | F | 8 | 0.2 | F | 8 | 0 | 1 | D | 9 | 0 | C | 8
1991-07-11 | 22:00 | 0 | 0 | 0 | 1 | 0 | 0 | 1 | 0 | 0 | 1 | 0 | 0 | 1 | 0 | 0 | 1 | 0 | 0 | 1 | 0 | 0 | 1 | 0 | 0 | A | 7 | 0 | A | 7 | 19.4 | A | 7 | 9.4 | A | 7 | 52 | A | 7 | 841 | A | 7 | 170 | A | 7 | 3.1 | A | 7 | 32000 | B | 7 | 77777 | A | 7 | 2.1 | E | 8 | 0.085 | F | 8 | 0.2 | F | 8 | 0 | 1 | D | 9 | 0 | C | 8
1991-07-11 | 23:00 | 0 | 0 | 0 | 1 | 0 | 0 | 1 | 0 | 0 | 1 | 0 | 0 | 1 | 0 | 0 | 1 | 0 | 0 | 1 | 0 | 0 | 1 | 0 | 5 | A | 7 | 2 | A | 7 | 18.9 | A | 7 | 10 | A | 7 | 56 | A | 7 | 841 | A | 7 | 200 | A | 7 | 2.6 | A | 7 | 32000 | B | 7 | 77777 | A | 7 | 2.1 | E | 8 | 0.085 | F | 8 | 0.2 | F | 8 | 0 | 1 | D | 9 | 0 | C | 8
1991-07-11 | 24:00 | 0 | 0 | 0 | 1 | 0 | 0 | 1 | 0 | 0 | 1 | 0 | 0 | 1 | 0 | 0 | 1 | 0 | 0 | 1 | 0 | 0 | 1 | 0 | 3 | A | 7 | 3 | A | 7 | 18.9 | A | 7 | 10 | A | 7 | 56 | A | 7 | 841 | A | 7 | 180 | A | 7 | 3.1 | A | 7 | 32000 | B | 7 | 77777 | A | 7 | 2.1 | E | 8 | 0.085 | F | 8 | 0.2 | F | 8 | 0 | 1 | D | 9 | 0 | C | 8
1991-07-12 | 1:00 | 0 | 0 | 0 | 1 | 0 | 0 | 1 | 0 | 0 | 1 | 0 | 0 | 1 | 0 | 0 | 1 | 0 | 0 | 1 | 0 | 0 | 1 | 0 | 3 | A | 7 | 1 | A | 7 | 17.8 | A | 7 | 10 | A | 7 | 60 | A | 7 | 841 | A | 7 | 180 | A | 7 | 4.1 | A | 7 | 32000 | B | 7 | 77777 | A | 7 | 2.1 | E | 8 | 0.084 | F | 8 | 0.2 | F | 8 | 0 | 1 | D | 9 | 0 | C | 8
1991-07-12 | 2:00 | 0 | 0 | 0 | 1 | 0 | 0 | 1 | 0 | 0 | 1 | 0 | 0 | 1 | 0 | 0 | 1 | 0 | 0 | 1 | 0 | 0 | 1 | 0 | 1 | A | 7 | 1 | A | 7 | 17.2 | A | 7 | 10 | A | 7 | 63 | A | 7 | 841 | A | 7 | 170 | A | 7 | 3.1 | A | 7 | 32000 | B | 7 | 77777 | A | 7 | 2 | E | 8 | 0.084 | F | 8 | 0.2 | F | 8 | 0 | 1 | D | 9 | 0 | C | 8
1991-07-12 | 3:00 | 0 | 0 | 0 | 1 | 0 | 0 | 1 | 0 | 0 | 1 | 0 | 0 | 1 | 0 | 0 | 1 | 0 | 0 | 1 | 0 | 0 | 1 | 0 | 0 | A | 7 | 0 | A | 7 | 16.1 | A | 7 | 10.6 | A | 7 | 70 | A | 7 | 841 | A | 7 | 160 | A | 7 | 2.1 | A | 7 | 32000 | B | 7 | 77777 | A | 7 | 2 | E | 8 | 0.084 | F | 8 | 0.2 | F | 8 | 0 | 1 | D | 9 | 0 | C | 8
1991-07-12 | 4:00 | 0 | 0 | 0 | 1 | 0 | 0 | 1 | 0 | 0 | 1 | 0 | 0 | 1 | 0 | 0 | 1 | 0 | 0 | 1 | 0 | 0 | 1 | 0 | 2 | A | 7 | 0 | A | 7 | 15.6 | A | 7 | 10 | A | 7 | 69 | A | 7 | 842 | A | 7 | 180 | A | 7 | 2.6 | A | 7 | 64000 | B | 7 | 77777 | A | 7 | 2 | E | 8 | 0.084 | F | 8 | 0.2 | F | 8 | 0 | 1 | D | 9 | 0 | C | 8
1991-07-12 | 5:00 | 9 | 408 | 1 | 1 | 10 | 7 | 1 | 16 | 1 | 1 | 10 | 0 | 1 | 10 | 0 | 1 | 16 | 0 | 1 | 10 | 0 | 1 | 21 | 5 | A | 7 | 3 | A | 7 | 15 | A | 7 | 10 | A | 7 | 72 | A | 7 | 842 | A | 7 | 210 | A | 7 | 2.6 | A | 7 | 96000 | B | 7 | 77777 | A | 7 | 2 | E | 8 | 0.084 | F | 8 | 0.2 | F | 8 | 0 | 1 | D | 9 | 0 | C | 8
1991-07-12 | 6:00 | 181 | 1322 | 81 | 1 | 10 | 339 | 1 | 16 | 34 | 1 | 10 | 82 | 1 | 10 | 220 | 1 | 16 | 52 | 1 | 10 | 61 | 1 | 21 | 0 | A | 7 | 0 | A | 7 | 16.7 | A | 7 | 10.6 | A | 7 | 67 | A | 7 | 842 | A | 7 | 230 | A | 7 | 4.1 | A | 7 | 96000 | B | 7 | 77777 | A | 7 | 2 | E | 8 | 0.084 | F | 8 | 0.2 | F | 8 | 0 | 1 | D | 9 | 0 | C | 8
1991-07-12 | 7:00 | 424 | 1322 | 259 | 1 | 10 | 625 | 1 | 16 | 58 | 1 | 10 | 267 | 1 | 10 | 567 | 1 | 16 | 85 | 1 | 10 | 115 | 1 | 21 | 0 | A | 7 | 0 | A | 7 | 19.4 | A | 7 | 10.6 | A | 7 | 57 | A | 7 | 842 | A | 7 | 240 | A | 7 | 2.6 | A | 7 | 96000 | B | 7 | 77777 | A | 7 | 2 | E | 8 | 0.084 | F | 8 | 0.2 | F | 8 | 0 | 1 | D | 9 | 0 | C | 8
1991-07-12 | 8:00 | 661 | 1322 | 461 | 1 | 10 | 760 | 1 | 16 | 81 | 1 | 10 | 487 | 1 | 10 | 747 | 1 | 16 | 112 | 1 | 10 | 178 | 1 | 21 | 0 | A | 7 | 0 | A | 7 | 21.7 | A | 7 | 11.7 | A | 7 | 53 | A | 7 | 843 | A | 7 | 190 | A | 7 | 1.5 | A | 7 | 96000 | B | 7 | 77777 | A | 7 | 2 | E | 8 | 0.084 | F | 8 | 0.2 | F | 8 | 0 | 1 | D | 9 | 0 | C | 8
1991-07-12 | 9:00 | 875 | 1322 | 652 | 1 | 10 | 834 | 1 | 16 | 99 | 1 | 10 | 698 | 1 | 10 | 842 | 1 | 16 | 140 | 1 | 10 | 261 | 1 | 21 | 0 | A | 7 | 0 | A | 7 | 24.4 | A | 7 | 10.6 | A | 7 | 42 | A | 7 | 843 | A | 7 | 130 | A | 7 | 2.1 | A | 7 | 80000 | B | 7 | 77777 | A | 7 | 2 | E | 8 | 0.084 | F | 8 | 0.2 | F | 8 | 0 | 1 | D | 9 | 0 | C | 8
1991-07-12 | 10:00 | 1051 | 1322 | 716 | 1 | 10 | 653 | 1 | 16 | 196 | 1 | 10 | 761 | 1 | 10 | 666 | 1 | 16 | 230 | 1 | 10 | 692 | 1 | 21 | 2 | A | 7 | 2 | A | 7 | 26.7 | A | 7 | 10.6 | A | 7 | 36 | A | 7 | 843 | A | 7 | 0 | A | 7 | 0 | A | 7 | 96000 | B | 7 | 77777 | A | 7 | 2 | E | 8 | 0.084 | F | 8 | 0.2 | F | 8 | 0 | 1 | D | 9 | 0 | C | 8
1991-07-12 | 11:00 | 1177 | 1322 | 828 | 1 | 10 | 664 | 1 | 16 | 236 | 1 | 10 | 881 | 1 | 10 | 676 | 1 | 16 | 277 | 1 | 10 | 1194 | 1 | 21 | 3 | A | 7 | 3 | A | 7 | 29.4 | A | 7 | 7.2 | A | 7 | 25 | A | 7 | 843 | A | 7 | 80 | A | 7 | 2.1 | A | 7 | 80000 | B | 7 | 77777 | A | 7 | 2 | E | 8 | 0.084 | F | 8 | 0.2 | F | 8 | 0 | 1 | D | 9 | 0 | C | 8
1991-07-12 | 12:00 | 1245 | 1322 | 1012 | 1 | 10 | 865 | 1 | 16 | 197 | 1 | 10 | 1061 | 1 | 10 | 869 | 1 | 16 | 241 | 1 | 10 | 1259 | 1 | 21 | 4 | A | 7 | 4 | A | 7 | 29.4 | A | 7 | 6.7 | A | 7 | 24 | A | 7 | 842 | A | 7 | 150 | A | 7 | 3.6 | A | 7 | 80000 | B | 7 | 77777 | A | 7 | 2 | E | 8 | 0.084 | F | 8 | 0.2 | F | 8 | 0 | 1 | D | 9 | 0 | C | 8
1991-07-12 | 13:00 | 1249 | 1322 | 479 | 1 | 10 | 262 | 1 | 16 | 231 | 1 | 10 | 538 | 1 | 10 | 276 | 1 | 16 | 277 | 1 | 10 | 1650 | 1 | 21 | 8 | A | 7 | 8 | A | 7 | 28.9 | A | 7 | 10 | A | 7 | 31 | A | 7 | 842 | A | 7 | 350 | A | 7 | 5.7 | A | 7 | 64000 | B | 7 | 2591 | A | 7 | 2 | E | 8 | 0.084 | F | 8 | 0.2 | F | 8 | 0 | 1 | D | 9 | 0 | C | 8
1991-07-12 | 14:00 | 1190 | 1322 | 772 | 1 | 10 | 564 | 1 | 16 | 264 | 1 | 10 | 816 | 1 | 10 | 572 | 1 | 16 | 300 | 1 | 10 | 1394 | 1 | 21 | 7 | A | 7 | 7 | A | 7 | 28.9 | A | 7 | 8.9 | A | 7 | 29 | A | 7 | 841 | A | 7 | 100 | A | 7 | 6.2 | A | 7 | 48000 | B | 7 | 3962 | A | 7 | 2 | E | 8 | 0.084 | F | 8 | 0.2 | F | 8 | 3 | 1 | D | 9 | 17 | C | 8
1991-07-12 | 15:00 | 1072 | 1322 | 238 | 1 | 10 | 0 | 1 | 16 | 238 | 1 | 10 | 286 | 1 | 10 | 0 | 1 | 16 | 286 | 1 | 10 | 1148 | 1 | 21 | 10 | A | 7 | 10 | A | 7 | 22.8 | A | 7 | 13.3 | A | 7 | 55 | A | 7 | 842 | A | 7 | 320 | A | 7 | 7.7 | A | 7 | 9600 | B | 7 | 2134 | A | 7 | 2.1 | E | 8 | 0.084 | F | 8 | 0.2 | F | 8 | 28 | 1 | D | 9 | 80 | C | 8
1991-07-12 | 16:00 | 902 | 1322 | 195 | 1 | 10 | 0 | 1 | 16 | 195 | 1 | 10 | 232 | 1 | 10 | 0 | 1 | 16 | 232 | 1 | 10 | 918 | 1 | 21 | 10 | A | 7 | 10 | A | 7 | 17.8 | A | 7 | 12.8 | A | 7 | 73 | A | 7 | 844 | A | 7 | 20 | A | 7 | 8.2 | A | 7 | 24000 | B | 7 | 2286 | A | 7 | 2.1 | E | 8 | 0.084 | F | 8 | 0.2 | F | 8 | 0 | 1 | D | 9 | 80 | C | 8
1991-07-12 | 17:00 | 692 | 1322 | 358 | 1 | 10 | 45 | 1 | 16 | 335 | 1 | 10 | 393 | 1 | 10 | 47 | 1 | 16 | 368 | 1 | 10 | 1078 | 1 | 21 | 10 | A | 7 | 9 | A | 7 | 16.7 | A | 7 | 12.8 | A | 7 | 78 | A | 7 | 845 | A | 7 | 280 | A | 7 | 2.6 | A | 7 | 32000 | B | 7 | 2896 | A | 7 | 2.1 | E | 8 | 0.084 | F | 8 | 0.2 | F | 8 | 3 | 1 | D | 9 | 95 | C | 8
1991-07-12 | 18:00 | 457 | 1322 | 69 | 1 | 10 | 24 | 1 | 16 | 60 | 1 | 10 | 76 | 1 | 10 | 22 | 1 | 16 | 68 | 1 | 10 | 183 | 1 | 21 | 10 | A | 7 | 9 | A | 7 | 17.2 | A | 7 | 14.4 | A | 7 | 84 | A | 7 | 845 | A | 7 | 150 | A | 7 | 3.6 | A | 7 | 48000 | B | 7 | 2896 | A | 7 | 2.1 | E | 8 | 0.084 | F | 8 | 0.2 | F | 8 | 3 | 1 | D | 9 | 17 | C | 8
1991-07-12 | 19:00 | 213 | 1322 | 59 | 1 | 10 | 17 | 1 | 16 | 56 | 1 | 10 | 64 | 1 | 10 | 13 | 1 | 16 | 62 | 1 | 10 | 138 | 1 | 21 | 9 | A | 7 | 8 | A | 7 | 17.2 | A | 7 | 13.3 | A | 7 | 78 | A | 7 | 845 | A | 7 | 220 | A | 7 | 5.2 | A | 7 | 64000 | B | 7 | 2896 | A | 7 | 2.1 | E | 8 | 0.084 | F | 8 | 0.2 | F | 8 | 0 | 1 | D | 9 | 80 | C | 8
1991-07-12 | 20:00 | 20 | 584 | 5 | 1 | 10 | 8 | 1 | 16 | 5 | 1 | 10 | 0 | 1 | 10 | 0 | 1 | 16 | 0 | 1 | 10 | 0 | 1 | 21 | 9 | A | 7 | 4 | A | 7 | 16.7 | A | 7 | 13.3 | A | 7 | 80 | A | 7 | 846 | A | 7 | 220 | A | 7 | 4.1 | A | 7 | 48000 | B | 7 | 77777 | A | 7 | 2.1 | E | 8 | 0.084 | F | 8 | 0.2 | F | 8 | 0 | 1 | D | 9 | 0 | C | 8
1991-07-12 | 21:00 | 0 | 0 | 0 | 1 | 0 | 0 | 1 | 0 | 0 | 1 | 0 | 0 | 1 | 0 | 0 | 1 | 0 | 0 | 1 | 0 | 0 | 1 | 0 | 8 | A | 7 | 8 | A | 7 | 16.1 | A | 7 | 12.2 | A | 7 | 78 | A | 7 | 847 | A | 7 | 150 | A | 7 | 2.1 | A | 7 | 32000 | B | 7 | 3048 | A | 7 | 2.1 | E | 8 | 0.084 | F | 8 | 0.2 | F | 8 | 0 | 1 | D | 9 | 0 | C | 8
1991-07-12 | 22:00 | 0 | 0 | 0 | 1 | 0 | 0 | 1 | 0 | 0 | 1 | 0 | 0 | 1 | 0 | 0 | 1 | 0 | 0 | 1 | 0 | 0 | 1 | 0 | 6 | A | 7 | 6 | A | 7 | 16.1 | A | 7 | 12.2 | A | 7 | 78 | A | 7 | 846 | A | 7 | 190 | A | 7 | 3.1 | A | 7 | 32000 | B | 7 | 3048 | A | 7 | 2.1 | E | 8 | 0.084 | F | 8 | 0.2 | F | 8 | 0 | 1 | D | 9 | 0 | C | 8
1991-07-12 | 23:00 | 0 | 0 | 0 | 1 | 0 | 0 | 1 | 0 | 0 | 1 | 0 | 0 | 1 | 0 | 0 | 1 | 0 | 0 | 1 | 0 | 0 | 1 | 0 | 3 | A | 7 | 3 | A | 7 | 15.6 | A | 7 | 11.1 | A | 7 | 75 | A | 7 | 846 | A | 7 | 190 | A | 7 | 2.6 | A | 7 | 32000 | B | 7 | 77777 | A | 7 | 2.1 | E | 8 | 0.084 | F | 8 | 0.2 | F | 8 | 0 | 1 | D | 9 | 1 | C | 8
1991-07-12 | 24:00 | 0 | 0 | 0 | 1 | 0 | 0 | 1 | 0 | 0 | 1 | 0 | 0 | 1 | 0 | 0 | 1 | 0 | 0 | 1 | 0 | 0 | 1 | 0 | 2 | A | 7 | 1 | A | 7 | 15.6 | A | 7 | 11.1 | A | 7 | 75 | A | 7 | 845 | A | 7 | 200 | A | 7 | 2.6 | A | 7 | 32000 | B | 7 | 77777 | A | 7 | 2.1 | E | 8 | 0.084 | F | 8 | 0.2 | F | 8 | 0 | 1 | D | 9 | 0 | C | 8
1991-07-13 | 1:00 | 0 | 0 | 0 | 1 | 0 | 0 | 1 | 0 | 0 | 1 | 0 | 0 | 1 | 0 | 0 | 1 | 0 | 0 | 1 | 0 | 0 | 1 | 0 | 2 | A | 7 | 2 | A | 7 | 14.4 | A | 7 | 11.1 | A | 7 | 81 | A | 7 | 844 | A | 7 | 160 | A | 7 | 1.5 | A | 7 | 32000 | B | 7 | 77777 | A | 7 | 2.1 | E | 8 | 0.084 | F | 8 | 0.2 | F | 8 | 0 | 1 | D | 9 | 0 | C | 8
1991-07-13 | 2:00 | 0 | 0 | 0 | 1 | 0 | 0 | 1 | 0 | 0 | 1 | 0 | 0 | 1 | 0 | 0 | 1 | 0 | 0 | 1 | 0 | 0 | 1 | 0 | 1 | A | 7 | 0 | A | 7 | 13.9 | A | 7 | 11.1 | A | 7 | 83 | A | 7 | 844 | A | 7 | 100 | A | 7 | 4.1 | A | 7 | 32000 | B | 7 | 77777 | A | 7 | 2.1 | E | 8 | 0.084 | F | 8 | 0.2 | F | 8 | 0 | 1 | D | 9 | 0 | C | 8
1991-07-13 | 3:00 | 0 | 0 | 0 | 1 | 0 | 0 | 1 | 0 | 0 | 1 | 0 | 0 | 1 | 0 | 0 | 1 | 0 | 0 | 1 | 0 | 0 | 1 | 0 | 1 | A | 7 | 0 | A | 7 | 13.9 | A | 7 | 10.6 | A | 7 | 80 | A | 7 | 844 | A | 7 | 130 | A | 7 | 3.1 | A | 7 | 32000 | B | 7 | 77777 | A | 7 | 2.1 | E | 8 | 0.084 | F | 8 | 0.2 | F | 8 | 0 | 1 | D | 9 | 0 | C | 8
1991-07-13 | 4:00 | 0 | 0 | 0 | 1 | 0 | 0 | 1 | 0 | 0 | 1 | 0 | 0 | 1 | 0 | 0 | 1 | 0 | 0 | 1 | 0 | 0 | 1 | 0 | 0 | A | 7 | 0 | A | 7 | 12.8 | A | 7 | 10.6 | A | 7 | 86 | A | 7 | 844 | A | 7 | 210 | A | 7 | 1.5 | A | 7 | 32000 | B | 7 | 77777 | A | 7 | 2.2 | E | 8 | 0.084 | F | 8 | 0.2 | F | 8 | 0 | 1 | D | 9 | 0 | C | 8
1991-07-13 | 5:00 | 9 | 386 | 1 | 1 | 10 | 23 | 1 | 16 | 1 | 1 | 10 | 0 | 1 | 10 | 0 | 1 | 16 | 0 | 1 | 10 | 0 | 1 | 21 | 0 | A | 7 | 0 | A | 7 | 11.7 | A | 7 | 10.6 | A | 7 | 93 | A | 7 | 844 | A | 7 | 140 | A | 7 | 2.1 | A | 7 | 64000 | B | 7 | 77777 | A | 7 | 2.2 | E | 8 | 0.084 | F | 8 | 0.2 | F | 8 | 0 | 1 | D | 9 | 0 | C | 8
1991-07-13 | 6:00 | 178 | 1322 | 83 | 1 | 10 | 389 | 1 | 16 | 30 | 1 | 10 | 85 | 1 | 10 | 253 | 1 | 16 | 51 | 1 | 10 | 55 | 1 | 21 | 0 | A | 7 | 0 | A | 7 | 14.4 | A | 7 | 11.7 | A | 7 | 84 | A | 7 | 845 | A | 7 | 280 | A | 7 | 1.5 | A | 7 | 24000 | B | 7 | 77777 | A | 7 | 2.1 | E | 8 | 0.084 | F | 8 | 0.2 | F | 8 | 0 | 1 | D | 9 | 0 | C | 8
1991-07-13 | 7:00 | 421 | 1322 | 263 | 1 | 10 | 665 | 1 | 16 | 51 | 1 | 10 | 276 | 1 | 10 | 605 | 1 | 16 | 82 | 1 | 10 | 106 | 1 | 21 | 0 | A | 7 | 0 | A | 7 | 16.7 | A | 7 | 12.8 | A | 7 | 78 | A | 7 | 845 | A | 7 | 210 | A | 7 | 1.5 | A | 7 | 9600 | B | 7 | 77777 | A | 7 | 2.1 | E | 8 | 0.084 | F | 8 | 0.2 | F | 8 | 0 | 1 | D | 9 | 5 | C | 8
1991-07-13 | 8:00 | 659 | 1322 | 465 | 1 | 10 | 792 | 1 | 16 | 70 | 1 | 10 | 498 | 1 | 10 | 782 | 1 | 16 | 107 | 1 | 10 | 161 | 1 | 21 | 0 | A | 7 | 0 | A | 7 | 18.9 | A | 7 | 13.3 | A | 7 | 70 | A | 7 | 845 | A | 7 | 210 | A | 7 | 1.5 | A | 7 | 9600 | B | 7 | 77777 | A | 7 | 2.1 | E | 8 | 0.084 | F | 8 | 0.2 | F | 8 | 0 | 1 | D | 9 | 5 | C | 8
1991-07-13 | 9:00 | 873 | 1322 | 655 | 1 | 10 | 860 | 1 | 16 | 86 | 1 | 10 | 682 | 1 | 10 | 855 | 1 | 16 | 116 | 1 | 10 | 212 | 1 | 21 | 0 | A | 7 | 0 | A | 7 | 21.1 | A | 7 | 12.8 | A | 7 | 59 | A | 7 | 845 | A | 7 | 120 | A | 7 | 1.5 | A | 7 | 80000 | B | 7 | 77777 | A | 7 | 2.1 | E | 8 | 0.084 | F | 8 | 0.2 | F | 8 | 0 | 1 | D | 9 | 0 | C | 8
1991-07-13 | 10:00 | 1050 | 1322 | 813 | 1 | 10 | 900 | 1 | 16 | 98 | 1 | 10 | 844 | 1 | 10 | 901 | 1 | 16 | 127 | 1 | 10 | 305 | 1 | 21 | 0 | A | 7 | 0 | A | 7 | 23.9 | A | 7 | 11.7 | A | 7 | 46 | A | 7 | 845 | A | 7 | 280 | A | 7 | 1.5 | A | 7 | 96000 | B | 7 | 77777 | A | 7 | 2.1 | E | 8 | 0.084 | F | 8 | 0.2 | F | 8 | 0 | 1 | D | 9 | 0 | C | 8
1991-07-13 | 11:00 | 1176 | 1322 | 927 | 1 | 10 | 923 | 1 | 16 | 106 | 1 | 10 | 960 | 1 | 10 | 926 | 1 | 16 | 134 | 1 | 10 | 457 | 1 | 21 | 0 | A | 7 | 0 | A | 7 | 25 | A | 7 | 11.1 | A | 7 | 42 | A | 7 | 844 | A | 7 | 220 | A | 7 | 3.1 | A | 7 | 96000 | B | 7 | 77777 | A | 7 | 2 | E | 8 | 0.084 | F | 8 | 0.2 | F | 8 | 0 | 1 | D | 9 | 0 | C | 8
1991-07-13 | 12:00 | 1244 | 1322 | 989 | 1 | 10 | 934 | 1 | 16 | 110 | 1 | 10 | 1022 | 1 | 10 | 938 | 1 | 16 | 138 | 1 | 10 | 635 | 1 | 21 | 0 | A | 7 | 0 | A | 7 | 26.7 | A | 7 | 9.4 | A | 7 | 34 | A | 7 | 844 | A | 7 | 140 | A | 7 | 2.6 | A | 7 | 96000 | B | 7 | 77777 | A | 7 | 2 | E | 8 | 0.084 | F | 8 | 0.2 | F | 8 | 0 | 1 | D | 9 | 0 | C | 8
1991-07-13 | 13:00 | 1248 | 1322 | 915 | 1 | 10 | 856 | 1 | 16 | 107 | 1 | 10 | 947 | 1 | 10 | 860 | 1 | 16 | 133 | 1 | 10 | 638 | 1 | 21 | 1 | A | 7 | 1 | A | 7 | 27.8 | A | 7 | 8.9 | A | 7 | 31 | A | 7 | 843 | A | 7 | 0 | A | 7 | 0 | A | 7 | 96000 | B | 7 | 77777 | A | 7 | 2 | E | 8 | 0.084 | F | 8 | 0.2 | F | 8 | 0 | 1 | D | 9 | 0 | C | 8
1991-07-13 | 14:00 | 1189 | 1322 | 848 | 1 | 10 | 657 | 1 | 16 | 257 | 1 | 10 | 898 | 1 | 10 | 667 | 1 | 16 | 297 | 1 | 10 | 1355 | 1 | 21 | 3 | A | 7 | 3 | A | 7 | 27.8 | A | 7 | 7.8 | A | 7 | 28 | A | 7 | 842 | A | 7 | 110 | A | 7 | 2.1 | A | 7 | 80000 | B | 7 | 77777 | A | 7 | 2 | E | 8 | 0.084 | F | 8 | 0.2 | F | 8 | 0 | 1 | D | 9 | 0 | C | 8
1991-07-13 | 15:00 | 1071 | 1322 | 746 | 1 | 10 | 692 | 1 | 16 | 185 | 1 | 10 | 798 | 1 | 10 | 708 | 1 | 16 | 223 | 1 | 10 | 689 | 1 | 21 | 2 | A | 7 | 2 | A | 7 | 28.3 | A | 7 | 8.3 | A | 7 | 28 | A | 7 | 842 | A | 7 | 150 | A | 7 | 4.1 | A | 7 | 80000 | B | 7 | 77777 | A | 7 | 2 | E | 8 | 0.084 | F | 8 | 0.2 | F | 8 | 0 | 1 | D | 9 | 0 | C | 8
1991-07-13 | 16:00 | 901 | 1322 | 564 | 1 | 10 | 586 | 1 | 16 | 164 | 1 | 10 | 596 | 1 | 10 | 594 | 1 | 16 | 191 | 1 | 10 | 443 | 1 | 21 | 5 | A | 7 | 3 | A | 7 | 27.8 | A | 7 | 7.8 | A | 7 | 28 | A | 7 | 842 | A | 7 | 130 | A | 7 | 3.1 | A | 7 | 96000 | B | 7 | 77777 | A | 7 | 1.9 | E | 8 | 0.084 | F | 8 | 0.2 | F | 8 | 0 | 1 | D | 9 | 0 | C | 8
1991-07-13 | 17:00 | 691 | 1322 | 318 | 1 | 10 | 169 | 1 | 16 | 230 | 1 | 10 | 347 | 1 | 10 | 174 | 1 | 16 | 256 | 1 | 10 | 582 | 1 | 21 | 7 | A | 7 | 6 | A | 7 | 27.8 | A | 7 | 7.8 | A | 7 | 28 | A | 7 | 841 | A | 7 | 110 | A | 7 | 3.6 | A | 7 | 96000 | B | 7 | 9144 | A | 7 | 1.9 | E | 8 | 0.084 | F | 8 | 0.2 | F | 8 | 0 | 1 | D | 9 | 15 | C | 8
1991-07-13 | 18:00 | 455 | 1322 | 221 | 1 | 10 | 309 | 1 | 16 | 114 | 1 | 10 | 237 | 1 | 10 | 293 | 1 | 16 | 136 | 1 | 10 | 225 | 1 | 21 | 5 | A | 7 | 3 | A | 7 | 26.7 | A | 7 | 9.4 | A | 7 | 34 | A | 7 | 841 | A | 7 | 110 | A | 7 | 2.6 | A | 7 | 96000 | B | 7 | 77777 | A | 7 | 1.9 | E | 8 | 0.084 | F | 8 | 0.2 | F | 8 | 0 | 1 | D | 9 | 0 | C | 8
1991-07-13 | 19:00 | 211 | 1322 | 103 | 1 | 10 | 338 | 1 | 16 | 49 | 1 | 10 | 108 | 1 | 10 | 227 | 1 | 16 | 71 | 1 | 10 | 88 | 1 | 21 | 5 | A | 7 | 2 | A | 7 | 25.6 | A | 7 | 9.4 | A | 7 | 36 | A | 7 | 841 | A | 7 | 120 | A | 7 | 2.6 | A | 7 | 80000 | B | 7 | 77777 | A | 7 | 1.9 | E | 8 | 0.084 | F | 8 | 0.2 | F | 8 | 0 | 1 | D | 9 | 0 | C | 8
1991-07-13 | 20:00 | 19 | 562 | 4 | 1 | 10 | 34 | 1 | 16 | 3 | 1 | 10 | 0 | 1 | 10 | 0 | 1 | 16 | 0 | 1 | 10 | 0 | 1 | 21 | 3 | A | 7 | 1 | A | 7 | 23.3 | A | 7 | 10.6 | A | 7 | 45 | A | 7 | 842 | A | 7 | 160 | A | 7 | 3.1 | A | 7 | 48000 | B | 7 | 77777 | A | 7 | 1.9 | E | 8 | 0.084 | F | 8 | 0.2 | F | 8 | 0 | 1 | D | 9 | 0 | C | 8
1991-07-13 | 21:00 | 0 | 0 | 0 | 1 | 0 | 0 | 1 | 0 | 0 | 1 | 0 | 0 | 1 | 0 | 0 | 1 | 0 | 0 | 1 | 0 | 0 | 1 | 0 | 0 | A | 7 | 0 | A | 7 | 22.2 | A | 7 | 11.1 | A | 7 | 49 | A | 7 | 842 | A | 7 | 180 | A | 7 | 4.6 | A | 7 | 32000 | B | 7 | 77777 | A | 7 | 1.8 | E | 8 | 0.084 | F | 8 | 0.2 | F | 8 | 0 | 1 | D | 9 | 0 | C | 8
1991-07-13 | 22:00 | 0 | 0 | 0 | 1 | 0 | 0 | 1 | 0 | 0 | 1 | 0 | 0 | 1 | 0 | 0 | 1 | 0 | 0 | 1 | 0 | 0 | 1 | 0 | 0 | A | 7 | 0 | A | 7 | 20.6 | A | 7 | 12.8 | A | 7 | 61 | A | 7 | 842 | A | 7 | 160 | A | 7 | 6.2 | A | 7 | 32000 | B | 7 | 77777 | A | 7 | 1.8 | E | 8 | 0.084 | F | 8 | 0.2 | F | 8 | 0 | 1 | D | 9 | 0 | C | 8
1991-07-13 | 23:00 | 0 | 0 | 0 | 1 | 0 | 0 | 1 | 0 | 0 | 1 | 0 | 0 | 1 | 0 | 0 | 1 | 0 | 0 | 1 | 0 | 0 | 1 | 0 | 0 | A | 7 | 0 | A | 7 | 20 | A | 7 | 11.7 | A | 7 | 59 | A | 7 | 842 | A | 7 | 180 | A | 7 | 7.2 | A | 7 | 32000 | B | 7 | 77777 | A | 7 | 1.8 | E | 8 | 0.084 | F | 8 | 0.2 | F | 8 | 0 | 1 | D | 9 | 0 | C | 8
1991-07-13 | 24:00 | 0 | 0 | 0 | 1 | 0 | 0 | 1 | 0 | 0 | 1 | 0 | 0 | 1 | 0 | 0 | 1 | 0 | 0 | 1 | 0 | 0 | 1 | 0 | 0 | A | 7 | 0 | A | 7 | 18.9 | A | 7 | 11.7 | A | 7 | 63 | A | 7 | 842 | A | 7 | 180 | A | 7 | 6.7 | A | 7 | 32000 | B | 7 | 77777 | A | 7 | 1.8 | E | 8 | 0.084 | F | 8 | 0.2 | F | 8 | 0 | 1 | D | 9 | 0 | C | 8
1991-07-14 | 1:00 | 0 | 0 | 0 | 1 | 0 | 0 | 1 | 0 | 0 | 1 | 0 | 0 | 1 | 0 | 0 | 1 | 0 | 0 | 1 | 0 | 0 | 1 | 0 | 0 | A | 7 | 0 | A | 7 | 18.3 | A | 7 | 11.7 | A | 7 | 65 | A | 7 | 842 | A | 7 | 170 | A | 7 | 4.6 | A | 7 | 32000 | B | 7 | 77777 | A | 7 | 1.8 | E | 8 | 0.084 | F | 8 | 0.2 | F | 8 | 0 | 1 | D | 9 | 0 | C | 8
1991-07-14 | 2:00 | 0 | 0 | 0 | 1 | 0 | 0 | 1 | 0 | 0 | 1 | 0 | 0 | 1 | 0 | 0 | 1 | 0 | 0 | 1 | 0 | 0 | 1 | 0 | 0 | A | 7 | 0 | A | 7 | 17.8 | A | 7 | 11.7 | A | 7 | 67 | A | 7 | 841 | A | 7 | 180 | A | 7 | 2.6 | A | 7 | 32000 | B | 7 | 77777 | A | 7 | 1.7 | E | 8 | 0.084 | F | 8 | 0.2 | F | 8 | 0 | 1 | D | 9 | 0 | C | 8
1991-07-14 | 3:00 | 0 | 0 | 0 | 1 | 0 | 0 | 1 | 0 | 0 | 1 | 0 | 0 | 1 | 0 | 0 | 1 | 0 | 0 | 1 | 0 | 0 | 1 | 0 | 0 | A | 7 | 0 | A | 7 | 16.7 | A | 7 | 11.1 | A | 7 | 70 | A | 7 | 841 | A | 7 | 0 | A | 7 | 0 | A | 7 | 32000 | B | 7 | 77777 | A | 7 | 1.7 | E | 8 | 0.084 | F | 8 | 0.2 | F | 8 | 0 | 1 | D | 9 | 0 | C | 8
1991-07-14 | 4:00 | 0 | 0 | 0 | 1 | 0 | 0 | 1 | 0 | 0 | 1 | 0 | 0 | 1 | 0 | 0 | 1 | 0 | 0 | 1 | 0 | 0 | 1 | 0 | 0 | A | 7 | 0 | A | 7 | 15.6 | A | 7 | 11.1 | A | 7 | 75 | A | 7 | 841 | A | 7 | 180 | A | 7 | 2.1 | A | 7 | 32000 | B | 7 | 77777 | A | 7 | 1.7 | E | 8 | 0.084 | F | 8 | 0.2 | F | 8 | 0 | 1 | D | 9 | 0 | C | 8
1991-07-14 | 5:00 | 8 | 364 | 2 | 1 | 10 | 53 | 1 | 16 | 1 | 1 | 10 | 0 | 1 | 10 | 0 | 1 | 16 | 0 | 1 | 10 | 0 | 1 | 21 | 0 | A | 7 | 0 | A | 7 | 14.4 | A | 7 | 11.1 | A | 7 | 81 | A | 7 | 841 | A | 7 | 200 | A | 7 | 1.5 | A | 7 | 80000 | B | 7 | 77777 | A | 7 | 1.7 | E | 8 | 0.084 | F | 8 | 0.2 | F | 8 | 0 | 1 | D | 9 | 0 | C | 8
1991-07-14 | 6:00 | 176 | 1322 | 90 | 1 | 10 | 504 | 1 | 16 | 23 | 1 | 10 | 95 | 1 | 10 | 364 | 1 | 16 | 47 | 1 | 10 | 51 | 1 | 21 | 0 | A | 7 | 0 | A | 7 | 17.2 | A | 7 | 11.1 | A | 7 | 67 | A | 7 | 841 | A | 7 | 210 | A | 7 | 2.6 | A | 7 | 112000 | B | 7 | 77777 | A | 7 | 1.7 | E | 8 | 0.084 | F | 8 | 0.2 | F | 8 | 0 | 1 | D | 9 | 0 | C | 8
1991-07-14 | 7:00 | 419 | 1322 | 275 | 1 | 10 | 751 | 1 | 16 | 37 | 1 | 10 | 292 | 1 | 10 | 684 | 1 | 16 | 75 | 1 | 10 | 96 | 1 | 21 | 0 | A | 7 | 0 | A | 7 | 20 | A | 7 | 10.6 | A | 7 | 55 | A | 7 | 841 | A | 7 | 210 | A | 7 | 2.6 | A | 7 | 112000 | B | 7 | 77777 | A | 7 | 1.6 | E | 8 | 0.084 | F | 8 | 0.2 | F | 8 | 0 | 1 | D | 9 | 0 | C | 8
1991-07-14 | 8:00 | 657 | 1322 | 479 | 1 | 10 | 859 | 1 | 16 | 51 | 1 | 10 | 505 | 1 | 10 | 838 | 1 | 16 | 88 | 1 | 10 | 135 | 1 | 21 | 0 | A | 7 | 0 | A | 7 | 22.2 | A | 7 | 9.4 | A | 7 | 44 | A | 7 | 841 | A | 7 | 220 | A | 7 | 4.1 | A | 7 | 112000 | B | 7 | 77777 | A | 7 | 1.6 | E | 8 | 0.084 | F | 8 | 0.2 | F | 8 | 0 | 1 | D | 9 | 0 | C | 8
1991-07-14 | 9:00 | 871 | 1322 | 668 | 1 | 10 | 917 | 1 | 16 | 64 | 1 | 10 | 703 | 1 | 10 | 914 | 1 | 16 | 100 | 1 | 10 | 183 | 1 | 21 | 0 | A | 7 | 0 | A | 7 | 24.4 | A | 7 | 8.3 | A | 7 | 36 | A | 7 | 841 | A | 7 | 190 | A | 7 | 3.6 | A | 7 | 112000 | B | 7 | 77777 | A | 7 | 1.6 | E | 8 | 0.084 | F | 8 | 0.2 | F | 8 | 0 | 1 | D | 9 | 0 | C | 8
1991-07-14 | 10:00 | 1048 | 1322 | 827 | 1 | 10 | 951 | 1 | 16 | 73 | 1 | 10 | 867 | 1 | 10 | 954 | 1 | 16 | 109 | 1 | 10 | 254 | 1 | 21 | 0 | A | 7 | 0 | A | 7 | 27.2 | A | 7 | 8.9 | A | 7 | 32 | A | 7 | 840 | A | 7 | 150 | A | 7 | 3.1 | A | 7 | 112000 | B | 7 | 77777 | A | 7 | 1.6 | E | 8 | 0.084 | F | 8 | 0.2 | F | 8 | 0 | 1 | D | 9 | 0 | C | 8
1991-07-14 | 11:00 | 1175 | 1322 | 941 | 1 | 10 | 970 | 1 | 16 | 79 | 1 | 10 | 983 | 1 | 10 | 975 | 1 | 16 | 115 | 1 | 10 | 368 | 1 | 21 | 0 | A | 7 | 0 | A | 7 | 28.9 | A | 7 | 7.2 | A | 7 | 25 | A | 7 | 840 | A | 7 | 130 | A | 7 | 1.5 | A | 7 | 112000 | B | 7 | 77777 | A | 7 | 1.6 | E | 8 | 0.084 | F | 8 | 0.2 | F | 8 | 0 | 1 | D | 9 | 0 | C | 8
1991-07-14 | 12:00 | 1243 | 1322 | 1003 | 1 | 10 | 980 | 1 | 16 | 82 | 1 | 10 | 1047 | 1 | 10 | 986 | 1 | 16 | 118 | 1 | 10 | 500 | 1 | 21 | 0 | A | 7 | 0 | A | 7 | 29.4 | A | 7 | 6.1 | A | 7 | 23 | A | 7 | 839 | A | 7 | 180 | A | 7 | 4.6 | A | 7 | 112000 | B | 7 | 77777 | A | 7 | 1.6 | E | 8 | 0.084 | F | 8 | 0.2 | F | 8 | 0 | 1 | D | 9 | 0 | C | 8
1991-07-14 | 13:00 | 1247 | 1322 | 1008 | 1 | 10 | 980 | 1 | 16 | 82 | 1 | 10 | 1050 | 1 | 10 | 986 | 1 | 16 | 118 | 1 | 10 | 512 | 1 | 21 | 0 | A | 7 | 0 | A | 7 | 30.6 | A | 7 | 5 | A | 7 | 20 | A | 7 | 839 | A | 7 | 180 | A | 7 | 4.1 | A | 7 | 112000 | B | 7 | 77777 | A | 7 | 1.5 | E | 8 | 0.084 | F | 8 | 0.2 | F | 8 | 0 | 1 | D | 9 | 0 | C | 8
1991-07-14 | 14:00 | 1188 | 1322 | 955 | 1 | 10 | 973 | 1 | 16 | 79 | 1 | 10 | 997 | 1 | 10 | 978 | 1 | 16 | 115 | 1 | 10 | 385 | 1 | 21 | 0 | A | 7 | 0 | A | 7 | 31.7 | A | 7 | 2.2 | A | 7 | 15 | A | 7 | 838 | A | 7 | 190 | A | 7 | 5.2 | A | 7 | 104000 | B | 7 | 77777 | A | 7 | 1.5 | E | 8 | 0.084 | F | 8 | 0.2 | F | 8 | 0 | 1 | D | 9 | 0 | C | 8
1991-07-14 | 15:00 | 1070 | 1322 | 848 | 1 | 10 | 956 | 1 | 16 | 74 | 1 | 10 | 888 | 1 | 10 | 959 | 1 | 16 | 110 | 1 | 10 | 267 | 1 | 21 | 0 | A | 7 | 0 | A | 7 | 32.2 | A | 7 | 2.8 | A | 7 | 16 | A | 7 | 838 | A | 7 | 170 | A | 7 | 3.1 | A | 7 | 104000 | B | 7 | 77777 | A | 7 | 1.5 | E | 8 | 0.084 | F | 8 | 0.2 | F | 8 | 0 | 1 | D | 9 | 0 | C | 8
1991-07-14 | 16:00 | 900 | 1322 | 696 | 1 | 10 | 926 | 1 | 16 | 65 | 1 | 10 | 731 | 1 | 10 | 924 | 1 | 16 | 101 | 1 | 10 | 190 | 1 | 21 | 0 | A | 7 | 0 | A | 7 | 31.7 | A | 7 | 2.2 | A | 7 | 15 | A | 7 | 837 | A | 7 | 150 | A | 7 | 5.2 | A | 7 | 104000 | B | 7 | 77777 | A | 7 | 1.5 | E | 8 | 0.084 | F | 8 | 0.2 | F | 8 | 0 | 1 | D | 9 | 0 | C | 8
1991-07-14 | 17:00 | 690 | 1322 | 509 | 1 | 10 | 873 | 1 | 16 | 53 | 1 | 10 | 537 | 1 | 10 | 856 | 1 | 16 | 90 | 1 | 10 | 141 | 1 | 21 | 0 | A | 7 | 0 | A | 7 | 31.1 | A | 7 | 4.4 | A | 7 | 19 | A | 7 | 837 | A | 7 | 160 | A | 7 | 7.2 | A | 7 | 96000 | B | 7 | 77777 | A | 7 | 1.5 | E | 8 | 0.084 | F | 8 | 0.2 | F | 8 | 0 | 1 | D | 9 | 0 | C | 8
1991-07-14 | 18:00 | 454 | 1322 | 306 | 1 | 10 | 776 | 1 | 16 | 39 | 1 | 10 | 324 | 1 | 10 | 718 | 1 | 16 | 77 | 1 | 10 | 102 | 1 | 21 | 0 | A | 7 | 0 | A | 7 | 29.4 | A | 7 | 5 | A | 7 | 21 | A | 7 | 837 | A | 7 | 150 | A | 7 | 6.7 | A | 7 | 96000 | B | 7 | 77777 | A | 7 | 1.5 | E | 8 | 0.084 | F | 8 | 0.2 | F | 8 | 0 | 1 | D | 9 | 0 | C | 8
1991-07-14 | 19:00 | 210 | 1322 | 114 | 1 | 10 | 559 | 1 | 16 | 25 | 1 | 10 | 120 | 1 | 10 | 426 | 1 | 16 | 53 | 1 | 10 | 59 | 1 | 21 | 0 | A | 7 | 0 | A | 7 | 27.8 | A | 7 | 6.1 | A | 7 | 25 | A | 7 | 837 | A | 7 | 170 | A | 7 | 6.2 | A | 7 | 96000 | B | 7 | 77777 | A | 7 | 1.4 | E | 8 | 0.084 | F | 8 | 0.2 | F | 8 | 0 | 1 | D | 9 | 0 | C | 8
1991-07-14 | 20:00 | 18 | 562 | 5 | 1 | 10 | 81 | 1 | 16 | 3 | 1 | 10 | 0 | 1 | 10 | 0 | 1 | 16 | 0 | 1 | 10 | 0 | 1 | 21 | 1 | A | 7 | 1 | A | 7 | 25.6 | A | 7 | 6.7 | A | 7 | 30 | A | 7 | 837 | A | 7 | 150 | A | 7 | 5.2 | A | 7 | 64000 | B | 7 | 77777 | A | 7 | 1.4 | E | 8 | 0.084 | F | 8 | 0.2 | F | 8 | 0 | 1 | D | 9 | 0 | C | 8
1991-07-14 | 21:00 | 0 | 0 | 0 | 1 | 0 | 0 | 1 | 0 | 0 | 1 | 0 | 0 | 1 | 0 | 0 | 1 | 0 | 0 | 1 | 0 | 0 | 1 | 0 | 0 | A | 7 | 0 | A | 7 | 23.9 | A | 7 | 6.1 | A | 7 | 32 | A | 7 | 838 | A | 7 | 160 | A | 7 | 8.2 | A | 7 | 32000 | B | 7 | 77777 | A | 7 | 1.4 | E | 8 | 0.084 | F | 8 | 0.2 | F | 8 | 0 | 1 | D | 9 | 0 | C | 8
1991-07-14 | 22:00 | 0 | 0 | 0 | 1 | 0 | 0 | 1 | 0 | 0 | 1 | 0 | 0 | 1 | 0 | 0 | 1 | 0 | 0 | 1 | 0 | 0 | 1 | 0 | 0 | A | 7 | 0 | A | 7 | 23.3 | A | 7 | 6.7 | A | 7 | 34 | A | 7 | 838 | A | 7 | 170 | A | 7 | 6.2 | A | 7 | 32000 | B | 7 | 77777 | A | 7 | 1.4 | E | 8 | 0.084 | F | 8 | 0.2 | F | 8 | 0 | 1 | D | 9 | 0 | C | 8
1991-07-14 | 23:00 | 0 | 0 | 0 | 1 | 0 | 0 | 1 | 0 | 0 | 1 | 0 | 0 | 1 | 0 | 0 | 1 | 0 | 0 | 1 | 0 | 0 | 1 | 0 | 0 | A | 7 | 0 | A | 7 | 22.2 | A | 7 | 7.2 | A | 7 | 38 | A | 7 | 838 | A | 7 | 160 | A | 7 | 5.2 | A | 7 | 32000 | B | 7 | 77777 | A | 7 | 1.4 | E | 8 | 0.084 | F | 8 | 0.2 | F | 8 | 0 | 1 | D | 9 | 0 | C | 8
1991-07-14 | 24:00 | 0 | 0 | 0 | 1 | 0 | 0 | 1 | 0 | 0 | 1 | 0 | 0 | 1 | 0 | 0 | 1 | 0 | 0 | 1 | 0 | 0 | 1 | 0 | 0 | A | 7 | 0 | A | 7 | 20.6 | A | 7 | 7.8 | A | 7 | 44 | A | 7 | 837 | A | 7 | 150 | A | 7 | 3.1 | A | 7 | 32000 | B | 7 | 77777 | A | 7 | 1.4 | E | 8 | 0.084 | F | 8 | 0.2 | F | 8 | 0 | 1 | D | 9 | 0 | C | 8
1991-07-15 | 1:00 | 0 | 0 | 0 | 1 | 0 | 0 | 1 | 0 | 0 | 1 | 0 | 0 | 1 | 0 | 0 | 1 | 0 | 0 | 1 | 0 | 0 | 1 | 0 | 0 | A | 7 | 0 | A | 7 | 19.4 | A | 7 | 7.8 | A | 7 | 47 | A | 7 | 837 | A | 7 | 190 | A | 7 | 1.5 | A | 7 | 32000 | B | 7 | 77777 | A | 7 | 1.3 | E | 8 | 0.084 | F | 8 | 0.2 | F | 8 | 0 | 1 | D | 9 | 0 | C | 8
1991-07-15 | 2:00 | 0 | 0 | 0 | 1 | 0 | 0 | 1 | 0 | 0 | 1 | 0 | 0 | 1 | 0 | 0 | 1 | 0 | 0 | 1 | 0 | 0 | 1 | 0 | 0 | A | 7 | 0 | A | 7 | 17.2 | A | 7 | 9.4 | A | 7 | 60 | A | 7 | 837 | A | 7 | 200 | A | 7 | 2.6 | A | 7 | 32000 | B | 7 | 77777 | A | 7 | 1.3 | E | 8 | 0.084 | F | 8 | 0.2 | F | 8 | 0 | 1 | D | 9 | 0 | C | 8
1991-07-15 | 3:00 | 0 | 0 | 0 | 1 | 0 | 0 | 1 | 0 | 0 | 1 | 0 | 0 | 1 | 0 | 0 | 1 | 0 | 0 | 1 | 0 | 0 | 1 | 0 | 0 | A | 7 | 0 | A | 7 | 16.1 | A | 7 | 9.4 | A | 7 | 64 | A | 7 | 837 | A | 7 | 310 | A | 7 | 1.5 | A | 7 | 32000 | B | 7 | 77777 | A | 7 | 1.3 | E | 8 | 0.084 | F | 8 | 0.2 | F | 8 | 0 | 1 | D | 9 | 0 | C | 8
1991-07-15 | 4:00 | 0 | 0 | 0 | 1 | 0 | 0 | 1 | 0 | 0 | 1 | 0 | 0 | 1 | 0 | 0 | 1 | 0 | 0 | 1 | 0 | 0 | 1 | 0 | 0 | A | 7 | 0 | A | 7 | 14.4 | A | 7 | 9.4 | A | 7 | 72 | A | 7 | 838 | A | 7 | 160 | A | 7 | 2.1 | A | 7 | 32000 | B | 7 | 77777 | A | 7 | 1.3 | E | 8 | 0.084 | F | 8 | 0.2 | F | 8 | 0 | 1 | D | 9 | 0 | C | 8
1991-07-15 | 5:00 | 7 | 342 | 1 | 1 | 10 | 23 | 1 | 16 | 0 | 1 | 10 | 0 | 1 | 10 | 0 | 1 | 16 | 0 | 1 | 10 | 0 | 1 | 21 | 0 | A | 7 | 0 | A | 7 | 13.9 | A | 7 | 9.4 | A | 7 | 74 | A | 7 | 838 | A | 7 | 160 | A | 7 | 2.1 | A | 7 | 96000 | B | 7 | 77777 | A | 7 | 1.3 | E | 8 | 0.084 | F | 8 | 0.2 | F | 8 | 0 | 1 | D | 9 | 0 | C | 8
1991-07-15 | 6:00 | 173 | 1322 | 82 | 1 | 10 | 401 | 1 | 16 | 29 | 1 | 10 | 84 | 1 | 10 | 257 | 1 | 16 | 50 | 1 | 10 | 53 | 1 | 21 | 0 | A | 7 | 0 | A | 7 | 17.8 | A | 7 | 8.9 | A | 7 | 56 | A | 7 | 838 | A | 7 | 200 | A | 7 | 1.5 | A | 7 | 112000 | B | 7 | 77777 | A | 7 | 1.3 | E | 8 | 0.084 | F | 8 | 0.2 | F | 8 | 0 | 1 | D | 9 | 0 | C | 8
1991-07-15 | 7:00 | 417 | 1322 | 265 | 1 | 10 | 685 | 1 | 16 | 49 | 1 | 10 | 278 | 1 | 10 | 623 | 1 | 16 | 82 | 1 | 10 | 103 | 1 | 21 | 0 | A | 7 | 0 | A | 7 | 21.1 | A | 7 | 8.3 | A | 7 | 44 | A | 7 | 838 | A | 7 | 200 | A | 7 | 2.6 | A | 7 | 112000 | B | 7 | 77777 | A | 7 | 1.3 | E | 8 | 0.084 | F | 8 | 0.2 | F | 8 | 0 | 1 | D | 9 | 0 | C | 8
1991-07-15 | 8:00 | 655 | 1322 | 470 | 1 | 10 | 812 | 1 | 16 | 68 | 1 | 10 | 493 | 1 | 10 | 790 | 1 | 16 | 101 | 1 | 10 | 152 | 1 | 21 | 0 | A | 7 | 0 | A | 7 | 24.4 | A | 7 | 8.3 | A | 7 | 36 | A | 7 | 838 | A | 7 | 0 | A | 7 | 0 | A | 7 | 112000 | B | 7 | 77777 | A | 7 | 1.3 | E | 8 | 0.084 | F | 8 | 0.2 | F | 8 | 0 | 1 | D | 9 | 0 | C | 8
1991-07-15 | 9:00 | 870 | 1322 | 663 | 1 | 10 | 880 | 1 | 16 | 84 | 1 | 10 | 692 | 1 | 10 | 875 | 1 | 16 | 115 | 1 | 10 | 209 | 1 | 21 | 0 | A | 7 | 0 | A | 7 | 26.7 | A | 7 | 8.3 | A | 7 | 31 | A | 7 | 838 | A | 7 | 0 | A | 7 | 0 | A | 7 | 112000 | B | 7 | 77777 | A | 7 | 1.3 | E | 8 | 0.084 | F | 8 | 0.2 | F | 8 | 0 | 1 | D | 9 | 0 | C | 8
1991-07-15 | 10:00 | 1047 | 1322 | 823 | 1 | 10 | 919 | 1 | 16 | 95 | 1 | 10 | 855 | 1 | 10 | 920 | 1 | 16 | 125 | 1 | 10 | 298 | 1 | 21 | 0 | A | 7 | 0 | A | 7 | 28.9 | A | 7 | 8.3 | A | 7 | 27 | A | 7 | 838 | A | 7 | 0 | A | 7 | 0 | A | 7 | 112000 | B | 7 | 77777 | A | 7 | 1.4 | E | 8 | 0.084 | F | 8 | 0.2 | F | 8 | 0 | 1 | D | 9 | 0 | C | 8
1991-07-15 | 11:00 | 1174 | 1322 | 938 | 1 | 10 | 941 | 1 | 16 | 103 | 1 | 10 | 973 | 1 | 10 | 944 | 1 | 16 | 132 | 1 | 10 | 444 | 1 | 21 | 0 | A | 7 | 0 | A | 7 | 30.6 | A | 7 | 7.2 | A | 7 | 23 | A | 7 | 838 | A | 7 | 140 | A | 7 | 1.5 | A | 7 | 112000 | B | 7 | 77777 | A | 7 | 1.4 | E | 8 | 0.084 | F | 8 | 0.2 | F | 8 | 0 | 1 | D | 9 | 0 | C | 8
1991-07-15 | 12:00 | 1242 | 1322 | 952 | 1 | 10 | 902 | 1 | 16 | 104 | 1 | 10 | 985 | 1 | 10 | 906 | 1 | 16 | 132 | 1 | 10 | 601 | 1 | 21 | 1 | A | 7 | 1 | A | 7 | 33.3 | A | 7 | 6.1 | A | 7 | 18 | A | 7 | 837 | A | 7 | 50 | A | 7 | 2.6 | A | 7 | 112000 | B | 7 | 77777 | A | 7 | 1.4 | E | 8 | 0.084 | F | 8 | 0.2 | F | 8 | 0 | 1 | D | 9 | 0 | C | 8
1991-07-15 | 13:00 | 1247 | 1322 | 946 | 1 | 10 | 847 | 1 | 16 | 146 | 1 | 10 | 968 | 1 | 10 | 849 | 1 | 16 | 166 | 1 | 10 | 788 | 1 | 21 | 1 | A | 7 | 1 | A | 7 | 33.9 | A | 7 | 5.6 | A | 7 | 17 | A | 7 | 836 | A | 7 | 110 | A | 7 | 3.1 | A | 7 | 112000 | B | 7 | 77777 | A | 7 | 1.4 | E | 8 | 0.084 | F | 8 | 0.2 | F | 8 | 0 | 1 | D | 9 | 0 | C | 8
1991-07-15 | 14:00 | 1188 | 1322 | 725 | 1 | 10 | 469 | 1 | 16 | 303 | 1 | 10 | 787 | 1 | 10 | 491 | 1 | 16 | 345 | 1 | 10 | 1623 | 1 | 21 | 3 | A | 7 | 3 | A | 7 | 35 | A | 7 | 3.3 | A | 7 | 14 | A | 7 | 836 | A | 7 | 70 | A | 7 | 3.6 | A | 7 | 96000 | B | 7 | 77777 | A | 7 | 1.4 | E | 8 | 0.084 | F | 8 | 0.2 | F | 8 | 0 | 1 | D | 9 | 0 | C | 8
1991-07-15 | 15:00 | 1069 | 1322 | 840 | 1 | 10 | 921 | 1 | 16 | 95 | 1 | 10 | 873 | 1 | 10 | 923 | 1 | 16 | 125 | 1 | 10 | 313 | 1 | 21 | 1 | A | 7 | 1 | A | 7 | 35.6 | A | 7 | 0.6 | A | 7 | 11 | A | 7 | 836 | A | 7 | 50 | A | 7 | 2.6 | A | 7 | 88000 | B | 7 | 77777 | A | 7 | 1.4 | E | 8 | 0.084 | F | 8 | 0.2 | F | 8 | 0 | 1 | D | 9 | 0 | C | 8
1991-07-15 | 16:00 | 899 | 1322 | 637 | 1 | 10 | 814 | 1 | 16 | 83 | 1 | 10 | 664 | 1 | 10 | 811 | 1 | 16 | 112 | 1 | 10 | 216 | 1 | 21 | 1 | A | 7 | 1 | A | 7 | 36.1 | A | 7 | 2.2 | A | 7 | 12 | A | 7 | 835 | A | 7 | 10 | A | 7 | 4.1 | A | 7 | 96000 | B | 7 | 77777 | A | 7 | 1.5 | E | 8 | 0.084 | F | 8 | 0.2 | F | 8 | 0 | 1 | D | 9 | 0 | C | 8
1991-07-15 | 17:00 | 688 | 1322 | 453 | 1 | 10 | 692 | 1 | 16 | 92 | 1 | 10 | 473 | 1 | 10 | 681 | 1 | 16 | 118 | 1 | 10 | 198 | 1 | 21 | 2 | A | 7 | 2 | A | 7 | 35.6 | A | 7 | 0 | A | 7 | 11 | A | 7 | 835 | A | 7 | 20 | A | 7 | 7.2 | A | 7 | 96000 | B | 7 | 77777 | A | 7 | 1.5 | E | 8 | 0.084 | F | 8 | 0.2 | F | 8 | 0 | 1 | D | 9 | 0 | C | 8
1991-07-15 | 18:00 | 452 | 1322 | 214 | 1 | 10 | 329 | 1 | 16 | 101 | 1 | 10 | 227 | 1 | 10 | 303 | 1 | 16 | 123 | 1 | 10 | 190 | 1 | 21 | 3 | A | 7 | 3 | A | 7 | 30 | A | 7 | 8.3 | A | 7 | 26 | A | 7 | 836 | A | 7 | 10 | A | 7 | 8.2 | A | 7 | 80000 | B | 7 | 77777 | A | 7 | 1.5 | E | 8 | 0.084 | F | 8 | 0.2 | F | 8 | 0 | 1 | D | 9 | 0 | C | 8
1991-07-15 | 19:00 | 208 | 1322 | 94 | 1 | 10 | 374 | 1 | 16 | 35 | 1 | 10 | 97 | 1 | 10 | 260 | 1 | 16 | 56 | 1 | 10 | 64 | 1 | 21 | 2 | A | 7 | 2 | A | 7 | 27.2 | A | 7 | 7.8 | A | 7 | 29 | A | 7 | 836 | A | 7 | 10 | A | 7 | 5.2 | A | 7 | 80000 | B | 7 | 77777 | A | 7 | 1.5 | E | 8 | 0.084 | F | 8 | 0.2 | F | 8 | 0 | 1 | D | 9 | 0 | C | 8
1991-07-15 | 20:00 | 17 | 540 | 4 | 1 | 10 | 30 | 1 | 16 | 3 | 1 | 10 | 0 | 1 | 10 | 0 | 1 | 16 | 0 | 1 | 10 | 0 | 1 | 21 | 3 | A | 7 | 3 | A | 7 | 25 | A | 7 | 8.9 | A | 7 | 36 | A | 7 | 837 | A | 7 | 40 | A | 7 | 1.5 | A | 7 | 64000 | B | 7 | 77777 | A | 7 | 1.5 | E | 8 | 0.084 | F | 8 | 0.2 | F | 8 | 0 | 1 | D | 9 | 0 | C | 8
1991-07-15 | 21:00 | 0 | 0 | 0 | 1 | 0 | 0 | 1 | 0 | 0 | 1 | 0 | 0 | 1 | 0 | 0 | 1 | 0 | 0 | 1 | 0 | 0 | 1 | 0 | 0 | A | 7 | 0 | A | 7 | 22.8 | A | 7 | 9.4 | A | 7 | 42 | A | 7 | 838 | A | 7 | 0 | A | 7 | 0 | A | 7 | 32000 | B | 7 | 77777 | A | 7 | 1.5 | E | 8 | 0.084 | F | 8 | 0.2 | F | 8 | 0 | 1 | D | 9 | 0 | C | 8
1991-07-15 | 22:00 | 0 | 0 | 0 | 1 | 0 | 0 | 1 | 0 | 0 | 1 | 0 | 0 | 1 | 0 | 0 | 1 | 0 | 0 | 1 | 0 | 0 | 1 | 0 | 0 | A | 7 | 0 | A | 7 | 20.6 | A | 7 | 10.6 | A | 7 | 53 | A | 7 | 838 | A | 7 | 200 | A | 7 | 1.5 | A | 7 | 32000 | B | 7 | 77777 | A | 7 | 1.5 | E | 8 | 0.084 | F | 8 | 0.2 | F | 8 | 0 | 1 | D | 9 | 0 | C | 8
1991-07-15 | 23:00 | 0 | 0 | 0 | 1 | 0 | 0 | 1 | 0 | 0 | 1 | 0 | 0 | 1 | 0 | 0 | 1 | 0 | 0 | 1 | 0 | 0 | 1 | 0 | 0 | A | 7 | 0 | A | 7 | 19.4 | A | 7 | 10.6 | A | 7 | 57 | A | 7 | 839 | A | 7 | 160 | A | 7 | 1.5 | A | 7 | 32000 | B | 7 | 77777 | A | 7 | 1.6 | E | 8 | 0.084 | F | 8 | 0.2 | F | 8 | 0 | 1 | D | 9 | 0 | C | 8
1991-07-15 | 24:00 | 0 | 0 | 0 | 1 | 0 | 0 | 1 | 0 | 0 | 1 | 0 | 0 | 1 | 0 | 0 | 1 | 0 | 0 | 1 | 0 | 0 | 1 | 0 | 0 | A | 7 | 0 | A | 7 | 18.9 | A | 7 | 10.6 | A | 7 | 59 | A | 7 | 839 | A | 7 | 90 | A | 7 | 2.1 | A | 7 | 32000 | B | 7 | 77777 | A | 7 | 1.6 | E | 8 | 0.084 | F | 8 | 0.2 | F | 8 | 0 | 1 | D | 9 | 0 | C | 8
1991-07-16 | 1:00 | 0 | 0 | 0 | 1 | 0 | 0 | 1 | 0 | 0 | 1 | 0 | 0 | 1 | 0 | 0 | 1 | 0 | 0 | 1 | 0 | 0 | 1 | 0 | 0 | A | 7 | 0 | A | 7 | 17.8 | A | 7 | 10.6 | A | 7 | 63 | A | 7 | 839 | A | 7 | 130 | A | 7 | 2.1 | A | 7 | 32000 | B | 7 | 77777 | A | 7 | 1.6 | E | 8 | 0.085 | F | 8 | 0.2 | F | 8 | 0 | 1 | D | 9 | 0 | C | 8
1991-07-16 | 2:00 | 0 | 0 | 0 | 1 | 0 | 0 | 1 | 0 | 0 | 1 | 0 | 0 | 1 | 0 | 0 | 1 | 0 | 0 | 1 | 0 | 0 | 1 | 0 | 0 | A | 7 | 0 | A | 7 | 16.1 | A | 7 | 11.7 | A | 7 | 75 | A | 7 | 839 | A | 7 | 140 | A | 7 | 1.5 | A | 7 | 32000 | B | 7 | 77777 | A | 7 | 1.6 | E | 8 | 0.085 | F | 8 | 0.2 | F | 8 | 0 | 1 | D | 9 | 0 | C | 8
1991-07-16 | 3:00 | 0 | 0 | 0 | 1 | 0 | 0 | 1 | 0 | 0 | 1 | 0 | 0 | 1 | 0 | 0 | 1 | 0 | 0 | 1 | 0 | 0 | 1 | 0 | 0 | A | 7 | 0 | A | 7 | 15.6 | A | 7 | 10.6 | A | 7 | 72 | A | 7 | 839 | A | 7 | 130 | A | 7 | 2.1 | A | 7 | 32000 | B | 7 | 77777 | A | 7 | 1.6 | E | 8 | 0.085 | F | 8 | 0.2 | F | 8 | 0 | 1 | D | 9 | 0 | C | 8
1991-07-16 | 4:00 | 0 | 0 | 0 | 1 | 0 | 0 | 1 | 0 | 0 | 1 | 0 | 0 | 1 | 0 | 0 | 1 | 0 | 0 | 1 | 0 | 0 | 1 | 0 | 0 | A | 7 | 0 | A | 7 | 14.4 | A | 7 | 10.6 | A | 7 | 78 | A | 7 | 839 | A | 7 | 130 | A | 7 | 1.5 | A | 7 | 32000 | B | 7 | 77777 | A | 7 | 1.6 | E | 8 | 0.085 | F | 8 | 0.2 | F | 8 | 0 | 1 | D | 9 | 0 | C | 8
1991-07-16 | 5:00 | 6 | 342 | 0 | 1 | 10 | 2 | 1 | 16 | 0 | 1 | 10 | 0 | 1 | 10 | 0 | 1 | 16 | 0 | 1 | 10 | 0 | 1 | 21 | 1 | A | 7 | 1 | A | 7 | 15.6 | A | 7 | 10 | A | 7 | 69 | A | 7 | 839 | A | 7 | 180 | A | 7 | 1.5 | A | 7 | 96000 | B | 7 | 77777 | A | 7 | 1.7 | E | 8 | 0.085 | F | 8 | 0.2 | F | 8 | 0 | 1 | D | 9 | 0 | C | 8
1991-07-16 | 6:00 | 170 | 1322 | 66 | 1 | 10 | 199 | 1 | 16 | 40 | 1 | 10 | 68 | 1 | 10 | 118 | 1 | 16 | 53 | 1 | 10 | 72 | 1 | 21 | 1 | A | 7 | 0 | A | 7 | 18.3 | A | 7 | 10 | A | 7 | 58 | A | 7 | 840 | A | 7 | 180 | A | 7 | 2.1 | A | 7 | 96000 | B | 7 | 77777 | A | 7 | 1.7 | E | 8 | 0.085 | F | 8 | 0.2 | F | 8 | 0 | 1 | D | 9 | 0 | C | 8
1991-07-16 | 7:00 | 414 | 1322 | 236 | 1 | 10 | 515 | 1 | 16 | 75 | 1 | 10 | 245 | 1 | 10 | 460 | 1 | 16 | 101 | 1 | 10 | 141 | 1 | 21 | 0 | A | 7 | 0 | A | 7 | 21.1 | A | 7 | 9.4 | A | 7 | 47 | A | 7 | 840 | A | 7 | 200 | A | 7 | 2.1 | A | 7 | 96000 | B | 7 | 77777 | A | 7 | 1.7 | E | 8 | 0.085 | F | 8 | 0.2 | F | 8 | 0 | 1 | D | 9 | 0 | C | 8
1991-07-16 | 8:00 | 653 | 1322 | 440 | 1 | 10 | 676 | 1 | 16 | 106 | 1 | 10 | 464 | 1 | 10 | 668 | 1 | 16 | 134 | 1 | 10 | 227 | 1 | 21 | 0 | A | 7 | 0 | A | 7 | 25 | A | 7 | 8.9 | A | 7 | 36 | A | 7 | 840 | A | 7 | 210 | A | 7 | 1.5 | A | 7 | 96000 | B | 7 | 77777 | A | 7 | 1.7 | E | 8 | 0.085 | F | 8 | 0.2 | F | 8 | 0 | 1 | D | 9 | 0 | C | 8
1991-07-16 | 9:00 | 868 | 1322 | 629 | 1 | 10 | 751 | 1 | 16 | 136 | 1 | 10 | 672 | 1 | 10 | 765 | 1 | 16 | 169 | 1 | 10 | 357 | 1 | 21 | 1 | A | 7 | 0 | A | 7 | 28.3 | A | 7 | 8.9 | A | 7 | 30 | A | 7 | 840 | A | 7 | 320 | A | 7 | 1.5 | A | 7 | 96000 | B | 7 | 77777 | A | 7 | 1.7 | E | 8 | 0.085 | F | 8 | 0.2 | F | 8 | 0 | 1 | D | 9 | 0 | C | 8
1991-07-16 | 10:00 | 1045 | 1322 | 792 | 1 | 10 | 805 | 1 | 16 | 155 | 1 | 10 | 829 | 1 | 10 | 809 | 1 | 16 | 189 | 1 | 10 | 495 | 1 | 21 | 1 | A | 7 | 0 | A | 7 | 30 | A | 7 | 7.8 | A | 7 | 25 | A | 7 | 840 | A | 7 | 80 | A | 7 | 1.5 | A | 7 | 96000 | B | 7 | 77777 | A | 7 | 1.7 | E | 8 | 0.085 | F | 8 | 0.2 | F | 8 | 0 | 1 | D | 9 | 0 | C | 8
1991-07-16 | 11:00 | 1172 | 1322 | 910 | 1 | 10 | 837 | 1 | 16 | 167 | 1 | 10 | 961 | 1 | 10 | 845 | 1 | 16 | 211 | 1 | 10 | 777 | 1 | 21 | 1 | A | 7 | 0 | A | 7 | 30.6 | A | 7 | 7.8 | A | 7 | 24 | A | 7 | 840 | A | 7 | 270 | A | 7 | 4.1 | A | 7 | 96000 | B | 7 | 77777 | A | 7 | 1.7 | E | 8 | 0.085 | F | 8 | 0.2 | F | 8 | 0 | 1 | D | 9 | 0 | C | 8
1991-07-16 | 12:00 | 1241 | 1322 | 929 | 1 | 10 | 813 | 1 | 16 | 165 | 1 | 10 | 991 | 1 | 10 | 823 | 1 | 16 | 217 | 1 | 10 | 1055 | 1 | 21 | 1 | A | 7 | 1 | A | 7 | 32.8 | A | 7 | 7.8 | A | 7 | 21 | A | 7 | 840 | A | 7 | 350 | A | 7 | 5.2 | A | 7 | 96000 | B | 7 | 77777 | A | 7 | 1.7 | E | 8 | 0.085 | F | 8 | 0.2 | F | 8 | 0 | 1 | D | 9 | 0 | C | 8
1991-07-16 | 13:00 | 1246 | 1322 | 954 | 1 | 10 | 762 | 1 | 16 | 235 | 1 | 10 | 1021 | 1 | 10 | 779 | 1 | 16 | 286 | 1 | 10 | 1622 | 1 | 21 | 1 | A | 7 | 1 | A | 7 | 33.3 | A | 7 | 3.3 | A | 7 | 15 | A | 7 | 839 | A | 7 | 340 | A | 7 | 4.6 | A | 7 | 96000 | B | 7 | 77777 | A | 7 | 1.7 | E | 8 | 0.085 | F | 8 | 0.2 | F | 8 | 0 | 1 | D | 9 | 0 | C | 8
1991-07-16 | 14:00 | 1187 | 1322 | 869 | 1 | 10 | 784 | 1 | 16 | 165 | 1 | 10 | 922 | 1 | 10 | 792 | 1 | 16 | 209 | 1 | 10 | 815 | 1 | 21 | 2 | A | 7 | 2 | A | 7 | 34.4 | A | 7 | 2.2 | A | 7 | 13 | A | 7 | 839 | A | 7 | 280 | A | 7 | 2.6 | A | 7 | 96000 | B | 7 | 77777 | A | 7 | 1.7 | E | 8 | 0.085 | F | 8 | 0.2 | F | 8 | 0 | 1 | D | 9 | 0 | C | 8
1991-07-16 | 15:00 | 1068 | 1322 | 679 | 1 | 10 | 514 | 1 | 16 | 263 | 1 | 10 | 735 | 1 | 10 | 537 | 1 | 16 | 300 | 1 | 10 | 970 | 1 | 21 | 3 | A | 7 | 3 | A | 7 | 34.4 | A | 7 | 4.4 | A | 7 | 15 | A | 7 | 839 | A | 7 | 340 | A | 7 | 3.1 | A | 7 | 96000 | B | 7 | 77777 | A | 7 | 1.8 | E | 8 | 0.085 | F | 8 | 0.2 | F | 8 | 0 | 1 | D | 9 | 0 | C | 8
1991-07-16 | 16:00 | 897 | 1322 | 598 | 1 | 10 | 533 | 1 | 16 | 236 | 1 | 10 | 638 | 1 | 10 | 552 | 1 | 16 | 263 | 1 | 10 | 634 | 1 | 21 | 7 | A | 7 | 4 | A | 7 | 34.4 | A | 7 | 2.8 | A | 7 | 14 | A | 7 | 839 | A | 7 | 340 | A | 7 | 2.6 | A | 7 | 80000 | B | 7 | 6096 | A | 7 | 1.8 | E | 8 | 0.085 | F | 8 | 0.2 | F | 8 | 0 | 1 | D | 9 | 0 | C | 8
1991-07-16 | 17:00 | 687 | 1322 | 354 | 1 | 10 | 111 | 1 | 16 | 296 | 1 | 10 | 387 | 1 | 10 | 112 | 1 | 16 | 329 | 1 | 10 | 833 | 1 | 21 | 6 | A | 7 | 5 | A | 7 | 31.7 | A | 7 | 7.8 | A | 7 | 23 | A | 7 | 839 | A | 7 | 310 | A | 7 | 6.2 | A | 7 | 80000 | B | 7 | 6096 | A | 7 | 1.8 | E | 8 | 0.085 | F | 8 | 0.2 | F | 8 | 0 | 1 | D | 9 | 0 | C | 8
1991-07-16 | 18:00 | 451 | 1322 | 239 | 1 | 10 | 424 | 1 | 16 | 94 | 1 | 10 | 255 | 1 | 10 | 391 | 1 | 16 | 121 | 1 | 10 | 175 | 1 | 21 | 4 | A | 7 | 4 | A | 7 | 31.1 | A | 7 | 6.1 | A | 7 | 21 | A | 7 | 839 | A | 7 | 300 | A | 7 | 5.2 | A | 7 | 80000 | B | 7 | 77777 | A | 7 | 1.8 | E | 8 | 0.085 | F | 8 | 0.2 | F | 8 | 0 | 1 | D | 9 | 0 | C | 8
1991-07-16 | 19:00 | 206 | 1322 | 66 | 1 | 10 | 55 | 1 | 16 | 58 | 1 | 10 | 72 | 1 | 10 | 38 | 1 | 16 | 66 | 1 | 10 | 123 | 1 | 21 | 8 | A | 7 | 5 | A | 7 | 27.8 | A | 7 | 7.8 | A | 7 | 28 | A | 7 | 839 | A | 7 | 280 | A | 7 | 4.1 | A | 7 | 80000 | B | 7 | 7620 | A | 7 | 1.8 | E | 8 | 0.085 | F | 8 | 0.2 | F | 8 | 0 | 1 | D | 9 | 0 | C | 8
1991-07-16 | 20:00 | 17 | 518 | 3 | 1 | 10 | 4 | 1 | 16 | 3 | 1 | 10 | 0 | 1 | 10 | 0 | 1 | 16 | 0 | 1 | 10 | 0 | 1 | 21 | 4 | A | 7 | 2 | A | 7 | 25.6 | A | 7 | 8.3 | A | 7 | 33 | A | 7 | 839 | A | 7 | 210 | A | 7 | 3.1 | A | 7 | 64000 | B | 7 | 77777 | A | 7 | 1.8 | E | 8 | 0.085 | F | 8 | 0.2 | F | 8 | 0 | 1 | D | 9 | 0 | C | 8
1991-07-16 | 21:00 | 0 | 0 | 0 | 1 | 0 | 0 | 1 | 0 | 0 | 1 | 0 | 0 | 1 | 0 | 0 | 1 | 0 | 0 | 1 | 0 | 0 | 1 | 0 | 3 | A | 7 | 3 | A | 7 | 24.4 | A | 7 | 8.9 | A | 7 | 37 | A | 7 | 840 | A | 7 | 170 | A | 7 | 2.1 | A | 7 | 32000 | B | 7 | 77777 | A | 7 | 1.8 | E | 8 | 0.085 | F | 8 | 0.2 | F | 8 | 0 | 1 | D | 9 | 0 | C | 8
1991-07-16 | 22:00 | 0 | 0 | 0 | 1 | 0 | 0 | 1 | 0 | 0 | 1 | 0 | 0 | 1 | 0 | 0 | 1 | 0 | 0 | 1 | 0 | 0 | 1 | 0 | 0 | A | 7 | 0 | A | 7 | 22.8 | A | 7 | 9.4 | A | 7 | 42 | A | 7 | 839 | A | 7 | 0 | A | 7 | 0 | A | 7 | 32000 | B | 7 | 77777 | A | 7 | 1.8 | E | 8 | 0.085 | F | 8 | 0.2 | F | 8 | 0 | 1 | D | 9 | 0 | C | 8
1991-07-16 | 23:00 | 0 | 0 | 0 | 1 | 0 | 0 | 1 | 0 | 0 | 1 | 0 | 0 | 1 | 0 | 0 | 1 | 0 | 0 | 1 | 0 | 0 | 1 | 0 | 5 | A | 7 | 3 | A | 7 | 22.2 | A | 7 | 9.4 | A | 7 | 44 | A | 7 | 839 | A | 7 | 180 | A | 7 | 2.6 | A | 7 | 32000 | B | 7 | 77777 | A | 7 | 1.8 | E | 8 | 0.085 | F | 8 | 0.2 | F | 8 | 0 | 1 | D | 9 | 0 | C | 8
1991-07-16 | 24:00 | 0 | 0 | 0 | 1 | 0 | 0 | 1 | 0 | 0 | 1 | 0 | 0 | 1 | 0 | 0 | 1 | 0 | 0 | 1 | 0 | 0 | 1 | 0 | 2 | A | 7 | 1 | A | 7 | 21.1 | A | 7 | 9.4 | A | 7 | 47 | A | 7 | 839 | A | 7 | 200 | A | 7 | 2.6 | A | 7 | 32000 | B | 7 | 77777 | A | 7 | 1.8 | E | 8 | 0.085 | F | 8 | 0.2 | F | 8 | 0 | 1 | D | 9 | 0 | C | 8
1991-07-17 | 1:00 | 0 | 0 | 0 | 1 | 0 | 0 | 1 | 0 | 0 | 1 | 0 | 0 | 1 | 0 | 0 | 1 | 0 | 0 | 1 | 0 | 0 | 1 | 0 | 4 | A | 7 | 2 | A | 7 | 21.1 | A | 7 | 8.9 | A | 7 | 46 | A | 7 | 839 | A | 7 | 180 | A | 7 | 3.1 | A | 7 | 32000 | B | 7 | 77777 | A | 7 | 1.8 | E | 8 | 0.086 | F | 8 | 0.2 | F | 8 | 0 | 1 | D | 9 | 0 | C | 8
1991-07-17 | 2:00 | 0 | 0 | 0 | 1 | 0 | 0 | 1 | 0 | 0 | 1 | 0 | 0 | 1 | 0 | 0 | 1 | 0 | 0 | 1 | 0 | 0 | 1 | 0 | 3 | A | 7 | 1 | A | 7 | 20 | A | 7 | 7.8 | A | 7 | 45 | A | 7 | 839 | A | 7 | 190 | A | 7 | 2.1 | A | 7 | 32000 | B | 7 | 77777 | A | 7 | 1.9 | E | 8 | 0.086 | F | 8 | 0.2 | F | 8 | 0 | 1 | D | 9 | 0 | C | 8
1991-07-17 | 3:00 | 0 | 0 | 0 | 1 | 0 | 0 | 1 | 0 | 0 | 1 | 0 | 0 | 1 | 0 | 0 | 1 | 0 | 0 | 1 | 0 | 0 | 1 | 0 | 1 | A | 7 | 0 | A | 7 | 19.4 | A | 7 | 7.8 | A | 7 | 47 | A | 7 | 839 | A | 7 | 200 | A | 7 | 3.1 | A | 7 | 32000 | B | 7 | 77777 | A | 7 | 1.9 | E | 8 | 0.086 | F | 8 | 0.2 | F | 8 | 0 | 1 | D | 9 | 0 | C | 8
1991-07-17 | 4:00 | 0 | 0 | 0 | 1 | 0 | 0 | 1 | 0 | 0 | 1 | 0 | 0 | 1 | 0 | 0 | 1 | 0 | 0 | 1 | 0 | 0 | 1 | 0 | 1 | A | 7 | 0 | A | 7 | 18.3 | A | 7 | 7.8 | A | 7 | 50 | A | 7 | 839 | A | 7 | 190 | A | 7 | 2.6 | A | 7 | 48000 | B | 7 | 77777 | A | 7 | 1.9 | E | 8 | 0.086 | F | 8 | 0.2 | F | 8 | 0 | 1 | D | 9 | 0 | C | 8
1991-07-17 | 5:00 | 6 | 320 | 0 | 1 | 10 | 14 | 1 | 16 | 0 | 1 | 10 | 0 | 1 | 10 | 0 | 1 | 16 | 0 | 1 | 10 | 0 | 1 | 21 | 0 | A | 7 | 0 | A | 7 | 17.8 | A | 7 | 8.3 | A | 7 | 54 | A | 7 | 839 | A | 7 | 200 | A | 7 | 2.6 | A | 7 | 96000 | B | 7 | 77777 | A | 7 | 1.9 | E | 8 | 0.086 | F | 8 | 0.2 | F | 8 | 0 | 1 | D | 9 | 0 | C | 8
1991-07-17 | 6:00 | 168 | 1322 | 75 | 1 | 10 | 348 | 1 | 16 | 31 | 1 | 10 | 77 | 1 | 10 | 219 | 1 | 16 | 49 | 1 | 10 | 56 | 1 | 21 | 0 | A | 7 | 0 | A | 7 | 20 | A | 7 | 8.3 | A | 7 | 47 | A | 7 | 839 | A | 7 | 190 | A | 7 | 2.6 | A | 7 | 96000 | B | 7 | 77777 | A | 7 | 1.9 | E | 8 | 0.086 | F | 8 | 0.2 | F | 8 | 0 | 1 | D | 9 | 0 | C | 8
1991-07-17 | 7:00 | 412 | 1322 | 253 | 1 | 10 | 643 | 1 | 16 | 53 | 1 | 10 | 263 | 1 | 10 | 581 | 1 | 16 | 82 | 1 | 10 | 108 | 1 | 21 | 0 | A | 7 | 0 | A | 7 | 22.8 | A | 7 | 8.3 | A | 7 | 39 | A | 7 | 839 | A | 7 | 200 | A | 7 | 3.1 | A | 7 | 96000 | B | 7 | 77777 | A | 7 | 1.9 | E | 8 | 0.086 | F | 8 | 0.2 | F | 8 | 0 | 1 | D | 9 | 0 | C | 8
1991-07-17 | 8:00 | 650 | 1322 | 456 | 1 | 10 | 777 | 1 | 16 | 74 | 1 | 10 | 485 | 1 | 10 | 764 | 1 | 16 | 109 | 1 | 10 | 166 | 1 | 21 | 0 | A | 7 | 0 | A | 7 | 26.1 | A | 7 | 8.3 | A | 7 | 32 | A | 7 | 839 | A | 7 | 210 | A | 7 | 1.5 | A | 7 | 96000 | B | 7 | 77777 | A | 7 | 2 | E | 8 | 0.086 | F | 8 | 0.2 | F | 8 | 0 | 1 | D | 9 | 0 | C | 8
1991-07-17 | 9:00 | 866 | 1322 | 647 | 1 | 10 | 849 | 1 | 16 | 91 | 1 | 10 | 674 | 1 | 10 | 843 | 1 | 16 | 120 | 1 | 10 | 214 | 1 | 21 | 0 | A | 7 | 0 | A | 7 | 28.3 | A | 7 | 8.9 | A | 7 | 30 | A | 7 | 839 | A | 7 | 120 | A | 7 | 1.5 | A | 7 | 96000 | B | 7 | 77777 | A | 7 | 2 | E | 8 | 0.086 | F | 8 | 0.2 | F | 8 | 0 | 1 | D | 9 | 0 | C | 8
1991-07-17 | 10:00 | 1044 | 1322 | 807 | 1 | 10 | 890 | 1 | 16 | 104 | 1 | 10 | 836 | 1 | 10 | 891 | 1 | 16 | 132 | 1 | 10 | 310 | 1 | 21 | 0 | A | 7 | 0 | A | 7 | 30.6 | A | 7 | 7.8 | A | 7 | 24 | A | 7 | 839 | A | 7 | 0 | A | 7 | 0 | A | 7 | 96000 | B | 7 | 77777 | A | 7 | 2 | E | 8 | 0.086 | F | 8 | 0.2 | F | 8 | 0 | 1 | D | 9 | 0 | C | 8
1991-07-17 | 11:00 | 1171 | 1322 | 921 | 1 | 10 | 914 | 1 | 16 | 112 | 1 | 10 | 953 | 1 | 10 | 917 | 1 | 16 | 139 | 1 | 10 | 464 | 1 | 21 | 0 | A | 7 | 0 | A | 7 | 32.8 | A | 7 | 6.7 | A | 7 | 20 | A | 7 | 839 | A | 7 | 0 | A | 7 | 0 | A | 7 | 96000 | B | 7 | 77777 | A | 7 | 2 | E | 8 | 0.086 | F | 8 | 0.2 | F | 8 | 0 | 1 | D | 9 | 0 | C | 8
1991-07-17 | 12:00 | 1239 | 1322 | 955 | 1 | 10 | 897 | 1 | 16 | 114 | 1 | 10 | 986 | 1 | 10 | 900 | 1 | 16 | 140 | 1 | 10 | 635 | 1 | 21 | 1 | A | 7 | 1 | A | 7 | 34.4 | A | 7 | 6.1 | A | 7 | 17 | A | 7 | 838 | A | 7 | 30 | A | 7 | 2.1 | A | 7 | 96000 | B | 7 | 77777 | A | 7 | 2.1 | E | 8 | 0.086 | F | 8 | 0.2 | F | 8 | 0 | 1 | D | 9 | 0 | C | 8
1991-07-17 | 13:00 | 1244 | 1322 | 985 | 1 | 10 | 925 | 1 | 16 | 114 | 1 | 10 | 1017 | 1 | 10 | 929 | 1 | 16 | 141 | 1 | 10 | 653 | 1 | 21 | 1 | A | 7 | 1 | A | 7 | 33.9 | A | 7 | 6.1 | A | 7 | 18 | A | 7 | 837 | A | 7 | 50 | A | 7 | 2.6 | A | 7 | 96000 | B | 7 | 77777 | A | 7 | 2.1 | E | 8 | 0.086 | F | 8 | 0.2 | F | 8 | 0 | 1 | D | 9 | 0 | C | 8
1991-07-17 | 14:00 | 1186 | 1322 | 919 | 1 | 10 | 805 | 1 | 16 | 197 | 1 | 10 | 956 | 1 | 10 | 806 | 1 | 16 | 232 | 1 | 10 | 933 | 1 | 21 | 3 | A | 7 | 3 | A | 7 | 35.6 | A | 7 | 6.7 | A | 7 | 17 | A | 7 | 836 | A | 7 | 90 | A | 7 | 3.6 | A | 7 | 96000 | B | 7 | 77777 | A | 7 | 2.1 | E | 8 | 0.086 | F | 8 | 0.2 | F | 8 | 0 | 1 | D | 9 | 0 | C | 8
1991-07-17 | 15:00 | 1067 | 1322 | 705 | 1 | 10 | 593 | 1 | 16 | 226 | 1 | 10 | 743 | 1 | 10 | 601 | 1 | 16 | 257 | 1 | 10 | 816 | 1 | 21 | 4 | A | 7 | 4 | A | 7 | 35.6 | A | 7 | 6.7 | A | 7 | 17 | A | 7 | 836 | A | 7 | 100 | A | 7 | 3.6 | A | 7 | 96000 | B | 7 | 77777 | A | 7 | 2.1 | E | 8 | 0.086 | F | 8 | 0.2 | F | 8 | 0 | 1 | D | 9 | 0 | C | 8
1991-07-17 | 16:00 | 896 | 1322 | 583 | 1 | 10 | 602 | 1 | 16 | 175 | 1 | 10 | 614 | 1 | 10 | 608 | 1 | 16 | 201 | 1 | 10 | 465 | 1 | 21 | 4 | A | 7 | 4 | A | 7 | 36.1 | A | 7 | 5.6 | A | 7 | 15 | A | 7 | 835 | A | 7 | 120 | A | 7 | 2.6 | A | 7 | 64000 | B | 7 | 77777 | A | 7 | 2.2 | E | 8 | 0.086 | F | 8 | 0.2 | F | 8 | 0 | 1 | D | 9 | 0 | C | 8
1991-07-17 | 17:00 | 685 | 1322 | 259 | 1 | 10 | 128 | 1 | 16 | 193 | 1 | 10 | 286 | 1 | 10 | 132 | 1 | 16 | 217 | 1 | 10 | 487 | 1 | 21 | 7 | A | 7 | 7 | A | 7 | 32.8 | A | 7 | 5 | A | 7 | 18 | A | 7 | 835 | A | 7 | 360 | A | 7 | 4.1 | A | 7 | 64000 | B | 7 | 3048 | A | 7 | 2.2 | E | 8 | 0.086 | F | 8 | 0.2 | F | 8 | 0 | 1 | D | 9 | 14 | C | 8
1991-07-17 | 18:00 | 449 | 1322 | 226 | 1 | 10 | 104 | 1 | 16 | 191 | 1 | 10 | 247 | 1 | 10 | 99 | 1 | 16 | 214 | 1 | 10 | 466 | 1 | 21 | 8 | A | 7 | 8 | A | 7 | 28.9 | A | 7 | 9.4 | A | 7 | 30 | A | 7 | 836 | A | 7 | 310 | A | 7 | 5.2 | A | 7 | 64000 | B | 7 | 3658 | A | 7 | 2.2 | E | 8 | 0.086 | F | 8 | 0.2 | F | 8 | 0 | 1 | D | 9 | 0 | C | 8
1991-07-17 | 19:00 | 204 | 1322 | 46 | 1 | 10 | 87 | 1 | 16 | 33 | 1 | 10 | 51 | 1 | 10 | 56 | 1 | 16 | 42 | 1 | 10 | 57 | 1 | 21 | 7 | A | 7 | 7 | A | 7 | 25.6 | A | 7 | 10 | A | 7 | 37 | A | 7 | 837 | A | 7 | 330 | A | 7 | 6.7 | A | 7 | 64000 | B | 7 | 3658 | A | 7 | 2.2 | E | 8 | 0.086 | F | 8 | 0.2 | F | 8 | 0 | 1 | D | 9 | 0 | C | 8
1991-07-17 | 20:00 | 16 | 518 | 2 | 1 | 10 | 6 | 1 | 16 | 2 | 1 | 10 | 0 | 1 | 10 | 0 | 1 | 16 | 0 | 1 | 10 | 0 | 1 | 21 | 9 | A | 7 | 8 | A | 7 | 23.9 | A | 7 | 11.1 | A | 7 | 45 | A | 7 | 838 | A | 7 | 330 | A | 7 | 4.6 | A | 7 | 32000 | B | 7 | 3353 | A | 7 | 2.3 | E | 8 | 0.086 | F | 8 | 0.2 | F | 8 | 0 | 1 | D | 9 | 0 | C | 8
1991-07-17 | 21:00 | 0 | 0 | 0 | 1 | 0 | 0 | 1 | 0 | 0 | 1 | 0 | 0 | 1 | 0 | 0 | 1 | 0 | 0 | 1 | 0 | 0 | 1 | 0 | 7 | A | 7 | 7 | A | 7 | 23.3 | A | 7 | 11.1 | A | 7 | 46 | A | 7 | 838 | A | 7 | 340 | A | 7 | 2.1 | A | 7 | 32000 | B | 7 | 3658 | A | 7 | 2.3 | E | 8 | 0.086 | F | 8 | 0.2 | F | 8 | 0 | 1 | D | 9 | 0 | C | 8
1991-07-17 | 22:00 | 0 | 0 | 0 | 1 | 0 | 0 | 1 | 0 | 0 | 1 | 0 | 0 | 1 | 0 | 0 | 1 | 0 | 0 | 1 | 0 | 0 | 1 | 0 | 9 | A | 7 | 8 | A | 7 | 24.4 | A | 7 | 10 | A | 7 | 40 | A | 7 | 838 | A | 7 | 310 | A | 7 | 3.6 | A | 7 | 32000 | B | 7 | 3658 | A | 7 | 2.3 | E | 8 | 0.086 | F | 8 | 0.2 | F | 8 | 0 | 1 | D | 9 | 0 | C | 8
1991-07-17 | 23:00 | 0 | 0 | 0 | 1 | 0 | 0 | 1 | 0 | 0 | 1 | 0 | 0 | 1 | 0 | 0 | 1 | 0 | 0 | 1 | 0 | 0 | 1 | 0 | 7 | A | 7 | 6 | A | 7 | 23.9 | A | 7 | 11.1 | A | 7 | 45 | A | 7 | 838 | A | 7 | 0 | A | 7 | 0 | A | 7 | 32000 | B | 7 | 7620 | A | 7 | 2.3 | E | 8 | 0.086 | F | 8 | 0.2 | F | 8 | 0 | 1 | D | 9 | 0 | C | 8
1991-07-17 | 24:00 | 0 | 0 | 0 | 1 | 0 | 0 | 1 | 0 | 0 | 1 | 0 | 0 | 1 | 0 | 0 | 1 | 0 | 0 | 1 | 0 | 0 | 1 | 0 | 8 | A | 7 | 6 | A | 7 | 23.3 | A | 7 | 10.6 | A | 7 | 45 | A | 7 | 837 | A | 7 | 190 | A | 7 | 1.5 | A | 7 | 32000 | B | 7 | 7620 | A | 7 | 2.4 | E | 8 | 0.086 | F | 8 | 0.2 | F | 8 | 0 | 1 | D | 9 | 0 | C | 8
1991-07-18 | 1:00 | 0 | 0 | 0 | 1 | 0 | 0 | 1 | 0 | 0 | 1 | 0 | 0 | 1 | 0 | 0 | 1 | 0 | 0 | 1 | 0 | 0 | 1 | 0 | 8 | A | 7 | 6 | A | 7 | 21.1 | A | 7 | 11.7 | A | 7 | 55 | A | 7 | 837 | A | 7 | 200 | A | 7 | 2.1 | A | 7 | 32000 | B | 7 | 7620 | A | 7 | 2.4 | E | 8 | 0.087 | F | 8 | 0.2 | F | 8 | 0 | 1 | D | 9 | 0 | C | 8
1991-07-18 | 2:00 | 0 | 0 | 0 | 1 | 0 | 0 | 1 | 0 | 0 | 1 | 0 | 0 | 1 | 0 | 0 | 1 | 0 | 0 | 1 | 0 | 0 | 1 | 0 | 4 | A | 7 | 2 | A | 7 | 20.6 | A | 7 | 11.1 | A | 7 | 54 | A | 7 | 836 | A | 7 | 180 | A | 7 | 2.6 | A | 7 | 32000 | B | 7 | 77777 | A | 7 | 2.4 | E | 8 | 0.087 | F | 8 | 0.2 | F | 8 | 0 | 1 | D | 9 | 0 | C | 8
1991-07-18 | 3:00 | 0 | 0 | 0 | 1 | 0 | 0 | 1 | 0 | 0 | 1 | 0 | 0 | 1 | 0 | 0 | 1 | 0 | 0 | 1 | 0 | 0 | 1 | 0 | 3 | A | 7 | 1 | A | 7 | 20 | A | 7 | 11.1 | A | 7 | 57 | A | 7 | 835 | A | 7 | 130 | A | 7 | 1.5 | A | 7 | 32000 | B | 7 | 77777 | A | 7 | 2.4 | E | 8 | 0.087 | F | 8 | 0.2 | F | 8 | 0 | 1 | D | 9 | 0 | C | 8
1991-07-18 | 4:00 | 0 | 0 | 0 | 1 | 0 | 0 | 1 | 0 | 0 | 1 | 0 | 0 | 1 | 0 | 0 | 1 | 0 | 0 | 1 | 0 | 0 | 1 | 0 | 4 | A | 7 | 4 | A | 7 | 19.4 | A | 7 | 11.1 | A | 7 | 59 | A | 7 | 835 | A | 7 | 200 | A | 7 | 3.1 | A | 7 | 32000 | B | 7 | 77777 | A | 7 | 2.5 | E | 8 | 0.087 | F | 8 | 0.2 | F | 8 | 0 | 1 | D | 9 | 0 | C | 8
1991-07-18 | 5:00 | 5 | 298 | 0 | 1 | 10 | 2 | 1 | 16 | 0 | 1 | 10 | 0 | 1 | 10 | 0 | 1 | 16 | 0 | 1 | 10 | 0 | 1 | 21 | 3 | A | 7 | 3 | A | 7 | 18.3 | A | 7 | 11.1 | A | 7 | 63 | A | 7 | 836 | A | 7 | 200 | A | 7 | 2.1 | A | 7 | 48000 | B | 7 | 77777 | A | 7 | 2.5 | E | 8 | 0.087 | F | 8 | 0.2 | F | 8 | 0 | 1 | D | 9 | 0 | C | 8
1991-07-18 | 6:00 | 165 | 1322 | 60 | 1 | 10 | 203 | 1 | 16 | 35 | 1 | 10 | 63 | 1 | 10 | 119 | 1 | 16 | 49 | 1 | 10 | 62 | 1 | 21 | 2 | A | 7 | 2 | A | 7 | 20.6 | A | 7 | 10.6 | A | 7 | 53 | A | 7 | 836 | A | 7 | 200 | A | 7 | 2.1 | A | 7 | 96000 | B | 7 | 77777 | A | 7 | 2.5 | E | 8 | 0.087 | F | 8 | 0.2 | F | 8 | 0 | 1 | D | 9 | 0 | C | 8
1991-07-18 | 7:00 | 409 | 1322 | 225 | 1 | 10 | 358 | 1 | 16 | 114 | 1 | 10 | 232 | 1 | 10 | 319 | 1 | 16 | 134 | 1 | 10 | 217 | 1 | 21 | 3 | A | 7 | 3 | A | 7 | 22.8 | A | 7 | 11.1 | A | 7 | 48 | A | 7 | 836 | A | 7 | 180 | A | 7 | 2.6 | A | 7 | 96000 | B | 7 | 77777 | A | 7 | 2.5 | E | 8 | 0.087 | F | 8 | 0.2 | F | 8 | 0 | 1 | D | 9 | 0 | C | 8
1991-07-18 | 8:00 | 648 | 1322 | 340 | 1 | 10 | 436 | 1 | 16 | 126 | 1 | 10 | 369 | 1 | 10 | 437 | 1 | 16 | 155 | 1 | 10 | 257 | 1 | 21 | 4 | A | 7 | 4 | A | 7 | 25 | A | 7 | 11.1 | A | 7 | 42 | A | 7 | 836 | A | 7 | 190 | A | 7 | 2.1 | A | 7 | 96000 | B | 7 | 77777 | A | 7 | 2.5 | E | 8 | 0.087 | F | 8 | 0.2 | F | 8 | 0 | 1 | D | 9 | 0 | C | 8
1991-07-18 | 9:00 | 864 | 1322 | 561 | 1 | 10 | 598 | 1 | 16 | 170 | 1 | 10 | 589 | 1 | 10 | 602 | 1 | 16 | 195 | 1 | 10 | 432 | 1 | 21 | 4 | A | 7 | 4 | A | 7 | 27.8 | A | 7 | 10.6 | A | 7 | 34 | A | 7 | 836 | A | 7 | 140 | A | 7 | 2.1 | A | 7 | 96000 | B | 7 | 77777 | A | 7 | 2.5 | E | 8 | 0.087 | F | 8 | 0.2 | F | 8 | 0 | 1 | D | 9 | 0 | C | 8
1991-07-18 | 10:00 | 1042 | 1322 | 753 | 1 | 10 | 740 | 1 | 16 | 169 | 1 | 10 | 808 | 1 | 10 | 759 | 1 | 16 | 209 | 1 | 10 | 591 | 1 | 21 | 2 | A | 7 | 2 | A | 7 | 29.4 | A | 7 | 10 | A | 7 | 30 | A | 7 | 836 | A | 7 | 80 | A | 7 | 2.6 | A | 7 | 96000 | B | 7 | 77777 | A | 7 | 2.6 | E | 8 | 0.087 | F | 8 | 0.2 | F | 8 | 0 | 1 | D | 9 | 0 | C | 8
1991-07-18 | 11:00 | 1170 | 1322 | 856 | 1 | 10 | 709 | 1 | 16 | 229 | 1 | 10 | 912 | 1 | 10 | 723 | 1 | 16 | 271 | 1 | 10 | 1126 | 1 | 21 | 3 | A | 7 | 3 | A | 7 | 31.7 | A | 7 | 8.3 | A | 7 | 23 | A | 7 | 836 | A | 7 | 80 | A | 7 | 4.6 | A | 7 | 96000 | B | 7 | 77777 | A | 7 | 2.6 | E | 8 | 0.087 | F | 8 | 0.2 | F | 8 | 0 | 1 | D | 9 | 0 | C | 8
1991-07-18 | 12:00 | 1238 | 1322 | 724 | 1 | 10 | 423 | 1 | 16 | 328 | 1 | 10 | 785 | 1 | 10 | 443 | 1 | 16 | 370 | 1 | 10 | 2216 | 1 | 21 | 5 | A | 7 | 5 | A | 7 | 31.7 | A | 7 | 7.2 | A | 7 | 22 | A | 7 | 836 | A | 7 | 70 | A | 7 | 5.2 | A | 7 | 96000 | B | 7 | 77777 | A | 7 | 2.6 | E | 8 | 0.087 | F | 8 | 0.2 | F | 8 | 0 | 1 | D | 9 | 0 | C | 8
1991-07-18 | 13:00 | 1243 | 1322 | 632 | 1 | 10 | 344 | 1 | 16 | 308 | 1 | 10 | 690 | 1 | 10 | 361 | 1 | 16 | 350 | 1 | 10 | 2135 | 1 | 21 | 8 | A | 7 | 8 | A | 7 | 31.1 | A | 7 | 7.2 | A | 7 | 22 | A | 7 | 836 | A | 7 | 0 | A | 7 | 0 | A | 7 | 96000 | B | 7 | 4267 | A | 7 | 2.6 | E | 8 | 0.087 | F | 8 | 0.2 | F | 8 | 0 | 1 | D | 9 | 0 | C | 8
1991-07-18 | 14:00 | 1184 | 1322 | 879 | 1 | 10 | 756 | 1 | 16 | 202 | 1 | 10 | 947 | 1 | 10 | 776 | 1 | 16 | 250 | 1 | 10 | 1059 | 1 | 21 | 4 | A | 7 | 2 | A | 7 | 33.3 | A | 7 | 7.8 | A | 7 | 21 | A | 7 | 835 | A | 7 | 60 | A | 7 | 2.1 | A | 7 | 96000 | B | 7 | 77777 | A | 7 | 2.6 | E | 8 | 0.087 | F | 8 | 0.2 | F | 8 | 0 | 1 | D | 9 | 0 | C | 8
1991-07-18 | 15:00 | 1066 | 1322 | 377 | 1 | 10 | 236 | 1 | 16 | 186 | 1 | 10 | 422 | 1 | 10 | 248 | 1 | 16 | 222 | 1 | 10 | 670 | 1 | 21 | 8 | A | 7 | 8 | A | 7 | 31.7 | A | 7 | 7.2 | A | 7 | 22 | A | 7 | 835 | A | 7 | 350 | A | 7 | 5.2 | A | 7 | 96000 | B | 7 | 4267 | A | 7 | 2.6 | E | 8 | 0.087 | F | 8 | 0.2 | F | 8 | 0 | 1 | D | 9 | 0 | C | 8
1991-07-18 | 16:00 | 895 | 1322 | 294 | 1 | 10 | 25 | 1 | 16 | 277 | 1 | 10 | 339 | 1 | 10 | 22 | 1 | 16 | 324 | 1 | 10 | 1188 | 1 | 21 | 9 | A | 7 | 9 | A | 7 | 27.8 | A | 7 | 10.6 | A | 7 | 34 | A | 7 | 835 | A | 7 | 360 | A | 7 | 7.7 | A | 7 | 80000 | B | 7 | 3048 | A | 7 | 2.6 | E | 8 | 0.087 | F | 8 | 0.2 | F | 8 | 0 | 1 | D | 9 | 0 | C | 8
1991-07-18 | 17:00 | 684 | 1322 | 280 | 1 | 10 | 105 | 1 | 16 | 225 | 1 | 10 | 307 | 1 | 10 | 105 | 1 | 16 | 252 | 1 | 10 | 679 | 1 | 21 | 10 | A | 7 | 9 | A | 7 | 26.7 | A | 7 | 11.1 | A | 7 | 38 | A | 7 | 836 | A | 7 | 20 | A | 7 | 5.2 | A | 7 | 80000 | B | 7 | 3353 | A | 7 | 2.6 | E | 8 | 0.087 | F | 8 | 0.2 | F | 8 | 0 | 1 | D | 9 | 0 | C | 8
1991-07-18 | 18:00 | 447 | 1322 | 95 | 1 | 10 | 25 | 1 | 16 | 86 | 1 | 10 | 104 | 1 | 10 | 23 | 1 | 16 | 96 | 1 | 10 | 251 | 1 | 21 | 10 | A | 7 | 9 | A | 7 | 22.8 | A | 7 | 15 | A | 7 | 61 | A | 7 | 837 | A | 7 | 30 | A | 7 | 3.1 | A | 7 | 80000 | B | 7 | 2743 | A | 7 | 2.7 | E | 8 | 0.087 | F | 8 | 0.2 | F | 8 | 0 | 1 | D | 9 | 80 | C | 8
1991-07-18 | 19:00 | 202 | 1322 | 38 | 1 | 10 | 0 | 1 | 16 | 38 | 1 | 10 | 43 | 1 | 10 | 0 | 1 | 16 | 43 | 1 | 10 | 139 | 1 | 21 | 10 | A | 7 | 10 | A | 7 | 21.7 | A | 7 | 13.9 | A | 7 | 61 | A | 7 | 836 | A | 7 | 160 | A | 7 | 2.1 | A | 7 | 80000 | B | 7 | 3048 | A | 7 | 2.7 | E | 8 | 0.087 | F | 8 | 0.2 | F | 8 | 0 | 1 | D | 9 | 80 | C | 8
1991-07-18 | 20:00 | 15 | 496 | 2 | 1 | 10 | 0 | 1 | 16 | 2 | 1 | 10 | 0 | 1 | 10 | 0 | 1 | 16 | 0 | 1 | 10 | 0 | 1 | 21 | 10 | A | 7 | 9 | A | 7 | 21.7 | A | 7 | 13.9 | A | 7 | 61 | A | 7 | 837 | A | 7 | 220 | A | 7 | 2.6 | A | 7 | 64000 | B | 7 | 3353 | A | 7 | 2.7 | E | 8 | 0.087 | F | 8 | 0.2 | F | 8 | 0 | 1 | D | 9 | 0 | C | 8
1991-07-18 | 21:00 | 0 | 0 | 0 | 1 | 0 | 0 | 1 | 0 | 0 | 1 | 0 | 0 | 1 | 0 | 0 | 1 | 0 | 0 | 1 | 0 | 0 | 1 | 0 | 8 | A | 7 | 8 | A | 7 | 21.7 | A | 7 | 13.9 | A | 7 | 61 | A | 7 | 839 | A | 7 | 50 | A | 7 | 2.1 | A | 7 | 32000 | B | 7 | 2286 | A | 7 | 2.7 | E | 8 | 0.087 | F | 8 | 0.2 | F | 8 | 0 | 1 | D | 9 | 0 | C | 8
1991-07-18 | 22:00 | 0 | 0 | 0 | 1 | 0 | 0 | 1 | 0 | 0 | 1 | 0 | 0 | 1 | 0 | 0 | 1 | 0 | 0 | 1 | 0 | 0 | 1 | 0 | 7 | A | 7 | 5 | A | 7 | 20 | A | 7 | 11.1 | A | 7 | 57 | A | 7 | 839 | A | 7 | 90 | A | 7 | 2.1 | A | 7 | 32000 | B | 7 | 3658 | A | 7 | 2.7 | E | 8 | 0.087 | F | 8 | 0.2 | F | 8 | 0 | 1 | D | 9 | 0 | C | 8
1991-07-18 | 23:00 | 0 | 0 | 0 | 1 | 0 | 0 | 1 | 0 | 0 | 1 | 0 | 0 | 1 | 0 | 0 | 1 | 0 | 0 | 1 | 0 | 0 | 1 | 0 | 3 | A | 7 | 3 | A | 7 | 18.9 | A | 7 | 11.1 | A | 7 | 61 | A | 7 | 838 | A | 7 | 150 | A | 7 | 2.1 | A | 7 | 32000 | B | 7 | 77777 | A | 7 | 2.7 | E | 8 | 0.087 | F | 8 | 0.2 | F | 8 | 0 | 1 | D | 9 | 1 | C | 8
1991-07-18 | 24:00 | 0 | 0 | 0 | 1 | 0 | 0 | 1 | 0 | 0 | 1 | 0 | 0 | 1 | 0 | 0 | 1 | 0 | 0 | 1 | 0 | 0 | 1 | 0 | 2 | A | 7 | 1 | A | 7 | 17.2 | A | 7 | 12.2 | A | 7 | 72 | A | 7 | 838 | A | 7 | 230 | A | 7 | 1.5 | A | 7 | 32000 | B | 7 | 77777 | A | 7 | 2.7 | E | 8 | 0.087 | F | 8 | 0.2 | F | 8 | 0 | 1 | D | 9 | 0 | C | 8
1991-07-19 | 1:00 | 0 | 0 | 0 | 1 | 0 | 0 | 1 | 0 | 0 | 1 | 0 | 0 | 1 | 0 | 0 | 1 | 0 | 0 | 1 | 0 | 0 | 1 | 0 | 1 | A | 7 | 0 | A | 7 | 17.8 | A | 7 | 12.8 | A | 7 | 73 | A | 7 | 838 | A | 7 | 120 | A | 7 | 3.1 | A | 7 | 32000 | B | 7 | 77777 | A | 7 | 2.7 | E | 8 | 0.088 | F | 8 | 0.2 | F | 8 | 0 | 1 | D | 9 | 0 | C | 8
1991-07-19 | 2:00 | 0 | 0 | 0 | 1 | 0 | 0 | 1 | 0 | 0 | 1 | 0 | 0 | 1 | 0 | 0 | 1 | 0 | 0 | 1 | 0 | 0 | 1 | 0 | 4 | A | 7 | 3 | A | 7 | 16.7 | A | 7 | 12.2 | A | 7 | 75 | A | 7 | 837 | A | 7 | 120 | A | 7 | 2.6 | A | 7 | 32000 | B | 7 | 77777 | A | 7 | 2.8 | E | 8 | 0.088 | F | 8 | 0.2 | F | 8 | 0 | 1 | D | 9 | 0 | C | 8
1991-07-19 | 3:00 | 0 | 0 | 0 | 1 | 0 | 0 | 1 | 0 | 0 | 1 | 0 | 0 | 1 | 0 | 0 | 1 | 0 | 0 | 1 | 0 | 0 | 1 | 0 | 2 | A | 7 | 1 | A | 7 | 16.7 | A | 7 | 12.8 | A | 7 | 78 | A | 7 | 836 | A | 7 | 140 | A | 7 | 2.1 | A | 7 | 32000 | B | 7 | 77777 | A | 7 | 2.8 | E | 8 | 0.088 | F | 8 | 0.2 | F | 8 | 0 | 1 | D | 9 | 0 | C | 8
1991-07-19 | 4:00 | 0 | 0 | 0 | 1 | 0 | 0 | 1 | 0 | 0 | 1 | 0 | 0 | 1 | 0 | 0 | 1 | 0 | 0 | 1 | 0 | 0 | 1 | 0 | 8 | A | 7 | 3 | A | 7 | 16.7 | A | 7 | 12.8 | A | 7 | 78 | A | 7 | 837 | A | 7 | 170 | A | 7 | 1.5 | A | 7 | 32000 | B | 7 | 77777 | A | 7 | 2.8 | E | 8 | 0.088 | F | 8 | 0.2 | F | 8 | 0 | 1 | D | 9 | 0 | C | 8
1991-07-19 | 5:00 | 5 | 276 | 1 | 1 | 10 | 17 | 1 | 16 | 0 | 1 | 10 | 0 | 1 | 10 | 0 | 1 | 16 | 0 | 1 | 10 | 0 | 1 | 21 | 7 | A | 7 | 2 | A | 7 | 16.7 | A | 7 | 12.8 | A | 7 | 78 | A | 7 | 837 | A | 7 | 0 | A | 7 | 0 | A | 7 | 80000 | B | 7 | 77777 | A | 7 | 2.8 | E | 8 | 0.088 | F | 8 | 0.2 | F | 8 | 0 | 1 | D | 9 | 0 | C | 8
1991-07-19 | 6:00 | 162 | 1323 | 58 | 1 | 10 | 178 | 1 | 16 | 36 | 1 | 10 | 61 | 1 | 10 | 103 | 1 | 16 | 48 | 1 | 10 | 64 | 1 | 21 | 8 | A | 7 | 3 | A | 7 | 18.3 | A | 7 | 13.3 | A | 7 | 73 | A | 7 | 838 | A | 7 | 200 | A | 7 | 1.5 | A | 7 | 96000 | B | 7 | 77777 | A | 7 | 2.8 | E | 8 | 0.088 | F | 8 | 0.2 | F | 8 | 0 | 1 | D | 9 | 0 | C | 8
1991-07-19 | 7:00 | 407 | 1323 | 214 | 1 | 10 | 435 | 1 | 16 | 80 | 1 | 10 | 229 | 1 | 10 | 389 | 1 | 16 | 110 | 1 | 10 | 146 | 1 | 21 | 5 | A | 7 | 2 | A | 7 | 21.1 | A | 7 | 12.8 | A | 7 | 59 | A | 7 | 838 | A | 7 | 0 | A | 7 | 0 | A | 7 | 96000 | B | 7 | 77777 | A | 7 | 2.8 | E | 8 | 0.088 | F | 8 | 0.2 | F | 8 | 0 | 1 | D | 9 | 0 | C | 8
1991-07-19 | 8:00 | 646 | 1323 | 391 | 1 | 10 | 631 | 1 | 16 | 83 | 1 | 10 | 420 | 1 | 10 | 628 | 1 | 16 | 113 | 1 | 10 | 182 | 1 | 21 | 5 | A | 7 | 3 | A | 7 | 22.8 | A | 7 | 13.9 | A | 7 | 57 | A | 7 | 838 | A | 7 | 120 | A | 7 | 1.5 | A | 7 | 64000 | B | 7 | 77777 | A | 7 | 2.8 | E | 8 | 0.088 | F | 8 | 0.2 | F | 8 | 0 | 1 | D | 9 | 0 | C | 8
1991-07-19 | 9:00 | 862 | 1323 | 601 | 1 | 10 | 705 | 1 | 16 | 142 | 1 | 10 | 640 | 1 | 10 | 716 | 1 | 16 | 173 | 1 | 10 | 368 | 1 | 21 | 7 | A | 7 | 2 | A | 7 | 23.9 | A | 7 | 12.2 | A | 7 | 48 | A | 7 | 838 | A | 7 | 140 | A | 7 | 2.6 | A | 7 | 80000 | B | 7 | 77777 | A | 7 | 2.7 | E | 8 | 0.088 | F | 8 | 0.2 | F | 8 | 0 | 1 | D | 9 | 0 | C | 8
1991-07-19 | 10:00 | 1040 | 1323 | 720 | 1 | 10 | 766 | 1 | 16 | 117 | 1 | 10 | 777 | 1 | 10 | 779 | 1 | 16 | 163 | 1 | 10 | 398 | 1 | 21 | 6 | A | 7 | 3 | A | 7 | 26.7 | A | 7 | 12.2 | A | 7 | 41 | A | 7 | 838 | A | 7 | 70 | A | 7 | 2.1 | A | 7 | 80000 | B | 7 | 77777 | A | 7 | 2.7 | E | 8 | 0.088 | F | 8 | 0.2 | F | 8 | 0 | 1 | D | 9 | 0 | C | 8
1991-07-19 | 11:00 | 1168 | 1323 | 742 | 1 | 10 | 591 | 1 | 16 | 220 | 1 | 10 | 793 | 1 | 10 | 604 | 1 | 16 | 258 | 1 | 10 | 1079 | 1 | 21 | 6 | A | 7 | 2 | A | 7 | 28.3 | A | 7 | 12.2 | A | 7 | 37 | A | 7 | 837 | A | 7 | 110 | A | 7 | 3.1 | A | 7 | 96000 | B | 7 | 77777 | A | 7 | 2.7 | E | 8 | 0.088 | F | 8 | 0.2 | F | 8 | 0 | 1 | D | 9 | 15 | C | 8
1991-07-19 | 12:00 | 1237 | 1323 | 891 | 1 | 10 | 720 | 1 | 16 | 217 | 1 | 10 | 959 | 1 | 10 | 739 | 1 | 16 | 267 | 1 | 10 | 1433 | 1 | 21 | 8 | A | 7 | 4 | A | 7 | 30 | A | 7 | 11.7 | A | 7 | 32 | A | 7 | 836 | A | 7 | 140 | A | 7 | 1.5 | A | 7 | 96000 | B | 7 | 77777 | A | 7 | 2.7 | E | 8 | 0.088 | F | 8 | 0.2 | F | 8 | 0 | 1 | D | 9 | 0 | C | 8
1991-07-19 | 13:00 | 1242 | 1323 | 718 | 1 | 10 | 457 | 1 | 16 | 289 | 1 | 10 | 789 | 1 | 10 | 479 | 1 | 16 | 338 | 1 | 10 | 1985 | 1 | 21 | 9 | A | 7 | 6 | A | 7 | 31.7 | A | 7 | 10.6 | A | 7 | 27 | A | 7 | 836 | A | 7 | 180 | A | 7 | 2.1 | A | 7 | 80000 | B | 7 | 9144 | A | 7 | 2.7 | E | 8 | 0.088 | F | 8 | 0.2 | F | 8 | 0 | 1 | D | 9 | 0 | C | 8
1991-07-19 | 14:00 | 1183 | 1323 | 746 | 1 | 10 | 476 | 1 | 16 | 320 | 1 | 10 | 805 | 1 | 10 | 498 | 1 | 16 | 359 | 1 | 10 | 1687 | 1 | 21 | 9 | A | 7 | 8 | A | 7 | 30.6 | A | 7 | 10 | A | 7 | 28 | A | 7 | 835 | A | 7 | 0 | A | 7 | 0 | A | 7 | 80000 | B | 7 | 4267 | A | 7 | 2.7 | E | 8 | 0.088 | F | 8 | 0.2 | F | 8 | 0 | 1 | D | 9 | 0 | C | 8
1991-07-19 | 15:00 | 1064 | 1323 | 302 | 1 | 10 | 0 | 1 | 16 | 302 | 1 | 10 | 356 | 1 | 10 | 0 | 1 | 16 | 356 | 1 | 10 | 1374 | 1 | 21 | 10 | A | 7 | 10 | A | 7 | 28.3 | A | 7 | 9.4 | A | 7 | 31 | A | 7 | 835 | A | 7 | 250 | A | 7 | 6.2 | A | 7 | 64000 | B | 7 | 4267 | A | 7 | 2.7 | E | 8 | 0.088 | F | 8 | 0.2 | F | 8 | 0 | 1 | D | 9 | 0 | C | 8
1991-07-19 | 16:00 | 893 | 1323 | 474 | 1 | 10 | 73 | 1 | 16 | 424 | 1 | 10 | 519 | 1 | 10 | 76 | 1 | 16 | 468 | 1 | 10 | 1345 | 1 | 21 | 10 | A | 7 | 9 | A | 7 | 25 | A | 7 | 11.7 | A | 7 | 43 | A | 7 | 835 | A | 7 | 140 | A | 7 | 5.2 | A | 7 | 80000 | B | 7 | 3353 | A | 7 | 2.6 | E | 8 | 0.088 | F | 8 | 0.2 | F | 8 | 0 | 1 | D | 9 | 0 | C | 8
1991-07-19 | 17:00 | 682 | 1323 | 311 | 1 | 10 | 243 | 1 | 16 | 185 | 1 | 10 | 336 | 1 | 10 | 253 | 1 | 16 | 205 | 1 | 10 | 413 | 1 | 21 | 10 | A | 7 | 7 | A | 7 | 27.2 | A | 7 | 10.6 | A | 7 | 35 | A | 7 | 835 | A | 7 | 130 | A | 7 | 4.1 | A | 7 | 96000 | B | 7 | 3658 | A | 7 | 2.6 | E | 8 | 0.088 | F | 8 | 0.2 | F | 8 | 3 | 1 | D | 9 | 15 | C | 8
1991-07-19 | 18:00 | 445 | 1323 | 90 | 1 | 10 | 0 | 1 | 16 | 90 | 1 | 10 | 104 | 1 | 10 | 0 | 1 | 16 | 104 | 1 | 10 | 362 | 1 | 21 | 10 | A | 7 | 10 | A | 7 | 25 | A | 7 | 11.7 | A | 7 | 43 | A | 7 | 837 | A | 7 | 250 | A | 7 | 8.2 | A | 7 | 64000 | B | 7 | 2286 | A | 7 | 2.6 | E | 8 | 0.088 | F | 8 | 0.2 | F | 8 | 0 | 1 | D | 9 | 80 | C | 8
1991-07-19 | 19:00 | 200 | 1323 | 69 | 1 | 10 | 27 | 1 | 16 | 65 | 1 | 10 | 75 | 1 | 10 | 20 | 1 | 16 | 72 | 1 | 10 | 151 | 1 | 21 | 10 | A | 7 | 9 | A | 7 | 18.3 | A | 7 | 16.1 | A | 7 | 87 | A | 7 | 837 | A | 7 | 350 | A | 7 | 5.2 | A | 7 | 80000 | B | 7 | 2438 | A | 7 | 2.6 | E | 8 | 0.088 | F | 8 | 0.2 | F | 8 | 0 | 1 | D | 9 | 95 | C | 8
1991-07-19 | 20:00 | 14 | 474 | 2 | 1 | 10 | 0 | 1 | 16 | 2 | 1 | 10 | 0 | 1 | 10 | 0 | 1 | 16 | 0 | 1 | 10 | 0 | 1 | 21 | 10 | A | 7 | 10 | A | 7 | 19.4 | A | 7 | 15 | A | 7 | 76 | A | 7 | 838 | A | 7 | 50 | A | 7 | 1.5 | A | 7 | 64000 | B | 7 | 3658 | A | 7 | 2.6 | E | 8 | 0.088 | F | 8 | 0.2 | F | 8 | 0 | 1 | D | 9 | 0 | C | 8
1991-07-19 | 21:00 | 0 | 0 | 0 | 1 | 0 | 0 | 1 | 0 | 0 | 1 | 0 | 0 | 1 | 0 | 0 | 1 | 0 | 0 | 1 | 0 | 0 | 1 | 0 | 5 | A | 7 | 4 | A | 7 | 18.3 | A | 7 | 15.6 | A | 7 | 84 | A | 7 | 838 | A | 7 | 210 | A | 7 | 4.6 | A | 7 | 32000 | B | 7 | 77777 | A | 7 | 2.6 | E | 8 | 0.088 | F | 8 | 0.2 | F | 8 | 0 | 1 | D | 9 | 0 | C | 8
1991-07-19 | 22:00 | 0 | 0 | 0 | 1 | 0 | 0 | 1 | 0 | 0 | 1 | 0 | 0 | 1 | 0 | 0 | 1 | 0 | 0 | 1 | 0 | 0 | 1 | 0 | 8 | A | 7 | 8 | A | 7 | 18.9 | A | 7 | 14.4 | A | 7 | 75 | A | 7 | 838 | A | 7 | 200 | A | 7 | 5.7 | A | 7 | 32000 | B | 7 | 4267 | A | 7 | 2.5 | E | 8 | 0.088 | F | 8 | 0.2 | F | 8 | 0 | 1 | D | 9 | 0 | C | 8
1991-07-19 | 23:00 | 0 | 0 | 0 | 1 | 0 | 0 | 1 | 0 | 0 | 1 | 0 | 0 | 1 | 0 | 0 | 1 | 0 | 0 | 1 | 0 | 0 | 1 | 0 | 6 | A | 7 | 5 | A | 7 | 19.4 | A | 7 | 13.3 | A | 7 | 68 | A | 7 | 837 | A | 7 | 180 | A | 7 | 3.1 | A | 7 | 32000 | B | 7 | 4267 | A | 7 | 2.5 | E | 8 | 0.088 | F | 8 | 0.2 | F | 8 | 0 | 1 | D | 9 | 14 | C | 8
1991-07-19 | 24:00 | 0 | 0 | 0 | 1 | 0 | 0 | 1 | 0 | 0 | 1 | 0 | 0 | 1 | 0 | 0 | 1 | 0 | 0 | 1 | 0 | 0 | 1 | 0 | 8 | A | 7 | 6 | A | 7 | 18.9 | A | 7 | 12.8 | A | 7 | 68 | A | 7 | 837 | A | 7 | 200 | A | 7 | 3.6 | A | 7 | 32000 | B | 7 | 7620 | A | 7 | 2.5 | E | 8 | 0.088 | F | 8 | 0.2 | F | 8 | 0 | 1 | D | 9 | 0 | C | 8
1991-07-20 | 1:00 | 0 | 0 | 0 | 1 | 0 | 0 | 1 | 0 | 0 | 1 | 0 | 0 | 1 | 0 | 0 | 1 | 0 | 0 | 1 | 0 | 0 | 1 | 0 | 9 | A | 7 | 8 | A | 7 | 18.9 | A | 7 | 12.8 | A | 7 | 68 | A | 7 | 836 | A | 7 | 200 | A | 7 | 3.6 | A | 7 | 32000 | B | 7 | 3962 | A | 7 | 2.5 | E | 8 | 0.09 | F | 8 | 0.2 | F | 8 | 0 | 1 | D | 9 | 0 | C | 8
1991-07-20 | 2:00 | 0 | 0 | 0 | 1 | 0 | 0 | 1 | 0 | 0 | 1 | 0 | 0 | 1 | 0 | 0 | 1 | 0 | 0 | 1 | 0 | 0 | 1 | 0 | 7 | A | 7 | 6 | A | 7 | 18.9 | A | 7 | 12.2 | A | 7 | 65 | A | 7 | 836 | A | 7 | 200 | A | 7 | 2.1 | A | 7 | 32000 | B | 7 | 7620 | A | 7 | 2.5 | E | 8 | 0.09 | F | 8 | 0.2 | F | 8 | 0 | 1 | D | 9 | 0 | C | 8
1991-07-20 | 3:00 | 0 | 0 | 0 | 1 | 0 | 0 | 1 | 0 | 0 | 1 | 0 | 0 | 1 | 0 | 0 | 1 | 0 | 0 | 1 | 0 | 0 | 1 | 0 | 3 | A | 7 | 3 | A | 7 | 16.7 | A | 7 | 12.8 | A | 7 | 78 | A | 7 | 836 | A | 7 | 170 | A | 7 | 1 | A | 7 | 32000 | B | 7 | 77777 | A | 7 | 2.5 | E | 8 | 0.09 | F | 8 | 0.2 | F | 8 | 0 | 1 | D | 9 | 0 | C | 8
1991-07-20 | 4:00 | 0 | 0 | 0 | 1 | 0 | 0 | 1 | 0 | 0 | 1 | 0 | 0 | 1 | 0 | 0 | 1 | 0 | 0 | 1 | 0 | 0 | 1 | 0 | 0 | A | 7 | 0 | A | 7 | 16.1 | A | 7 | 12.2 | A | 7 | 78 | A | 7 | 837 | A | 7 | 0 | A | 7 | 0 | A | 7 | 32000 | B | 7 | 77777 | A | 7 | 2.5 | E | 8 | 0.09 | F | 8 | 0.2 | F | 8 | 0 | 1 | D | 9 | 0 | C | 8
1991-07-20 | 5:00 | 4 | 254 | 0 | 1 | 10 | 10 | 1 | 16 | 0 | 1 | 10 | 0 | 1 | 10 | 0 | 1 | 16 | 0 | 1 | 10 | 0 | 1 | 21 | 3 | A | 7 | 1 | A | 7 | 15 | A | 7 | 12.2 | A | 7 | 83 | A | 7 | 837 | A | 7 | 0 | A | 7 | 0 | A | 7 | 80000 | B | 7 | 77777 | A | 7 | 2.4 | E | 8 | 0.09 | F | 8 | 0.2 | F | 8 | 0 | 1 | D | 9 | 0 | C | 8
1991-07-20 | 6:00 | 159 | 1323 | 68 | 1 | 10 | 288 | 1 | 16 | 34 | 1 | 10 | 69 | 1 | 10 | 175 | 1 | 16 | 49 | 1 | 10 | 60 | 1 | 21 | 2 | A | 7 | 1 | A | 7 | 17.8 | A | 7 | 13.3 | A | 7 | 75 | A | 7 | 838 | A | 7 | 210 | A | 7 | 2.6 | A | 7 | 96000 | B | 7 | 77777 | A | 7 | 2.5 | E | 8 | 0.09 | F | 8 | 0.2 | F | 8 | 0 | 1 | D | 9 | 0 | C | 8
1991-07-20 | 7:00 | 404 | 1323 | 192 | 1 | 10 | 411 | 1 | 16 | 66 | 1 | 10 | 200 | 1 | 10 | 366 | 1 | 16 | 88 | 1 | 10 | 126 | 1 | 21 | 4 | A | 7 | 3 | A | 7 | 21.1 | A | 7 | 12.8 | A | 7 | 59 | A | 7 | 838 | A | 7 | 220 | A | 7 | 2.1 | A | 7 | 96000 | B | 7 | 77777 | A | 7 | 2.5 | E | 8 | 0.09 | F | 8 | 0.2 | F | 8 | 0 | 1 | D | 9 | 0 | C | 8
1991-07-20 | 8:00 | 644 | 1323 | 409 | 1 | 10 | 634 | 1 | 16 | 100 | 1 | 10 | 432 | 1 | 10 | 626 | 1 | 16 | 127 | 1 | 10 | 214 | 1 | 21 | 4 | A | 7 | 2 | A | 7 | 23.9 | A | 7 | 12.2 | A | 7 | 48 | A | 7 | 838 | A | 7 | 220 | A | 7 | 3.1 | A | 7 | 96000 | B | 7 | 77777 | A | 7 | 2.5 | E | 8 | 0.09 | F | 8 | 0.2 | F | 8 | 0 | 1 | D | 9 | 0 | C | 8
1991-07-20 | 9:00 | 860 | 1323 | 546 | 1 | 10 | 611 | 1 | 16 | 149 | 1 | 10 | 579 | 1 | 10 | 619 | 1 | 16 | 176 | 1 | 10 | 383 | 1 | 21 | 4 | A | 7 | 3 | A | 7 | 26.1 | A | 7 | 11.7 | A | 7 | 41 | A | 7 | 838 | A | 7 | 170 | A | 7 | 2.6 | A | 7 | 96000 | B | 7 | 77777 | A | 7 | 2.5 | E | 8 | 0.09 | F | 8 | 0.2 | F | 8 | 0 | 1 | D | 9 | 0 | C | 8
1991-07-20 | 10:00 | 1039 | 1323 | 650 | 1 | 10 | 651 | 1 | 16 | 139 | 1 | 10 | 689 | 1 | 10 | 657 | 1 | 16 | 172 | 1 | 10 | 451 | 1 | 21 | 2 | A | 7 | 1 | A | 7 | 27.8 | A | 7 | 11.1 | A | 7 | 35 | A | 7 | 838 | A | 7 | 90 | A | 7 | 3.1 | A | 7 | 96000 | B | 7 | 77777 | A | 7 | 2.5 | E | 8 | 0.09 | F | 8 | 0.2 | F | 8 | 0 | 1 | D | 9 | 0 | C | 8
1991-07-20 | 11:00 | 1167 | 1323 | 795 | 1 | 10 | 596 | 1 | 16 | 269 | 1 | 10 | 837 | 1 | 10 | 602 | 1 | 16 | 304 | 1 | 10 | 1290 | 1 | 21 | 5 | A | 7 | 3 | A | 7 | 30.6 | A | 7 | 9.4 | A | 7 | 27 | A | 7 | 838 | A | 7 | 40 | A | 7 | 2.1 | A | 7 | 96000 | B | 7 | 77777 | A | 7 | 2.6 | E | 8 | 0.09 | F | 8 | 0.2 | F | 8 | 0 | 1 | D | 9 | 15 | C | 8
1991-07-20 | 12:00 | 1236 | 1323 | 730 | 1 | 10 | 463 | 1 | 16 | 297 | 1 | 10 | 799 | 1 | 10 | 485 | 1 | 16 | 344 | 1 | 10 | 1971 | 1 | 21 | 7 | A | 7 | 7 | A | 7 | 30 | A | 7 | 8.3 | A | 7 | 26 | A | 7 | 838 | A | 7 | 350 | A | 7 | 2.6 | A | 7 | 96000 | B | 7 | 9144 | A | 7 | 2.6 | E | 8 | 0.09 | F | 8 | 0.2 | F | 8 | 0 | 1 | D | 9 | 0 | C | 8
1991-07-20 | 13:00 | 1241 | 1323 | 804 | 1 | 10 | 641 | 1 | 16 | 202 | 1 | 10 | 870 | 1 | 10 | 660 | 1 | 16 | 250 | 1 | 10 | 1366 | 1 | 21 | 9 | A | 7 | 4 | A | 7 | 31.1 | A | 7 | 8.3 | A | 7 | 24 | A | 7 | 838 | A | 7 | 30 | A | 7 | 2.1 | A | 7 | 96000 | B | 7 | 77777 | A | 7 | 2.6 | E | 8 | 0.09 | F | 8 | 0.2 | F | 8 | 0 | 1 | D | 9 | 0 | C | 8
1991-07-20 | 14:00 | 1182 | 1323 | 859 | 1 | 10 | 640 | 1 | 16 | 287 | 1 | 10 | 902 | 1 | 10 | 645 | 1 | 16 | 324 | 1 | 10 | 1451 | 1 | 21 | 9 | A | 7 | 6 | A | 7 | 30.6 | A | 7 | 8.9 | A | 7 | 26 | A | 7 | 837 | A | 7 | 60 | A | 7 | 5.2 | A | 7 | 80000 | B | 7 | 9144 | A | 7 | 2.6 | E | 8 | 0.09 | F | 8 | 0.2 | F | 8 | 0 | 1 | D | 9 | 0 | C | 8
1991-07-20 | 15:00 | 1063 | 1323 | 450 | 1 | 10 | 119 | 1 | 16 | 354 | 1 | 10 | 496 | 1 | 10 | 127 | 1 | 16 | 393 | 1 | 10 | 1280 | 1 | 21 | 9 | A | 7 | 9 | A | 7 | 29.4 | A | 7 | 8.9 | A | 7 | 28 | A | 7 | 837 | A | 7 | 50 | A | 7 | 5.2 | A | 7 | 64000 | B | 7 | 4572 | A | 7 | 2.6 | E | 8 | 0.09 | F | 8 | 0.2 | F | 8 | 5 | 1 | D | 9 | 0 | C | 8
1991-07-20 | 16:00 | 892 | 1323 | 242 | 1 | 10 | 60 | 1 | 16 | 201 | 1 | 10 | 267 | 1 | 10 | 60 | 1 | 16 | 226 | 1 | 10 | 739 | 1 | 21 | 10 | A | 7 | 9 | A | 7 | 19.4 | A | 7 | 15 | A | 7 | 76 | A | 7 | 839 | A | 7 | 260 | A | 7 | 7.2 | A | 7 | 19200 | B | 7 | 2591 | A | 7 | 2.7 | E | 8 | 0.09 | F | 8 | 0.2 | F | 8 | 10 | 1 | D | 9 | 80 | C | 8
1991-07-20 | 17:00 | 680 | 1323 | 285 | 1 | 10 | 38 | 1 | 16 | 265 | 1 | 10 | 312 | 1 | 10 | 38 | 1 | 16 | 292 | 1 | 10 | 765 | 1 | 21 | 10 | A | 7 | 9 | A | 7 | 19.4 | A | 7 | 16.7 | A | 7 | 84 | A | 7 | 840 | A | 7 | 330 | A | 7 | 2.6 | A | 7 | 24000 | B | 7 | 2591 | A | 7 | 2.7 | E | 8 | 0.09 | F | 8 | 0.2 | F | 8 | 8 | 1 | D | 9 | 80 | C | 8
1991-07-20 | 18:00 | 443 | 1323 | 83 | 1 | 10 | 0 | 1 | 16 | 83 | 1 | 10 | 96 | 1 | 10 | 0 | 1 | 16 | 96 | 1 | 10 | 339 | 1 | 21 | 10 | A | 7 | 10 | A | 7 | 19.4 | A | 7 | 17.2 | A | 7 | 87 | A | 7 | 840 | A | 7 | 220 | A | 7 | 4.1 | A | 7 | 24000 | B | 7 | 2743 | A | 7 | 2.7 | E | 8 | 0.09 | F | 8 | 0.2 | F | 8 | 3 | 1 | D | 9 | 80 | C | 8
1991-07-20 | 19:00 | 197 | 1323 | 29 | 1 | 10 | 0 | 1 | 16 | 29 | 1 | 10 | 34 | 1 | 10 | 0 | 1 | 16 | 34 | 1 | 10 | 111 | 1 | 21 | 10 | A | 7 | 10 | A | 7 | 20 | A | 7 | 14.4 | A | 7 | 70 | A | 7 | 840 | A | 7 | 280 | A | 7 | 3.6 | A | 7 | 72000 | B | 7 | 2896 | A | 7 | 2.7 | E | 8 | 0.09 | F | 8 | 0.2 | F | 8 | 0 | 1 | D | 9 | 0 | C | 8
1991-07-20 | 20:00 | 13 | 474 | 2 | 1 | 10 | 1 | 1 | 16 | 2 | 1 | 10 | 0 | 1 | 10 | 0 | 1 | 16 | 0 | 1 | 10 | 0 | 1 | 21 | 10 | A | 7 | 9 | A | 7 | 19.4 | A | 7 | 15 | A | 7 | 76 | A | 7 | 841 | A | 7 | 240 | A | 7 | 4.6 | A | 7 | 32000 | B | 7 | 2896 | A | 7 | 2.7 | E | 8 | 0.09 | F | 8 | 0.2 | F | 8 | 0 | 1 | D | 9 | 80 | C | 8
1991-07-20 | 21:00 | 0 | 0 | 0 | 1 | 0 | 0 | 1 | 0 | 0 | 1 | 0 | 0 | 1 | 0 | 0 | 1 | 0 | 0 | 1 | 0 | 0 | 1 | 0 | 8 | A | 7 | 6 | A | 7 | 18.9 | A | 7 | 15.6 | A | 7 | 81 | A | 7 | 842 | A | 7 | 180 | A | 7 | 3.1 | A | 7 | 32000 | B | 7 | 4267 | A | 7 | 2.8 | E | 8 | 0.09 | F | 8 | 0.2 | F | 8 | 0 | 1 | D | 9 | 0 | C | 8
1991-07-20 | 22:00 | 0 | 0 | 0 | 1 | 0 | 0 | 1 | 0 | 0 | 1 | 0 | 0 | 1 | 0 | 0 | 1 | 0 | 0 | 1 | 0 | 0 | 1 | 0 | 6 | A | 7 | 5 | A | 7 | 18.9 | A | 7 | 15 | A | 7 | 78 | A | 7 | 842 | A | 7 | 170 | A | 7 | 3.1 | A | 7 | 32000 | B | 7 | 4267 | A | 7 | 2.8 | E | 8 | 0.09 | F | 8 | 0.2 | F | 8 | 0 | 1 | D | 9 | 0 | C | 8
1991-07-20 | 23:00 | 0 | 0 | 0 | 1 | 0 | 0 | 1 | 0 | 0 | 1 | 0 | 0 | 1 | 0 | 0 | 1 | 0 | 0 | 1 | 0 | 0 | 1 | 0 | 5 | A | 7 | 4 | A | 7 | 17.8 | A | 7 | 14.4 | A | 7 | 80 | A | 7 | 841 | A | 7 | 170 | A | 7 | 2.1 | A | 7 | 32000 | B | 7 | 77777 | A | 7 | 2.8 | E | 8 | 0.09 | F | 8 | 0.2 | F | 8 | 0 | 1 | D | 9 | 1 | C | 8
1991-07-20 | 24:00 | 0 | 0 | 0 | 1 | 0 | 0 | 1 | 0 | 0 | 1 | 0 | 0 | 1 | 0 | 0 | 1 | 0 | 0 | 1 | 0 | 0 | 1 | 0 | 7 | A | 7 | 6 | A | 7 | 18.3 | A | 7 | 13.3 | A | 7 | 73 | A | 7 | 841 | A | 7 | 180 | A | 7 | 2.6 | A | 7 | 32000 | B | 7 | 7620 | A | 7 | 2.8 | E | 8 | 0.09 | F | 8 | 0.2 | F | 8 | 0 | 1 | D | 9 | 0 | C | 8
1991-07-21 | 1:00 | 0 | 0 | 0 | 1 | 0 | 0 | 1 | 0 | 0 | 1 | 0 | 0 | 1 | 0 | 0 | 1 | 0 | 0 | 1 | 0 | 0 | 1 | 0 | 2 | A | 7 | 2 | A | 7 | 16.7 | A | 7 | 13.9 | A | 7 | 84 | A | 7 | 840 | A | 7 | 210 | A | 7 | 1.5 | A | 7 | 32000 | B | 7 | 77777 | A | 7 | 2.8 | E | 8 | 0.091 | F | 8 | 0.2 | F | 8 | 0 | 1 | D | 9 | 0 | C | 8
1991-07-21 | 2:00 | 0 | 0 | 0 | 1 | 0 | 0 | 1 | 0 | 0 | 1 | 0 | 0 | 1 | 0 | 0 | 1 | 0 | 0 | 1 | 0 | 0 | 1 | 0 | 3 | A | 7 | 1 | A | 7 | 16.7 | A | 7 | 13.3 | A | 7 | 80 | A | 7 | 839 | A | 7 | 200 | A | 7 | 1.5 | A | 7 | 32000 | B | 7 | 77777 | A | 7 | 2.8 | E | 8 | 0.091 | F | 8 | 0.2 | F | 8 | 0 | 1 | D | 9 | 0 | C | 8
1991-07-21 | 3:00 | 0 | 0 | 0 | 1 | 0 | 0 | 1 | 0 | 0 | 1 | 0 | 0 | 1 | 0 | 0 | 1 | 0 | 0 | 1 | 0 | 0 | 1 | 0 | 2 | A | 7 | 2 | A | 7 | 16.7 | A | 7 | 13.9 | A | 7 | 84 | A | 7 | 839 | A | 7 | 200 | A | 7 | 2.1 | A | 7 | 32000 | B | 7 | 77777 | A | 7 | 2.9 | E | 8 | 0.091 | F | 8 | 0.2 | F | 8 | 0 | 1 | D | 9 | 0 | C | 8
1991-07-21 | 4:00 | 0 | 0 | 0 | 1 | 0 | 0 | 1 | 0 | 0 | 1 | 0 | 0 | 1 | 0 | 0 | 1 | 0 | 0 | 1 | 0 | 0 | 1 | 0 | 8 | A | 7 | 6 | A | 7 | 17.2 | A | 7 | 13.3 | A | 7 | 78 | A | 7 | 839 | A | 7 | 200 | A | 7 | 4.1 | A | 7 | 32000 | B | 7 | 7620 | A | 7 | 2.9 | E | 8 | 0.091 | F | 8 | 0.2 | F | 8 | 0 | 1 | D | 9 | 0 | C | 8
1991-07-21 | 5:00 | 3 | 254 | 0 | 1 | 10 | 1 | 1 | 16 | 0 | 1 | 10 | 0 | 1 | 10 | 0 | 1 | 16 | 0 | 1 | 10 | 0 | 1 | 21 | 7 | A | 7 | 6 | A | 7 | 17.2 | A | 7 | 12.8 | A | 7 | 75 | A | 7 | 839 | A | 7 | 220 | A | 7 | 1.5 | A | 7 | 80000 | B | 7 | 5486 | A | 7 | 2.9 | E | 8 | 0.091 | F | 8 | 0.2 | F | 8 | 0 | 1 | D | 9 | 14 | C | 8
1991-07-21 | 6:00 | 156 | 1323 | 55 | 1 | 10 | 124 | 1 | 16 | 40 | 1 | 10 | 58 | 1 | 10 | 67 | 1 | 16 | 50 | 1 | 10 | 73 | 1 | 21 | 8 | A | 7 | 3 | A | 7 | 17.8 | A | 7 | 12.8 | A | 7 | 73 | A | 7 | 839 | A | 7 | 210 | A | 7 | 2.1 | A | 7 | 96000 | B | 7 | 77777 | A | 7 | 2.9 | E | 8 | 0.091 | F | 8 | 0.2 | F | 8 | 0 | 1 | D | 9 | 0 | C | 8
1991-07-21 | 7:00 | 401 | 1323 | 115 | 1 | 10 | 130 | 1 | 16 | 75 | 1 | 10 | 125 | 1 | 10 | 118 | 1 | 16 | 89 | 1 | 10 | 138 | 1 | 21 | 9 | A | 7 | 7 | A | 7 | 20.6 | A | 7 | 12.8 | A | 7 | 61 | A | 7 | 839 | A | 7 | 190 | A | 7 | 1.5 | A | 7 | 96000 | B | 7 | 8230 | A | 7 | 2.9 | E | 8 | 0.091 | F | 8 | 0.2 | F | 8 | 0 | 1 | D | 9 | 0 | C | 8
1991-07-21 | 8:00 | 641 | 1323 | 290 | 1 | 10 | 144 | 1 | 16 | 220 | 1 | 10 | 315 | 1 | 10 | 147 | 1 | 16 | 244 | 1 | 10 | 542 | 1 | 21 | 9 | A | 7 | 8 | A | 7 | 21.1 | A | 7 | 12.8 | A | 7 | 59 | A | 7 | 840 | A | 7 | 350 | A | 7 | 3.1 | A | 7 | 96000 | B | 7 | 4267 | A | 7 | 2.9 | E | 8 | 0.091 | F | 8 | 0.2 | F | 8 | 0 | 1 | D | 9 | 0 | C | 8
1991-07-21 | 9:00 | 858 | 1323 | 609 | 1 | 10 | 686 | 1 | 16 | 164 | 1 | 10 | 641 | 1 | 10 | 692 | 1 | 16 | 192 | 1 | 10 | 415 | 1 | 21 | 7 | A | 7 | 2 | A | 7 | 23.3 | A | 7 | 13.3 | A | 7 | 53 | A | 7 | 840 | A | 7 | 50 | A | 7 | 2.6 | A | 7 | 96000 | B | 7 | 77777 | A | 7 | 2.9 | E | 8 | 0.091 | F | 8 | 0.2 | F | 8 | 0 | 1 | D | 9 | 0 | C | 8
1991-07-21 | 10:00 | 1037 | 1323 | 760 | 1 | 10 | 696 | 1 | 16 | 213 | 1 | 10 | 801 | 1 | 10 | 706 | 1 | 16 | 246 | 1 | 10 | 720 | 1 | 21 | 5 | A | 7 | 3 | A | 7 | 26.1 | A | 7 | 12.8 | A | 7 | 44 | A | 7 | 840 | A | 7 | 30 | A | 7 | 3.1 | A | 7 | 96000 | B | 7 | 77777 | A | 7 | 2.8 | E | 8 | 0.091 | F | 8 | 0.2 | F | 8 | 0 | 1 | D | 9 | 0 | C | 8
1991-07-21 | 11:00 | 1165 | 1323 | 793 | 1 | 10 | 545 | 1 | 16 | 313 | 1 | 10 | 856 | 1 | 10 | 570 | 1 | 16 | 353 | 1 | 10 | 1541 | 1 | 21 | 6 | A | 7 | 5 | A | 7 | 27.8 | A | 7 | 12.2 | A | 7 | 38 | A | 7 | 840 | A | 7 | 30 | A | 7 | 2.6 | A | 7 | 96000 | B | 7 | 7620 | A | 7 | 2.8 | E | 8 | 0.091 | F | 8 | 0.2 | F | 8 | 0 | 1 | D | 9 | 0 | C | 8
1991-07-21 | 12:00 | 1234 | 1323 | 717 | 1 | 10 | 370 | 1 | 16 | 371 | 1 | 10 | 767 | 1 | 10 | 387 | 1 | 16 | 405 | 1 | 10 | 2462 | 1 | 21 | 8 | A | 7 | 8 | A | 7 | 29.4 | A | 7 | 10.6 | A | 7 | 31 | A | 7 | 840 | A | 7 | 360 | A | 7 | 3.1 | A | 7 | 96000 | B | 7 | 4267 | A | 7 | 2.8 | E | 8 | 0.091 | F | 8 | 0.2 | F | 8 | 0 | 1 | D | 9 | 0 | C | 8
1991-07-21 | 13:00 | 1240 | 1323 | 626 | 1 | 10 | 363 | 1 | 16 | 285 | 1 | 10 | 688 | 1 | 10 | 381 | 1 | 16 | 330 | 1 | 10 | 1927 | 1 | 21 | 7 | A | 7 | 7 | A | 7 | 30 | A | 7 | 10.6 | A | 7 | 30 | A | 7 | 840 | A | 7 | 10 | A | 7 | 4.6 | A | 7 | 96000 | B | 7 | 4267 | A | 7 | 2.8 | E | 8 | 0.091 | F | 8 | 0.2 | F | 8 | 0 | 1 | D | 9 | 0 | C | 8
1991-07-21 | 14:00 | 1181 | 1323 | 417 | 1 | 10 | 2 | 1 | 16 | 415 | 1 | 10 | 487 | 1 | 10 | 2 | 1 | 16 | 485 | 1 | 10 | 1766 | 1 | 21 | 9 | A | 7 | 9 | A | 7 | 28.9 | A | 7 | 10.6 | A | 7 | 32 | A | 7 | 840 | A | 7 | 360 | A | 7 | 4.6 | A | 7 | 96000 | B | 7 | 4267 | A | 7 | 2.8 | E | 8 | 0.091 | F | 8 | 0.2 | F | 8 | 0 | 1 | D | 9 | 0 | C | 8
1991-07-21 | 15:00 | 1062 | 1323 | 506 | 1 | 10 | 294 | 1 | 16 | 270 | 1 | 10 | 563 | 1 | 10 | 320 | 1 | 16 | 306 | 1 | 10 | 930 | 1 | 21 | 7 | A | 7 | 7 | A | 7 | 28.9 | A | 7 | 9.4 | A | 7 | 30 | A | 7 | 839 | A | 7 | 360 | A | 7 | 5.2 | A | 7 | 80000 | B | 7 | 4267 | A | 7 | 2.8 | E | 8 | 0.091 | F | 8 | 0.2 | F | 8 | 0 | 1 | D | 9 | 0 | C | 8
1991-07-21 | 16:00 | 890 | 1323 | 409 | 1 | 10 | 53 | 1 | 16 | 373 | 1 | 10 | 449 | 1 | 10 | 55 | 1 | 16 | 412 | 1 | 10 | 1222 | 1 | 21 | 9 | A | 7 | 9 | A | 7 | 27.8 | A | 7 | 11.1 | A | 7 | 35 | A | 7 | 839 | A | 7 | 310 | A | 7 | 3.1 | A | 7 | 80000 | B | 7 | 4267 | A | 7 | 2.8 | E | 8 | 0.091 | F | 8 | 0.2 | F | 8 | 0 | 1 | D | 9 | 0 | C | 8
1991-07-21 | 17:00 | 679 | 1323 | 321 | 1 | 10 | 59 | 1 | 16 | 290 | 1 | 10 | 351 | 1 | 10 | 60 | 1 | 16 | 320 | 1 | 10 | 814 | 1 | 21 | 10 | A | 7 | 9 | A | 7 | 26.1 | A | 7 | 11.7 | A | 7 | 41 | A | 7 | 839 | A | 7 | 220 | A | 7 | 3.6 | A | 7 | 96000 | B | 7 | 4267 | A | 7 | 2.8 | E | 8 | 0.091 | F | 8 | 0.2 | F | 8 | 0 | 1 | D | 9 | 15 | C | 8
1991-07-21 | 18:00 | 441 | 1323 | 95 | 1 | 10 | 0 | 1 | 16 | 95 | 1 | 10 | 109 | 1 | 10 | 0 | 1 | 16 | 109 | 1 | 10 | 376 | 1 | 21 | 10 | A | 7 | 10 | A | 7 | 24.4 | A | 7 | 9.4 | A | 7 | 39 | A | 7 | 840 | A | 7 | 300 | A | 7 | 6.2 | A | 7 | 80000 | B | 7 | 4267 | A | 7 | 2.8 | E | 8 | 0.091 | F | 8 | 0.2 | F | 8 | 0 | 1 | D | 9 | 80 | C | 8
1991-07-21 | 19:00 | 195 | 1323 | 48 | 1 | 10 | 23 | 1 | 16 | 44 | 1 | 10 | 52 | 1 | 10 | 17 | 1 | 16 | 49 | 1 | 10 | 110 | 1 | 21 | 10 | A | 7 | 9 | A | 7 | 22.8 | A | 7 | 10.6 | A | 7 | 46 | A | 7 | 840 | A | 7 | 310 | A | 7 | 6.7 | A | 7 | 88000 | B | 7 | 3962 | A | 7 | 2.7 | E | 8 | 0.091 | F | 8 | 0.2 | F | 8 | 0 | 1 | D | 9 | 0 | C | 8
1991-07-21 | 20:00 | 12 | 452 | 1 | 1 | 10 | 0 | 1 | 16 | 1 | 1 | 10 | 0 | 1 | 10 | 0 | 1 | 16 | 0 | 1 | 10 | 0 | 1 | 21 | 10 | A | 7 | 9 | A | 7 | 22.2 | A | 7 | 10.6 | A | 7 | 48 | A | 7 | 840 | A | 7 | 230 | A | 7 | 3.1 | A | 7 | 48000 | B | 7 | 3962 | A | 7 | 2.7 | E | 8 | 0.091 | F | 8 | 0.2 | F | 8 | 0 | 1 | D | 9 | 0 | C | 8
1991-07-21 | 21:00 | 0 | 0 | 0 | 1 | 0 | 0 | 1 | 0 | 0 | 1 | 0 | 0 | 1 | 0 | 0 | 1 | 0 | 0 | 1 | 0 | 0 | 1 | 0 | 10 | A | 7 | 7 | A | 7 | 22.2 | A | 7 | 12.2 | A | 7 | 53 | A | 7 | 841 | A | 7 | 200 | A | 7 | 4.1 | A | 7 | 32000 | B | 7 | 4267 | A | 7 | 2.7 | E | 8 | 0.091 | F | 8 | 0.2 | F | 8 | 0 | 1 | D | 9 | 0 | C | 8
1991-07-21 | 22:00 | 0 | 0 | 0 | 1 | 0 | 0 | 1 | 0 | 0 | 1 | 0 | 0 | 1 | 0 | 0 | 1 | 0 | 0 | 1 | 0 | 0 | 1 | 0 | 6 | A | 7 | 4 | A | 7 | 21.1 | A | 7 | 12.2 | A | 7 | 57 | A | 7 | 840 | A | 7 | 180 | A | 7 | 2.6 | A | 7 | 32000 | B | 7 | 4267 | A | 7 | 2.7 | E | 8 | 0.091 | F | 8 | 0.2 | F | 8 | 0 | 1 | D | 9 | 0 | C | 8
1991-07-21 | 23:00 | 0 | 0 | 0 | 1 | 0 | 0 | 1 | 0 | 0 | 1 | 0 | 0 | 1 | 0 | 0 | 1 | 0 | 0 | 1 | 0 | 0 | 1 | 0 | 6 | A | 7 | 4 | A | 7 | 20.6 | A | 7 | 11.1 | A | 7 | 54 | A | 7 | 840 | A | 7 | 190 | A | 7 | 2.1 | A | 7 | 32000 | B | 7 | 4267 | A | 7 | 2.7 | E | 8 | 0.091 | F | 8 | 0.2 | F | 8 | 0 | 1 | D | 9 | 2 | C | 8
1991-07-21 | 24:00 | 0 | 0 | 0 | 1 | 0 | 0 | 1 | 0 | 0 | 1 | 0 | 0 | 1 | 0 | 0 | 1 | 0 | 0 | 1 | 0 | 0 | 1 | 0 | 10 | A | 7 | 9 | A | 7 | 20.6 | A | 7 | 11.1 | A | 7 | 54 | A | 7 | 840 | A | 7 | 170 | A | 7 | 1.5 | A | 7 | 32000 | B | 7 | 3962 | A | 7 | 2.7 | E | 8 | 0.091 | F | 8 | 0.2 | F | 8 | 0 | 1 | D | 9 | 0 | C | 8
1991-07-22 | 1:00 | 0 | 0 | 0 | 1 | 0 | 0 | 1 | 0 | 0 | 1 | 0 | 0 | 1 | 0 | 0 | 1 | 0 | 0 | 1 | 0 | 0 | 1 | 0 | 9 | A | 7 | 8 | A | 7 | 20 | A | 7 | 11.1 | A | 7 | 57 | A | 7 | 840 | A | 7 | 180 | A | 7 | 2.1 | A | 7 | 32000 | B | 7 | 3962 | A | 7 | 2.7 | E | 8 | 0.094 | F | 8 | 0.2 | F | 8 | 0 | 1 | D | 9 | 0 | C | 8
1991-07-22 | 2:00 | 0 | 0 | 0 | 1 | 0 | 0 | 1 | 0 | 0 | 1 | 0 | 0 | 1 | 0 | 0 | 1 | 0 | 0 | 1 | 0 | 0 | 1 | 0 | 7 | A | 7 | 6 | A | 7 | 19.4 | A | 7 | 11.7 | A | 7 | 61 | A | 7 | 839 | A | 7 | 190 | A | 7 | 2.1 | A | 7 | 32000 | B | 7 | 3962 | A | 7 | 2.7 | E | 8 | 0.094 | F | 8 | 0.2 | F | 8 | 0 | 1 | D | 9 | 0 | C | 8
1991-07-22 | 3:00 | 0 | 0 | 0 | 1 | 0 | 0 | 1 | 0 | 0 | 1 | 0 | 0 | 1 | 0 | 0 | 1 | 0 | 0 | 1 | 0 | 0 | 1 | 0 | 8 | A | 7 | 6 | A | 7 | 18.3 | A | 7 | 12.2 | A | 7 | 68 | A | 7 | 840 | A | 7 | 180 | A | 7 | 1.5 | A | 7 | 32000 | B | 7 | 3353 | A | 7 | 2.6 | E | 8 | 0.094 | F | 8 | 0.2 | F | 8 | 0 | 1 | D | 9 | 0 | C | 8
1991-07-22 | 4:00 | 0 | 0 | 0 | 1 | 0 | 0 | 1 | 0 | 0 | 1 | 0 | 0 | 1 | 0 | 0 | 1 | 0 | 0 | 1 | 0 | 0 | 1 | 0 | 9 | A | 7 | 9 | A | 7 | 17.8 | A | 7 | 12.2 | A | 7 | 70 | A | 7 | 840 | A | 7 | 0 | A | 7 | 0 | A | 7 | 32000 | B | 7 | 3658 | A | 7 | 2.6 | E | 8 | 0.094 | F | 8 | 0.2 | F | 8 | 0 | 1 | D | 9 | 0 | C | 8
1991-07-22 | 5:00 | 3 | 232 | 0 | 1 | 10 | 0 | 1 | 16 | 0 | 1 | 10 | 0 | 1 | 10 | 0 | 1 | 16 | 0 | 1 | 10 | 0 | 1 | 21 | 9 | A | 7 | 8 | A | 7 | 17.8 | A | 7 | 12.2 | A | 7 | 70 | A | 7 | 841 | A | 7 | 220 | A | 7 | 2.1 | A | 7 | 80000 | B | 7 | 3962 | A | 7 | 2.6 | E | 8 | 0.094 | F | 8 | 0.2 | F | 8 | 0 | 1 | D | 9 | 0 | C | 8
1991-07-22 | 6:00 | 153 | 1323 | 31 | 1 | 10 | 32 | 1 | 16 | 28 | 1 | 10 | 35 | 1 | 10 | 19 | 1 | 16 | 33 | 1 | 10 | 59 | 1 | 21 | 9 | A | 7 | 9 | A | 7 | 18.3 | A | 7 | 12.2 | A | 7 | 68 | A | 7 | 842 | A | 7 | 200 | A | 7 | 2.1 | A | 7 | 96000 | B | 7 | 3962 | A | 7 | 2.6 | E | 8 | 0.094 | F | 8 | 0.2 | F | 8 | 0 | 1 | D | 9 | 0 | C | 8
1991-07-22 | 7:00 | 399 | 1323 | 128 | 1 | 10 | 33 | 1 | 16 | 118 | 1 | 10 | 140 | 1 | 10 | 30 | 1 | 16 | 131 | 1 | 10 | 311 | 1 | 21 | 10 | A | 7 | 9 | A | 7 | 20 | A | 7 | 12.8 | A | 7 | 63 | A | 7 | 842 | A | 7 | 180 | A | 7 | 2.1 | A | 7 | 96000 | B | 7 | 3658 | A | 7 | 2.7 | E | 8 | 0.094 | F | 8 | 0.2 | F | 8 | 0 | 1 | D | 9 | 0 | C | 8
1991-07-22 | 8:00 | 639 | 1323 | 262 | 1 | 10 | 73 | 1 | 16 | 227 | 1 | 10 | 288 | 1 | 10 | 73 | 1 | 16 | 253 | 1 | 10 | 654 | 1 | 21 | 10 | A | 7 | 9 | A | 7 | 20.6 | A | 7 | 12.2 | A | 7 | 59 | A | 7 | 843 | A | 7 | 220 | A | 7 | 2.1 | A | 7 | 96000 | B | 7 | 2896 | A | 7 | 2.7 | E | 8 | 0.094 | F | 8 | 0.2 | F | 8 | 0 | 1 | D | 9 | 0 | C | 8
1991-07-22 | 9:00 | 856 | 1323 | 341 | 1 | 10 | 112 | 1 | 16 | 269 | 1 | 10 | 375 | 1 | 10 | 118 | 1 | 16 | 299 | 1 | 10 | 763 | 1 | 21 | 10 | A | 7 | 9 | A | 7 | 22.2 | A | 7 | 11.7 | A | 7 | 51 | A | 7 | 843 | A | 7 | 350 | A | 7 | 5.2 | A | 7 | 96000 | B | 7 | 2896 | A | 7 | 2.7 | E | 8 | 0.094 | F | 8 | 0.2 | F | 8 | 0 | 1 | D | 9 | 0 | C | 8
1991-07-22 | 10:00 | 1035 | 1323 | 293 | 1 | 10 | 0 | 1 | 16 | 293 | 1 | 10 | 344 | 1 | 10 | 0 | 1 | 16 | 344 | 1 | 10 | 1330 | 1 | 21 | 10 | A | 7 | 10 | A | 7 | 22.8 | A | 7 | 13.3 | A | 7 | 55 | A | 7 | 843 | A | 7 | 10 | A | 7 | 5.7 | A | 7 | 96000 | B | 7 | 4267 | A | 7 | 2.7 | E | 8 | 0.094 | F | 8 | 0.2 | F | 8 | 0 | 1 | D | 9 | 80 | C | 8
1991-07-22 | 11:00 | 1164 | 1323 | 499 | 1 | 10 | 168 | 1 | 16 | 351 | 1 | 10 | 555 | 1 | 10 | 180 | 1 | 16 | 396 | 1 | 10 | 1555 | 1 | 21 | 10 | A | 7 | 9 | A | 7 | 24.4 | A | 7 | 13.9 | A | 7 | 52 | A | 7 | 843 | A | 7 | 320 | A | 7 | 4.1 | A | 7 | 64000 | B | 7 | 4267 | A | 7 | 2.7 | E | 8 | 0.094 | F | 8 | 0.2 | F | 8 | 0 | 1 | D | 9 | 25 | C | 8
1991-07-22 | 12:00 | 1233 | 1323 | 712 | 1 | 10 | 299 | 1 | 16 | 432 | 1 | 10 | 779 | 1 | 10 | 325 | 1 | 16 | 476 | 1 | 10 | 2545 | 1 | 21 | 9 | A | 7 | 9 | A | 7 | 26.1 | A | 7 | 14.4 | A | 7 | 48 | A | 7 | 842 | A | 7 | 10 | A | 7 | 3.6 | A | 7 | 48000 | B | 7 | 4572 | A | 7 | 2.7 | E | 8 | 0.094 | F | 8 | 0.2 | F | 8 | 0 | 1 | D | 9 | 0 | C | 8
1991-07-22 | 13:00 | 1238 | 1323 | 583 | 1 | 10 | 143 | 1 | 16 | 449 | 1 | 10 | 642 | 1 | 10 | 153 | 1 | 16 | 499 | 1 | 10 | 2522 | 1 | 21 | 8 | A | 7 | 6 | A | 7 | 28.3 | A | 7 | 13.3 | A | 7 | 40 | A | 7 | 842 | A | 7 | 320 | A | 7 | 3.1 | A | 7 | 48000 | B | 7 | 7620 | A | 7 | 2.7 | E | 8 | 0.094 | F | 8 | 0.2 | F | 8 | 25 | 1 | D | 9 | 0 | C | 8
1991-07-22 | 14:00 | 1179 | 1323 | 269 | 1 | 10 | 0 | 1 | 16 | 269 | 1 | 10 | 325 | 1 | 10 | 0 | 1 | 16 | 325 | 1 | 10 | 1291 | 1 | 21 | 10 | A | 7 | 10 | A | 7 | 18.9 | A | 7 | 16.1 | A | 7 | 84 | A | 7 | 843 | A | 7 | 280 | A | 7 | 9.3 | A | 7 | 32000 | B | 7 | 1006 | A | 7 | 2.8 | E | 8 | 0.094 | F | 8 | 0.2 | F | 8 | 36 | 1 | D | 9 | 80 | C | 8
1991-07-22 | 15:00 | 1060 | 1323 | 240 | 1 | 10 | 0 | 1 | 16 | 240 | 1 | 10 | 287 | 1 | 10 | 0 | 1 | 16 | 287 | 1 | 10 | 1152 | 1 | 21 | 10 | A | 7 | 10 | A | 7 | 17.2 | A | 7 | 13.9 | A | 7 | 81 | A | 7 | 842 | A | 7 | 310 | A | 7 | 9.3 | A | 7 | 9600 | B | 7 | 1036 | A | 7 | 2.8 | E | 8 | 0.094 | F | 8 | 0.2 | F | 8 | 33 | 1 | D | 9 | 80 | C | 8
1991-07-22 | 16:00 | 889 | 1323 | 198 | 1 | 10 | 0 | 1 | 16 | 198 | 1 | 10 | 235 | 1 | 10 | 0 | 1 | 16 | 235 | 1 | 10 | 923 | 1 | 21 | 10 | A | 7 | 10 | A | 7 | 16.7 | A | 7 | 15 | A | 7 | 90 | A | 7 | 843 | A | 7 | 340 | A | 7 | 7.7 | A | 7 | 6400 | B | 7 | 1067 | A | 7 | 2.8 | E | 8 | 0.094 | F | 8 | 0.2 | F | 8 | 8 | 1 | D | 9 | 81 | C | 8
1991-07-22 | 17:00 | 677 | 1323 | 146 | 1 | 10 | 0 | 1 | 16 | 146 | 1 | 10 | 171 | 1 | 10 | 0 | 1 | 16 | 171 | 1 | 10 | 639 | 1 | 21 | 10 | A | 7 | 10 | A | 7 | 16.1 | A | 7 | 15.6 | A | 7 | 97 | A | 7 | 844 | A | 7 | 360 | A | 7 | 7.2 | A | 7 | 12800 | B | 7 | 1067 | A | 7 | 2.8 | E | 8 | 0.094 | F | 8 | 0.2 | F | 8 | 38 | 1 | D | 9 | 80 | C | 8
1991-07-22 | 18:00 | 439 | 1323 | 87 | 1 | 10 | 0 | 1 | 16 | 87 | 1 | 10 | 101 | 1 | 10 | 0 | 1 | 16 | 101 | 1 | 10 | 351 | 1 | 21 | 10 | A | 7 | 10 | A | 7 | 15 | A | 7 | 13.9 | A | 7 | 93 | A | 7 | 845 | A | 7 | 360 | A | 7 | 3.6 | A | 7 | 9600 | B | 7 | 1981 | A | 7 | 2.8 | E | 8 | 0.094 | F | 8 | 0.2 | F | 8 | 0 | 1 | D | 9 | 80 | C | 8
1991-07-22 | 19:00 | 192 | 1323 | 22 | 1 | 10 | 0 | 1 | 16 | 22 | 1 | 10 | 26 | 1 | 10 | 0 | 1 | 16 | 26 | 1 | 10 | 87 | 1 | 21 | 10 | A | 7 | 10 | A | 7 | 15 | A | 7 | 14.4 | A | 7 | 96 | A | 7 | 845 | A | 7 | 10 | A | 7 | 3.6 | A | 7 | 6400 | B | 7 | 152 | A | 7 | 2.8 | E | 8 | 0.094 | F | 8 | 0.2 | F | 8 | 28 | 1 | D | 9 | 80 | C | 8
1991-07-22 | 20:00 | 11 | 430 | 1 | 1 | 10 | 2 | 1 | 16 | 1 | 1 | 10 | 0 | 1 | 10 | 0 | 1 | 16 | 0 | 1 | 10 | 0 | 1 | 21 | 10 | A | 7 | 9 | A | 7 | 15 | A | 7 | 14.4 | A | 7 | 96 | A | 7 | 846 | A | 7 | 50 | A | 7 | 3.6 | A | 7 | 11200 | B | 7 | 152 | A | 7 | 2.9 | E | 8 | 0.094 | F | 8 | 0.2 | F | 8 | 0 | 1 | D | 9 | 61 | C | 8
1991-07-22 | 21:00 | 0 | 0 | 0 | 1 | 0 | 0 | 1 | 0 | 0 | 1 | 0 | 0 | 1 | 0 | 0 | 1 | 0 | 0 | 1 | 0 | 0 | 1 | 0 | 10 | A | 7 | 10 | A | 7 | 14.4 | A | 7 | 13.3 | A | 7 | 93 | A | 7 | 847 | A | 7 | 360 | A | 7 | 2.1 | A | 7 | 8000 | B | 7 | 2743 | A | 7 | 2.9 | E | 8 | 0.094 | F | 8 | 0.2 | F | 8 | 8 | 1 | D | 9 | 61 | C | 8
1991-07-22 | 22:00 | 0 | 0 | 0 | 1 | 0 | 0 | 1 | 0 | 0 | 1 | 0 | 0 | 1 | 0 | 0 | 1 | 0 | 0 | 1 | 0 | 0 | 1 | 0 | 10 | A | 7 | 10 | A | 7 | 13.9 | A | 7 | 13.3 | A | 7 | 96 | A | 7 | 846 | A | 7 | 340 | A | 7 | 2.1 | A | 7 | 19200 | B | 7 | 2591 | A | 7 | 2.9 | E | 8 | 0.094 | F | 8 | 0.2 | F | 8 | 0 | 1 | D | 9 | 61 | C | 8
1991-07-22 | 23:00 | 0 | 0 | 0 | 1 | 0 | 0 | 1 | 0 | 0 | 1 | 0 | 0 | 1 | 0 | 0 | 1 | 0 | 0 | 1 | 0 | 0 | 1 | 0 | 10 | A | 7 | 10 | A | 7 | 14.4 | A | 7 | 13.9 | A | 7 | 97 | A | 7 | 846 | A | 7 | 320 | A | 7 | 2.6 | A | 7 | 11200 | B | 7 | 244 | A | 7 | 2.9 | E | 8 | 0.094 | F | 8 | 0.2 | F | 8 | 0 | 1 | D | 9 | 61 | C | 8
1991-07-22 | 24:00 | 0 | 0 | 0 | 1 | 0 | 0 | 1 | 0 | 0 | 1 | 0 | 0 | 1 | 0 | 0 | 1 | 0 | 0 | 1 | 0 | 0 | 1 | 0 | 10 | A | 7 | 10 | A | 7 | 14.4 | A | 7 | 13.3 | A | 7 | 93 | A | 7 | 846 | A | 7 | 350 | A | 7 | 1.5 | A | 7 | 16000 | B | 7 | 792 | A | 7 | 2.9 | E | 8 | 0.094 | F | 8 | 0.2 | F | 8 | 3 | 1 | D | 9 | 0 | C | 8
1991-07-23 | 1:00 | 0 | 0 | 0 | 1 | 0 | 0 | 1 | 0 | 0 | 1 | 0 | 0 | 1 | 0 | 0 | 1 | 0 | 0 | 1 | 0 | 0 | 1 | 0 | 10 | A | 7 | 10 | A | 7 | 14.4 | A | 7 | 13.3 | A | 7 | 93 | A | 7 | 846 | A | 7 | 350 | A | 7 | 2.1 | A | 7 | 12800 | B | 7 | 792 | A | 7 | 2.9 | E | 8 | 0.095 | F | 8 | 0.2 | F | 8 | 0 | 1 | D | 9 | 80 | C | 8
1991-07-23 | 2:00 | 0 | 0 | 0 | 1 | 0 | 0 | 1 | 0 | 0 | 1 | 0 | 0 | 1 | 0 | 0 | 1 | 0 | 0 | 1 | 0 | 0 | 1 | 0 | 10 | A | 7 | 10 | A | 7 | 14.4 | A | 7 | 13.3 | A | 7 | 93 | A | 7 | 845 | A | 7 | 310 | A | 7 | 1.5 | A | 7 | 12800 | B | 7 | 549 | A | 7 | 2.9 | E | 8 | 0.095 | F | 8 | 0.2 | F | 8 | 0 | 1 | D | 9 | 61 | C | 8
1991-07-23 | 3:00 | 0 | 0 | 0 | 1 | 0 | 0 | 1 | 0 | 0 | 1 | 0 | 0 | 1 | 0 | 0 | 1 | 0 | 0 | 1 | 0 | 0 | 1 | 0 | 10 | A | 7 | 10 | A | 7 | 14.4 | A | 7 | 13.3 | A | 7 | 93 | A | 7 | 846 | A | 7 | 340 | A | 7 | 1.5 | A | 7 | 12800 | B | 7 | 549 | A | 7 | 3 | E | 8 | 0.095 | F | 8 | 0.2 | F | 8 | 10 | 1 | D | 9 | 61 | C | 8
1991-07-23 | 4:00 | 0 | 0 | 0 | 1 | 0 | 0 | 1 | 0 | 0 | 1 | 0 | 0 | 1 | 0 | 0 | 1 | 0 | 0 | 1 | 0 | 0 | 1 | 0 | 10 | A | 7 | 10 | A | 7 | 13.9 | A | 7 | 13.3 | A | 7 | 96 | A | 7 | 845 | A | 7 | 280 | A | 7 | 1.5 | A | 7 | 6400 | B | 7 | 488 | A | 7 | 3 | E | 8 | 0.095 | F | 8 | 0.2 | F | 8 | 3 | 1 | D | 9 | 45 | C | 8
1991-07-23 | 5:00 | 3 | 210 | 0 | 1 | 10 | 0 | 1 | 16 | 0 | 1 | 10 | 0 | 1 | 10 | 0 | 1 | 16 | 0 | 1 | 10 | 0 | 1 | 21 | 10 | A | 7 | 10 | A | 7 | 14.4 | A | 7 | 13.3 | A | 7 | 93 | A | 7 | 846 | A | 7 | 50 | A | 7 | 3.6 | A | 7 | 11200 | B | 7 | 488 | A | 7 | 3 | E | 8 | 0.095 | F | 8 | 0.2 | F | 8 | 0 | 1 | D | 9 | 61 | C | 8
1991-07-23 | 6:00 | 150 | 1323 | 24 | 1 | 10 | 0 | 1 | 16 | 24 | 1 | 10 | 28 | 1 | 10 | 0 | 1 | 16 | 28 | 1 | 10 | 88 | 1 | 21 | 10 | A | 7 | 10 | A | 7 | 13.3 | A | 7 | 12.8 | A | 7 | 97 | A | 7 | 846 | A | 7 | 60 | A | 7 | 2.6 | A | 7 | 9600 | B | 7 | 427 | A | 7 | 2.9 | E | 8 | 0.095 | F | 8 | 0.2 | F | 8 | 5 | 1 | D | 9 | 61 | C | 8
1991-07-23 | 7:00 | 396 | 1323 | 45 | 1 | 10 | 0 | 1 | 16 | 45 | 1 | 10 | 54 | 1 | 10 | 0 | 1 | 16 | 54 | 1 | 10 | 195 | 1 | 21 | 10 | A | 7 | 10 | A | 7 | 13.3 | A | 7 | 12.2 | A | 7 | 93 | A | 7 | 846 | A | 7 | 60 | A | 7 | 2.6 | A | 7 | 9600 | B | 7 | 152 | A | 7 | 2.9 | E | 8 | 0.095 | F | 8 | 0.2 | F | 8 | 3 | 1 | D | 9 | 51 | C | 8
1991-07-23 | 8:00 | 637 | 1323 | 86 | 1 | 10 | 0 | 1 | 16 | 86 | 1 | 10 | 104 | 1 | 10 | 0 | 1 | 16 | 104 | 1 | 10 | 401 | 1 | 21 | 10 | A | 7 | 10 | A | 7 | 13.9 | A | 7 | 12.8 | A | 7 | 93 | A | 7 | 847 | A | 7 | 50 | A | 7 | 3.1 | A | 7 | 12800 | B | 7 | 183 | A | 7 | 2.9 | E | 8 | 0.095 | F | 8 | 0.2 | F | 8 | 0 | 1 | D | 9 | 51 | C | 8
1991-07-23 | 9:00 | 854 | 1323 | 180 | 1 | 10 | 0 | 1 | 16 | 180 | 1 | 10 | 214 | 1 | 10 | 0 | 1 | 16 | 214 | 1 | 10 | 840 | 1 | 21 | 10 | A | 7 | 10 | A | 7 | 14.4 | A | 7 | 12.2 | A | 7 | 87 | A | 7 | 847 | A | 7 | 60 | A | 7 | 2.6 | A | 7 | 19200 | B | 7 | 488 | A | 7 | 2.8 | E | 8 | 0.095 | F | 8 | 0.2 | F | 8 | 0 | 1 | D | 9 | 0 | C | 8
1991-07-23 | 10:00 | 1033 | 1323 | 189 | 1 | 10 | 0 | 1 | 16 | 189 | 1 | 10 | 230 | 1 | 10 | 0 | 1 | 16 | 230 | 1 | 10 | 941 | 1 | 21 | 10 | A | 7 | 10 | A | 7 | 14.4 | A | 7 | 12.2 | A | 7 | 87 | A | 7 | 847 | A | 7 | 60 | A | 7 | 2.6 | A | 7 | 9600 | B | 7 | 305 | A | 7 | 2.8 | E | 8 | 0.095 | F | 8 | 0.2 | F | 8 | 0 | 1 | D | 9 | 51 | C | 8
1991-07-23 | 11:00 | 1162 | 1323 | 181 | 1 | 10 | 0 | 1 | 16 | 181 | 1 | 10 | 225 | 1 | 10 | 0 | 1 | 16 | 225 | 1 | 10 | 927 | 1 | 21 | 10 | A | 7 | 10 | A | 7 | 13.9 | A | 7 | 12.8 | A | 7 | 93 | A | 7 | 847 | A | 7 | 50 | A | 7 | 2.6 | A | 7 | 4000 | B | 7 | 183 | A | 7 | 2.8 | E | 8 | 0.095 | F | 8 | 0.2 | F | 8 | 0 | 1 | D | 9 | 51 | C | 8
1991-07-23 | 12:00 | 1232 | 1323 | 276 | 1 | 10 | 0 | 1 | 16 | 276 | 1 | 10 | 335 | 1 | 10 | 0 | 1 | 16 | 335 | 1 | 10 | 1330 | 1 | 21 | 10 | A | 7 | 10 | A | 7 | 15 | A | 7 | 12.8 | A | 7 | 87 | A | 7 | 846 | A | 7 | 60 | A | 7 | 3.6 | A | 7 | 11200 | B | 7 | 457 | A | 7 | 2.7 | E | 8 | 0.095 | F | 8 | 0.2 | F | 8 | 0 | 1 | D | 9 | 51 | C | 8
1991-07-23 | 13:00 | 1237 | 1323 | 277 | 1 | 10 | 0 | 1 | 16 | 277 | 1 | 10 | 336 | 1 | 10 | 0 | 1 | 16 | 336 | 1 | 10 | 1335 | 1 | 21 | 10 | A | 7 | 10 | A | 7 | 16.1 | A | 7 | 12.2 | A | 7 | 78 | A | 7 | 846 | A | 7 | 20 | A | 7 | 3.6 | A | 7 | 24000 | B | 7 | 488 | A | 7 | 2.7 | E | 8 | 0.095 | F | 8 | 0.2 | F | 8 | 0 | 1 | D | 9 | 0 | C | 8
1991-07-23 | 14:00 | 1178 | 1323 | 262 | 1 | 10 | 0 | 1 | 16 | 262 | 1 | 10 | 317 | 1 | 10 | 0 | 1 | 16 | 317 | 1 | 10 | 1264 | 1 | 21 | 10 | A | 7 | 10 | A | 7 | 16.7 | A | 7 | 12.8 | A | 7 | 78 | A | 7 | 846 | A | 7 | 60 | A | 7 | 2.6 | A | 7 | 24000 | B | 7 | 488 | A | 7 | 2.6 | E | 8 | 0.095 | F | 8 | 0.2 | F | 8 | 0 | 1 | D | 9 | 0 | C | 8
1991-07-23 | 15:00 | 1059 | 1323 | 591 | 1 | 10 | 183 | 1 | 16 | 444 | 1 | 10 | 641 | 1 | 10 | 194 | 1 | 16 | 486 | 1 | 10 | 1594 | 1 | 21 | 10 | A | 7 | 7 | A | 7 | 16.7 | A | 7 | 12.8 | A | 7 | 78 | A | 7 | 845 | A | 7 | 60 | A | 7 | 3.6 | A | 7 | 24000 | B | 7 | 853 | A | 7 | 2.6 | E | 8 | 0.095 | F | 8 | 0.2 | F | 8 | 0 | 1 | D | 9 | 0 | C | 8
1991-07-23 | 16:00 | 887 | 1323 | 188 | 1 | 10 | 0 | 1 | 16 | 188 | 1 | 10 | 223 | 1 | 10 | 0 | 1 | 16 | 223 | 1 | 10 | 885 | 1 | 21 | 10 | A | 7 | 10 | A | 7 | 16.1 | A | 7 | 12.8 | A | 7 | 81 | A | 7 | 845 | A | 7 | 30 | A | 7 | 2.6 | A | 7 | 24000 | B | 7 | 671 | A | 7 | 2.6 | E | 8 | 0.095 | F | 8 | 0.2 | F | 8 | 0 | 1 | D | 9 | 51 | C | 8
1991-07-23 | 17:00 | 674 | 1323 | 133 | 1 | 10 | 0 | 1 | 16 | 133 | 1 | 10 | 157 | 1 | 10 | 0 | 1 | 16 | 157 | 1 | 10 | 592 | 1 | 21 | 10 | A | 7 | 10 | A | 7 | 16.1 | A | 7 | 12.8 | A | 7 | 81 | A | 7 | 845 | A | 7 | 50 | A | 7 | 2.6 | A | 7 | 16000 | B | 7 | 853 | A | 7 | 2.5 | E | 8 | 0.095 | F | 8 | 0.2 | F | 8 | 0 | 1 | D | 9 | 51 | C | 8
1991-07-23 | 18:00 | 436 | 1323 | 74 | 1 | 10 | 0 | 1 | 16 | 74 | 1 | 10 | 87 | 1 | 10 | 0 | 1 | 16 | 87 | 1 | 10 | 307 | 1 | 21 | 10 | A | 7 | 10 | A | 7 | 15.6 | A | 7 | 12.8 | A | 7 | 83 | A | 7 | 844 | A | 7 | 70 | A | 7 | 2.6 | A | 7 | 24000 | B | 7 | 427 | A | 7 | 2.5 | E | 8 | 0.095 | F | 8 | 0.2 | F | 8 | 0 | 1 | D | 9 | 51 | C | 8
1991-07-23 | 19:00 | 189 | 1323 | 41 | 1 | 10 | 33 | 1 | 16 | 36 | 1 | 10 | 45 | 1 | 10 | 24 | 1 | 16 | 41 | 1 | 10 | 93 | 1 | 21 | 9 | A | 7 | 9 | A | 7 | 15.6 | A | 7 | 12.2 | A | 7 | 80 | A | 7 | 845 | A | 7 | 90 | A | 7 | 2.1 | A | 7 | 32000 | B | 7 | 1067 | A | 7 | 2.4 | E | 8 | 0.095 | F | 8 | 0.2 | F | 8 | 0 | 1 | D | 9 | 0 | C | 8
1991-07-23 | 20:00 | 11 | 430 | 1 | 1 | 10 | 0 | 1 | 16 | 1 | 1 | 10 | 0 | 1 | 10 | 0 | 1 | 16 | 0 | 1 | 10 | 0 | 1 | 21 | 8 | A | 7 | 8 | A | 7 | 15 | A | 7 | 12.2 | A | 7 | 83 | A | 7 | 845 | A | 7 | 120 | A | 7 | 1.5 | A | 7 | 32000 | B | 7 | 1676 | A | 7 | 2.4 | E | 8 | 0.095 | F | 8 | 0.2 | F | 8 | 0 | 1 | D | 9 | 0 | C | 8
1991-07-23 | 21:00 | 0 | 0 | 0 | 1 | 0 | 0 | 1 | 0 | 0 | 1 | 0 | 0 | 1 | 0 | 0 | 1 | 0 | 0 | 1 | 0 | 0 | 1 | 0 | 7 | A | 7 | 7 | A | 7 | 15 | A | 7 | 12.8 | A | 7 | 87 | A | 7 | 846 | A | 7 | 80 | A | 7 | 2.1 | A | 7 | 32000 | B | 7 | 1067 | A | 7 | 2.4 | E | 8 | 0.095 | F | 8 | 0.2 | F | 8 | 0 | 1 | D | 9 | 0 | C | 8
1991-07-23 | 22:00 | 0 | 0 | 0 | 1 | 0 | 0 | 1 | 0 | 0 | 1 | 0 | 0 | 1 | 0 | 0 | 1 | 0 | 0 | 1 | 0 | 0 | 1 | 0 | 8 | A | 7 | 8 | A | 7 | 14.4 | A | 7 | 12.2 | A | 7 | 87 | A | 7 | 845 | A | 7 | 80 | A | 7 | 1.5 | A | 7 | 24000 | B | 7 | 1067 | A | 7 | 2.3 | E | 8 | 0.095 | F | 8 | 0.2 | F | 8 | 0 | 1 | D | 9 | 0 | C | 8
1991-07-23 | 23:00 | 0 | 0 | 0 | 1 | 0 | 0 | 1 | 0 | 0 | 1 | 0 | 0 | 1 | 0 | 0 | 1 | 0 | 0 | 1 | 0 | 0 | 1 | 0 | 10 | A | 7 | 10 | A | 7 | 14.4 | A | 7 | 12.8 | A | 7 | 90 | A | 7 | 845 | A | 7 | 120 | A | 7 | 1.5 | A | 7 | 24000 | B | 7 | 914 | A | 7 | 2.3 | E | 8 | 0.095 | F | 8 | 0.2 | F | 8 | 0 | 1 | D | 9 | 3 | C | 8
1991-07-23 | 24:00 | 0 | 0 | 0 | 1 | 0 | 0 | 1 | 0 | 0 | 1 | 0 | 0 | 1 | 0 | 0 | 1 | 0 | 0 | 1 | 0 | 0 | 1 | 0 | 10 | A | 7 | 10 | A | 7 | 14.4 | A | 7 | 12.2 | A | 7 | 87 | A | 7 | 844 | A | 7 | 140 | A | 7 | 1.5 | A | 7 | 32000 | B | 7 | 640 | A | 7 | 2.3 | E | 8 | 0.095 | F | 8 | 0.2 | F | 8 | 0 | 1 | D | 9 | 0 | C | 8
1991-07-24 | 1:00 | 0 | 0 | 0 | 1 | 0 | 0 | 1 | 0 | 0 | 1 | 0 | 0 | 1 | 0 | 0 | 1 | 0 | 0 | 1 | 0 | 0 | 1 | 0 | 8 | A | 7 | 8 | A | 7 | 13.9 | A | 7 | 12.2 | A | 7 | 89 | A | 7 | 844 | A | 7 | 130 | A | 7 | 1.5 | A | 7 | 32000 | B | 7 | 3353 | A | 7 | 2.2 | E | 8 | 0.096 | F | 8 | 0.2 | F | 8 | 0 | 1 | D | 9 | 0 | C | 8
1991-07-24 | 2:00 | 0 | 0 | 0 | 1 | 0 | 0 | 1 | 0 | 0 | 1 | 0 | 0 | 1 | 0 | 0 | 1 | 0 | 0 | 1 | 0 | 0 | 1 | 0 | 10 | A | 7 | 10 | A | 7 | 13.9 | A | 7 | 12.2 | A | 7 | 89 | A | 7 | 843 | A | 7 | 120 | A | 7 | 1.5 | A | 7 | 32000 | B | 7 | 914 | A | 7 | 2.2 | E | 8 | 0.096 | F | 8 | 0.2 | F | 8 | 0 | 1 | D | 9 | 0 | C | 8
1991-07-24 | 3:00 | 0 | 0 | 0 | 1 | 0 | 0 | 1 | 0 | 0 | 1 | 0 | 0 | 1 | 0 | 0 | 1 | 0 | 0 | 1 | 0 | 0 | 1 | 0 | 10 | A | 7 | 10 | A | 7 | 14.4 | A | 7 | 12.2 | A | 7 | 87 | A | 7 | 843 | A | 7 | 130 | A | 7 | 1.5 | A | 7 | 32000 | B | 7 | 1006 | A | 7 | 2.1 | E | 8 | 0.096 | F | 8 | 0.2 | F | 8 | 0 | 1 | D | 9 | 0 | C | 8
1991-07-24 | 4:00 | 0 | 0 | 0 | 1 | 0 | 0 | 1 | 0 | 0 | 1 | 0 | 0 | 1 | 0 | 0 | 1 | 0 | 0 | 1 | 0 | 0 | 1 | 0 | 10 | A | 7 | 10 | A | 7 | 14.4 | A | 7 | 12.2 | A | 7 | 87 | A | 7 | 843 | A | 7 | 0 | A | 7 | 0 | A | 7 | 24000 | B | 7 | 1097 | A | 7 | 2.1 | E | 8 | 0.096 | F | 8 | 0.2 | F | 8 | 0 | 1 | D | 9 | 0 | C | 8
1991-07-24 | 5:00 | 2 | 188 | 0 | 1 | 10 | 0 | 1 | 16 | 0 | 1 | 10 | 0 | 1 | 10 | 0 | 1 | 16 | 0 | 1 | 10 | 0 | 1 | 21 | 10 | A | 7 | 10 | A | 7 | 15 | A | 7 | 12.2 | A | 7 | 83 | A | 7 | 843 | A | 7 | 0 | A | 7 | 0 | A | 7 | 24000 | B | 7 | 1097 | A | 7 | 2.1 | E | 8 | 0.096 | F | 8 | 0.2 | F | 8 | 0 | 1 | D | 9 | 0 | C | 8
1991-07-24 | 6:00 | 147 | 1324 | 25 | 1 | 10 | 0 | 1 | 16 | 25 | 1 | 10 | 29 | 1 | 10 | 0 | 1 | 16 | 29 | 1 | 10 | 91 | 1 | 21 | 10 | A | 7 | 10 | A | 7 | 15 | A | 7 | 12.8 | A | 7 | 87 | A | 7 | 843 | A | 7 | 360 | A | 7 | 1.5 | A | 7 | 24000 | B | 7 | 1219 | A | 7 | 2.1 | E | 8 | 0.096 | F | 8 | 0.2 | F | 8 | 0 | 1 | D | 9 | 0 | C | 8
1991-07-24 | 7:00 | 393 | 1324 | 63 | 1 | 10 | 0 | 1 | 16 | 63 | 1 | 10 | 74 | 1 | 10 | 0 | 1 | 16 | 74 | 1 | 10 | 259 | 1 | 21 | 10 | A | 7 | 10 | A | 7 | 16.1 | A | 7 | 12.8 | A | 7 | 81 | A | 7 | 843 | A | 7 | 0 | A | 7 | 0 | A | 7 | 24000 | B | 7 | 1189 | A | 7 | 2.1 | E | 8 | 0.096 | F | 8 | 0.2 | F | 8 | 0 | 1 | D | 9 | 0 | C | 8
1991-07-24 | 8:00 | 634 | 1324 | 294 | 1 | 10 | 62 | 1 | 16 | 264 | 1 | 10 | 322 | 1 | 10 | 62 | 1 | 16 | 292 | 1 | 10 | 726 | 1 | 21 | 10 | A | 7 | 9 | A | 7 | 17.8 | A | 7 | 11.7 | A | 7 | 67 | A | 7 | 844 | A | 7 | 10 | A | 7 | 2.1 | A | 7 | 24000 | B | 7 | 1219 | A | 7 | 2.1 | E | 8 | 0.096 | F | 8 | 0.2 | F | 8 | 0 | 1 | D | 9 | 0 | C | 8
1991-07-24 | 9:00 | 852 | 1324 | 178 | 1 | 10 | 0 | 1 | 16 | 178 | 1 | 10 | 211 | 1 | 10 | 0 | 1 | 16 | 211 | 1 | 10 | 832 | 1 | 21 | 10 | A | 7 | 10 | A | 7 | 17.8 | A | 7 | 11.7 | A | 7 | 67 | A | 7 | 844 | A | 7 | 10 | A | 7 | 1.5 | A | 7 | 24000 | B | 7 | 1158 | A | 7 | 2.1 | E | 8 | 0.096 | F | 8 | 0.2 | F | 8 | 0 | 1 | D | 9 | 0 | C | 8
1991-07-24 | 10:00 | 1032 | 1324 | 225 | 1 | 10 | 0 | 1 | 16 | 225 | 1 | 10 | 270 | 1 | 10 | 0 | 1 | 16 | 270 | 1 | 10 | 1085 | 1 | 21 | 10 | A | 7 | 10 | A | 7 | 18.3 | A | 7 | 11.7 | A | 7 | 65 | A | 7 | 843 | A | 7 | 40 | A | 7 | 3.1 | A | 7 | 24000 | B | 7 | 853 | A | 7 | 2.2 | E | 8 | 0.096 | F | 8 | 0.2 | F | 8 | 0 | 1 | D | 9 | 0 | C | 8
1991-07-24 | 11:00 | 1161 | 1324 | 257 | 1 | 10 | 0 | 1 | 16 | 257 | 1 | 10 | 311 | 1 | 10 | 0 | 1 | 16 | 311 | 1 | 10 | 1241 | 1 | 21 | 10 | A | 7 | 10 | A | 7 | 20 | A | 7 | 11.1 | A | 7 | 57 | A | 7 | 843 | A | 7 | 50 | A | 7 | 3.1 | A | 7 | 24000 | B | 7 | 1372 | A | 7 | 2.2 | E | 8 | 0.096 | F | 8 | 0.2 | F | 8 | 0 | 1 | D | 9 | 0 | C | 8
1991-07-24 | 12:00 | 1230 | 1324 | 275 | 1 | 10 | 0 | 1 | 16 | 275 | 1 | 10 | 334 | 1 | 10 | 0 | 1 | 16 | 334 | 1 | 10 | 1325 | 1 | 21 | 10 | A | 7 | 10 | A | 7 | 18.9 | A | 7 | 11.7 | A | 7 | 63 | A | 7 | 843 | A | 7 | 80 | A | 7 | 3.1 | A | 7 | 24000 | B | 7 | 1036 | A | 7 | 2.2 | E | 8 | 0.096 | F | 8 | 0.2 | F | 8 | 0 | 1 | D | 9 | 0 | C | 8
1991-07-24 | 13:00 | 1236 | 1324 | 276 | 1 | 10 | 0 | 1 | 16 | 276 | 1 | 10 | 335 | 1 | 10 | 0 | 1 | 16 | 335 | 1 | 10 | 1331 | 1 | 21 | 10 | A | 7 | 10 | A | 7 | 19.4 | A | 7 | 12.2 | A | 7 | 63 | A | 7 | 843 | A | 7 | 350 | A | 7 | 4.1 | A | 7 | 24000 | B | 7 | 914 | A | 7 | 2.2 | E | 8 | 0.096 | F | 8 | 0.2 | F | 8 | 0 | 1 | D | 9 | 0 | C | 8
1991-07-24 | 14:00 | 1177 | 1324 | 261 | 1 | 10 | 0 | 1 | 16 | 261 | 1 | 10 | 316 | 1 | 10 | 0 | 1 | 16 | 316 | 1 | 10 | 1260 | 1 | 21 | 10 | A | 7 | 10 | A | 7 | 18.3 | A | 7 | 12.8 | A | 7 | 70 | A | 7 | 843 | A | 7 | 310 | A | 7 | 3.1 | A | 7 | 11200 | B | 7 | 792 | A | 7 | 2.2 | E | 8 | 0.096 | F | 8 | 0.2 | F | 8 | 0 | 1 | D | 9 | 0 | C | 8
1991-07-24 | 15:00 | 1057 | 1324 | 231 | 1 | 10 | 0 | 1 | 16 | 231 | 1 | 10 | 277 | 1 | 10 | 0 | 1 | 16 | 277 | 1 | 10 | 1117 | 1 | 21 | 10 | A | 7 | 10 | A | 7 | 16.7 | A | 7 | 13.9 | A | 7 | 84 | A | 7 | 842 | A | 7 | 300 | A | 7 | 3.1 | A | 7 | 16000 | B | 7 | 2134 | A | 7 | 2.3 | E | 8 | 0.096 | F | 8 | 0.2 | F | 8 | 0 | 1 | D | 9 | 80 | C | 8
1991-07-24 | 16:00 | 885 | 1324 | 234 | 1 | 10 | 0 | 1 | 16 | 234 | 1 | 10 | 273 | 1 | 10 | 0 | 1 | 16 | 273 | 1 | 10 | 1047 | 1 | 21 | 10 | A | 7 | 10 | A | 7 | 17.2 | A | 7 | 12.2 | A | 7 | 72 | A | 7 | 842 | A | 7 | 270 | A | 7 | 3.1 | A | 7 | 48000 | B | 7 | 3658 | A | 7 | 2.3 | E | 8 | 0.096 | F | 8 | 0.2 | F | 8 | 0 | 1 | D | 9 | 0 | C | 8
1991-07-24 | 17:00 | 672 | 1324 | 165 | 1 | 10 | 0 | 1 | 16 | 165 | 1 | 10 | 191 | 1 | 10 | 0 | 1 | 16 | 191 | 1 | 10 | 699 | 1 | 21 | 10 | A | 7 | 10 | A | 7 | 18.3 | A | 7 | 12.2 | A | 7 | 68 | A | 7 | 842 | A | 7 | 280 | A | 7 | 3.1 | A | 7 | 24000 | B | 7 | 3658 | A | 7 | 2.3 | E | 8 | 0.096 | F | 8 | 0.2 | F | 8 | 0 | 1 | D | 9 | 5 | C | 8
1991-07-24 | 18:00 | 434 | 1324 | 141 | 1 | 10 | 84 | 1 | 16 | 114 | 1 | 10 | 155 | 1 | 10 | 79 | 1 | 16 | 129 | 1 | 10 | 258 | 1 | 21 | 9 | A | 7 | 7 | A | 7 | 18.3 | A | 7 | 12.2 | A | 7 | 68 | A | 7 | 842 | A | 7 | 200 | A | 7 | 2.1 | A | 7 | 24000 | B | 7 | 3658 | A | 7 | 2.3 | E | 8 | 0.096 | F | 8 | 0.2 | F | 8 | 0 | 1 | D | 9 | 0 | C | 8
1991-07-24 | 19:00 | 186 | 1324 | 52 | 1 | 10 | 48 | 1 | 16 | 45 | 1 | 10 | 57 | 1 | 10 | 32 | 1 | 16 | 52 | 1 | 10 | 95 | 1 | 21 | 9 | A | 7 | 9 | A | 7 | 17.2 | A | 7 | 12.8 | A | 7 | 75 | A | 7 | 841 | A | 7 | 190 | A | 7 | 2.1 | A | 7 | 24000 | B | 7 | 3658 | A | 7 | 2.3 | E | 8 | 0.096 | F | 8 | 0.2 | F | 8 | 0 | 1 | D | 9 | 0 | C | 8
1991-07-24 | 20:00 | 10 | 408 | 1 | 1 | 10 | 0 | 1 | 16 | 1 | 1 | 10 | 0 | 1 | 10 | 0 | 1 | 16 | 0 | 1 | 10 | 0 | 1 | 21 | 10 | A | 7 | 9 | A | 7 | 16.1 | A | 7 | 12.2 | A | 7 | 78 | A | 7 | 842 | A | 7 | 0 | A | 7 | 0 | A | 7 | 32000 | B | 7 | 3658 | A | 7 | 2.4 | E | 8 | 0.096 | F | 8 | 0.2 | F | 8 | 0 | 1 | D | 9 | 0 | C | 8
1991-07-24 | 21:00 | 0 | 0 | 0 | 1 | 0 | 0 | 1 | 0 | 0 | 1 | 0 | 0 | 1 | 0 | 0 | 1 | 0 | 0 | 1 | 0 | 0 | 1 | 0 | 9 | A | 7 | 9 | A | 7 | 15.6 | A | 7 | 12.8 | A | 7 | 83 | A | 7 | 843 | A | 7 | 150 | A | 7 | 2.1 | A | 7 | 32000 | B | 7 | 3658 | A | 7 | 2.4 | E | 8 | 0.096 | F | 8 | 0.2 | F | 8 | 0 | 1 | D | 9 | 0 | C | 8
1991-07-24 | 22:00 | 0 | 0 | 0 | 1 | 0 | 0 | 1 | 0 | 0 | 1 | 0 | 0 | 1 | 0 | 0 | 1 | 0 | 0 | 1 | 0 | 0 | 1 | 0 | 9 | A | 7 | 9 | A | 7 | 16.1 | A | 7 | 12.2 | A | 7 | 78 | A | 7 | 842 | A | 7 | 0 | A | 7 | 0 | A | 7 | 32000 | B | 7 | 3658 | A | 7 | 2.4 | E | 8 | 0.096 | F | 8 | 0.2 | F | 8 | 0 | 1 | D | 9 | 0 | C | 8
1991-07-24 | 23:00 | 0 | 0 | 0 | 1 | 0 | 0 | 1 | 0 | 0 | 1 | 0 | 0 | 1 | 0 | 0 | 1 | 0 | 0 | 1 | 0 | 0 | 1 | 0 | 5 | A | 7 | 5 | A | 7 | 15 | A | 7 | 11.7 | A | 7 | 81 | A | 7 | 842 | A | 7 | 200 | A | 7 | 2.6 | A | 7 | 32000 | B | 7 | 77777 | A | 7 | 2.4 | E | 8 | 0.096 | F | 8 | 0.2 | F | 8 | 0 | 1 | D | 9 | 0 | C | 8
1991-07-24 | 24:00 | 0 | 0 | 0 | 1 | 0 | 0 | 1 | 0 | 0 | 1 | 0 | 0 | 1 | 0 | 0 | 1 | 0 | 0 | 1 | 0 | 0 | 1 | 0 | 7 | A | 7 | 5 | A | 7 | 14.4 | A | 7 | 12.2 | A | 7 | 87 | A | 7 | 842 | A | 7 | 140 | A | 7 | 2.1 | A | 7 | 32000 | B | 7 | 7620 | A | 7 | 2.5 | E | 8 | 0.096 | F | 8 | 0.2 | F | 8 | 0 | 1 | D | 9 | 0 | C | 8
1991-07-25 | 1:00 | 0 | 0 | 0 | 1 | 0 | 0 | 1 | 0 | 0 | 1 | 0 | 0 | 1 | 0 | 0 | 1 | 0 | 0 | 1 | 0 | 0 | 1 | 0 | 5 | A | 7 | 2 | A | 7 | 12.8 | A | 7 | 11.7 | A | 7 | 93 | A | 7 | 841 | A | 7 | 170 | A | 7 | 2.1 | A | 7 | 24000 | B | 7 | 77777 | A | 7 | 2.5 | E | 8 | 0.098 | F | 8 | 0.2 | F | 8 | 0 | 1 | D | 9 | 0 | C | 8
1991-07-25 | 2:00 | 0 | 0 | 0 | 1 | 0 | 0 | 1 | 0 | 0 | 1 | 0 | 0 | 1 | 0 | 0 | 1 | 0 | 0 | 1 | 0 | 0 | 1 | 0 | 4 | A | 7 | 1 | A | 7 | 12.8 | A | 7 | 11.1 | A | 7 | 89 | A | 7 | 841 | A | 7 | 150 | A | 7 | 1.5 | A | 7 | 24000 | B | 7 | 77777 | A | 7 | 2.5 | E | 8 | 0.098 | F | 8 | 0.2 | F | 8 | 0 | 1 | D | 9 | 0 | C | 8
1991-07-25 | 3:00 | 0 | 0 | 0 | 1 | 0 | 0 | 1 | 0 | 0 | 1 | 0 | 0 | 1 | 0 | 0 | 1 | 0 | 0 | 1 | 0 | 0 | 1 | 0 | 4 | A | 7 | 2 | A | 7 | 12.2 | A | 7 | 11.1 | A | 7 | 93 | A | 7 | 841 | A | 7 | 170 | A | 7 | 1.5 | A | 7 | 24000 | B | 7 | 77777 | A | 7 | 2.5 | E | 8 | 0.098 | F | 8 | 0.2 | F | 8 | 0 | 1 | D | 9 | 0 | C | 8
1991-07-25 | 4:00 | 0 | 0 | 0 | 1 | 0 | 0 | 1 | 0 | 0 | 1 | 0 | 0 | 1 | 0 | 0 | 1 | 0 | 0 | 1 | 0 | 0 | 1 | 0 | 3 | A | 7 | 3 | A | 7 | 12.2 | A | 7 | 11.1 | A | 7 | 93 | A | 7 | 841 | A | 7 | 130 | A | 7 | 1.5 | A | 7 | 24000 | B | 7 | 77777 | A | 7 | 2.5 | E | 8 | 0.098 | F | 8 | 0.2 | F | 8 | 0 | 1 | D | 9 | 0 | C | 8
1991-07-25 | 5:00 | 2 | 165 | 0 | 1 | 10 | 1 | 1 | 16 | 0 | 1 | 10 | 0 | 1 | 10 | 0 | 1 | 16 | 0 | 1 | 10 | 0 | 1 | 21 | 5 | A | 7 | 5 | A | 7 | 12.2 | A | 7 | 11.1 | A | 7 | 93 | A | 7 | 841 | A | 7 | 190 | A | 7 | 2.1 | A | 7 | 11200 | B | 7 | 77777 | A | 7 | 2.6 | E | 8 | 0.098 | F | 8 | 0.2 | F | 8 | 0 | 1 | D | 9 | 0 | C | 8
1991-07-25 | 6:00 | 144 | 1324 | 33 | 1 | 10 | 97 | 1 | 16 | 23 | 1 | 10 | 36 | 1 | 10 | 53 | 1 | 16 | 31 | 1 | 10 | 40 | 1 | 21 | 8 | A | 7 | 8 | A | 7 | 12.8 | A | 7 | 11.1 | A | 7 | 89 | A | 7 | 842 | A | 7 | 190 | A | 7 | 1.5 | A | 7 | 16000 | B | 7 | 4267 | A | 7 | 2.5 | E | 8 | 0.098 | F | 8 | 0.2 | F | 8 | 0 | 1 | D | 9 | 0 | C | 8
1991-07-25 | 7:00 | 390 | 1324 | 110 | 1 | 10 | 71 | 1 | 16 | 89 | 1 | 10 | 122 | 1 | 10 | 65 | 1 | 16 | 103 | 1 | 10 | 198 | 1 | 21 | 7 | A | 7 | 7 | A | 7 | 15 | A | 7 | 11.7 | A | 7 | 81 | A | 7 | 841 | A | 7 | 200 | A | 7 | 2.1 | A | 7 | 16000 | B | 7 | 4267 | A | 7 | 2.5 | E | 8 | 0.098 | F | 8 | 0.2 | F | 8 | 0 | 1 | D | 9 | 0 | C | 8
1991-07-25 | 8:00 | 632 | 1324 | 385 | 1 | 10 | 155 | 1 | 16 | 311 | 1 | 10 | 421 | 1 | 10 | 157 | 1 | 16 | 346 | 1 | 10 | 805 | 1 | 21 | 8 | A | 7 | 8 | A | 7 | 17.2 | A | 7 | 11.1 | A | 7 | 67 | A | 7 | 841 | A | 7 | 220 | A | 7 | 3.1 | A | 7 | 16000 | B | 7 | 4267 | A | 7 | 2.5 | E | 8 | 0.098 | F | 8 | 0.2 | F | 8 | 0 | 1 | D | 9 | 0 | C | 8
1991-07-25 | 9:00 | 850 | 1324 | 550 | 1 | 10 | 693 | 1 | 16 | 105 | 1 | 10 | 584 | 1 | 10 | 696 | 1 | 16 | 136 | 1 | 10 | 262 | 1 | 21 | 2 | A | 7 | 2 | A | 7 | 20 | A | 7 | 11.1 | A | 7 | 57 | A | 7 | 841 | A | 7 | 260 | A | 7 | 2.6 | A | 7 | 24000 | B | 7 | 77777 | A | 7 | 2.5 | E | 8 | 0.098 | F | 8 | 0.2 | F | 8 | 0 | 1 | D | 9 | 0 | C | 8
1991-07-25 | 10:00 | 1030 | 1324 | 741 | 1 | 10 | 780 | 1 | 16 | 134 | 1 | 10 | 787 | 1 | 10 | 788 | 1 | 16 | 173 | 1 | 10 | 429 | 1 | 21 | 3 | A | 7 | 3 | A | 7 | 21.7 | A | 7 | 10.6 | A | 7 | 49 | A | 7 | 841 | A | 7 | 60 | A | 7 | 2.1 | A | 7 | 32000 | B | 7 | 77777 | A | 7 | 2.5 | E | 8 | 0.098 | F | 8 | 0.2 | F | 8 | 0 | 1 | D | 9 | 0 | C | 8
1991-07-25 | 11:00 | 1159 | 1324 | 945 | 1 | 10 | 864 | 1 | 16 | 188 | 1 | 10 | 984 | 1 | 10 | 866 | 1 | 16 | 225 | 1 | 10 | 805 | 1 | 21 | 4 | A | 7 | 4 | A | 7 | 22.2 | A | 7 | 11.1 | A | 7 | 49 | A | 7 | 840 | A | 7 | 300 | A | 7 | 2.6 | A | 7 | 32000 | B | 7 | 77777 | A | 7 | 2.5 | E | 8 | 0.098 | F | 8 | 0.2 | F | 8 | 0 | 1 | D | 9 | 0 | C | 8
1991-07-25 | 12:00 | 1229 | 1324 | 828 | 1 | 10 | 418 | 1 | 16 | 439 | 1 | 10 | 905 | 1 | 10 | 454 | 1 | 16 | 483 | 1 | 10 | 2535 | 1 | 21 | 6 | A | 7 | 6 | A | 7 | 23.3 | A | 7 | 11.1 | A | 7 | 46 | A | 7 | 840 | A | 7 | 300 | A | 7 | 3.1 | A | 7 | 24000 | B | 7 | 7620 | A | 7 | 2.5 | E | 8 | 0.098 | F | 8 | 0.2 | F | 8 | 0 | 1 | D | 9 | 0 | C | 8
1991-07-25 | 13:00 | 1234 | 1324 | 1002 | 1 | 10 | 810 | 1 | 16 | 246 | 1 | 10 | 1068 | 1 | 10 | 826 | 1 | 16 | 297 | 1 | 10 | 1581 | 1 | 21 | 7 | A | 7 | 6 | A | 7 | 25 | A | 7 | 11.7 | A | 7 | 43 | A | 7 | 840 | A | 7 | 120 | A | 7 | 3.1 | A | 7 | 19200 | B | 7 | 7620 | A | 7 | 2.4 | E | 8 | 0.098 | F | 8 | 0.2 | F | 8 | 0 | 1 | D | 9 | 0 | C | 8
1991-07-25 | 14:00 | 1175 | 1324 | 525 | 1 | 10 | 108 | 1 | 16 | 429 | 1 | 10 | 580 | 1 | 10 | 111 | 1 | 16 | 480 | 1 | 10 | 1985 | 1 | 21 | 9 | A | 7 | 8 | A | 7 | 21.1 | A | 7 | 10 | A | 7 | 49 | A | 7 | 839 | A | 7 | 150 | A | 7 | 5.7 | A | 7 | 19200 | B | 7 | 1524 | A | 7 | 2.4 | E | 8 | 0.098 | F | 8 | 0.2 | F | 8 | 345 | 1 | D | 9 | 80 | C | 8
1991-07-25 | 15:00 | 1055 | 1324 | 166 | 1 | 10 | 0 | 1 | 16 | 166 | 1 | 10 | 204 | 1 | 10 | 0 | 1 | 16 | 204 | 1 | 10 | 847 | 1 | 21 | 10 | A | 7 | 10 | A | 7 | 13.3 | A | 7 | 11.1 | A | 7 | 87 | A | 7 | 841 | A | 7 | 150 | A | 7 | 6.2 | A | 7 | 400 | B | 7 | 183 | A | 7 | 2.4 | E | 8 | 0.098 | F | 8 | 0.2 | F | 8 | 124 | 1 | D | 9 | 81 | C | 8
1991-07-25 | 16:00 | 883 | 1324 | 308 | 1 | 10 | 100 | 1 | 16 | 241 | 1 | 10 | 342 | 1 | 10 | 106 | 1 | 16 | 271 | 1 | 10 | 699 | 1 | 21 | 9 | A | 7 | 9 | A | 7 | 18.3 | A | 7 | 13.3 | A | 7 | 73 | A | 7 | 840 | A | 7 | 160 | A | 7 | 3.1 | A | 7 | 64000 | B | 7 | 3048 | A | 7 | 2.4 | E | 8 | 0.098 | F | 8 | 0.2 | F | 8 | 0 | 1 | D | 9 | 0 | C | 8
1991-07-25 | 17:00 | 670 | 1324 | 405 | 1 | 10 | 518 | 1 | 16 | 143 | 1 | 10 | 436 | 1 | 10 | 521 | 1 | 16 | 172 | 1 | 10 | 298 | 1 | 21 | 5 | A | 7 | 5 | A | 7 | 20.6 | A | 7 | 13.3 | A | 7 | 63 | A | 7 | 839 | A | 7 | 110 | A | 7 | 3.6 | A | 7 | 80000 | B | 7 | 77777 | A | 7 | 2.4 | E | 8 | 0.098 | F | 8 | 0.2 | F | 8 | 0 | 1 | D | 9 | 0 | C | 8
1991-07-25 | 18:00 | 431 | 1324 | 229 | 1 | 10 | 87 | 1 | 16 | 201 | 1 | 10 | 250 | 1 | 10 | 82 | 1 | 16 | 223 | 1 | 10 | 468 | 1 | 21 | 8 | A | 7 | 8 | A | 7 | 19.4 | A | 7 | 11.7 | A | 7 | 61 | A | 7 | 840 | A | 7 | 180 | A | 7 | 2.1 | A | 7 | 80000 | B | 7 | 7620 | A | 7 | 2.4 | E | 8 | 0.098 | F | 8 | 0.2 | F | 8 | 0 | 1 | D | 9 | 0 | C | 8
1991-07-25 | 19:00 | 183 | 1324 | 41 | 1 | 10 | 108 | 1 | 16 | 26 | 1 | 10 | 45 | 1 | 10 | 68 | 1 | 16 | 36 | 1 | 10 | 45 | 1 | 21 | 9 | A | 7 | 9 | A | 7 | 18.9 | A | 7 | 12.2 | A | 7 | 65 | A | 7 | 840 | A | 7 | 290 | A | 7 | 2.6 | A | 7 | 64000 | B | 7 | 7620 | A | 7 | 2.4 | E | 8 | 0.098 | F | 8 | 0.2 | F | 8 | 0 | 1 | D | 9 | 0 | C | 8
1991-07-25 | 20:00 | 9 | 386 | 1 | 1 | 10 | 1 | 1 | 16 | 1 | 1 | 10 | 0 | 1 | 10 | 0 | 1 | 16 | 0 | 1 | 10 | 0 | 1 | 21 | 9 | A | 7 | 9 | A | 7 | 17.2 | A | 7 | 11.1 | A | 7 | 67 | A | 7 | 840 | A | 7 | 210 | A | 7 | 3.1 | A | 7 | 32000 | B | 7 | 2591 | A | 7 | 2.3 | E | 8 | 0.098 | F | 8 | 0.2 | F | 8 | 0 | 1 | D | 9 | 80 | C | 8
1991-07-25 | 21:00 | 0 | 0 | 0 | 1 | 0 | 0 | 1 | 0 | 0 | 1 | 0 | 0 | 1 | 0 | 0 | 1 | 0 | 0 | 1 | 0 | 0 | 1 | 0 | 4 | A | 7 | 2 | A | 7 | 15.6 | A | 7 | 11.1 | A | 7 | 75 | A | 7 | 841 | A | 7 | 220 | A | 7 | 2.1 | A | 7 | 32000 | B | 7 | 77777 | A | 7 | 2.3 | E | 8 | 0.098 | F | 8 | 0.2 | F | 8 | 0 | 1 | D | 9 | 0 | C | 8
1991-07-25 | 22:00 | 0 | 0 | 0 | 1 | 0 | 0 | 1 | 0 | 0 | 1 | 0 | 0 | 1 | 0 | 0 | 1 | 0 | 0 | 1 | 0 | 0 | 1 | 0 | 3 | A | 7 | 3 | A | 7 | 13.9 | A | 7 | 12.2 | A | 7 | 89 | A | 7 | 840 | A | 7 | 150 | A | 7 | 1.5 | A | 7 | 32000 | B | 7 | 77777 | A | 7 | 2.3 | E | 8 | 0.098 | F | 8 | 0.2 | F | 8 | 0 | 1 | D | 9 | 0 | C | 8
1991-07-25 | 23:00 | 0 | 0 | 0 | 1 | 0 | 0 | 1 | 0 | 0 | 1 | 0 | 0 | 1 | 0 | 0 | 1 | 0 | 0 | 1 | 0 | 0 | 1 | 0 | 1 | A | 7 | 1 | A | 7 | 15 | A | 7 | 11.7 | A | 7 | 81 | A | 7 | 840 | A | 7 | 150 | A | 7 | 2.6 | A | 7 | 32000 | B | 7 | 77777 | A | 7 | 2.3 | E | 8 | 0.098 | F | 8 | 0.2 | F | 8 | 0 | 1 | D | 9 | 1 | C | 8
1991-07-25 | 24:00 | 0 | 0 | 0 | 1 | 0 | 0 | 1 | 0 | 0 | 1 | 0 | 0 | 1 | 0 | 0 | 1 | 0 | 0 | 1 | 0 | 0 | 1 | 0 | 1 | A | 7 | 1 | A | 7 | 14.4 | A | 7 | 11.1 | A | 7 | 81 | A | 7 | 840 | A | 7 | 190 | A | 7 | 2.1 | A | 7 | 32000 | B | 7 | 77777 | A | 7 | 2.3 | E | 8 | 0.098 | F | 8 | 0.2 | F | 8 | 0 | 1 | D | 9 | 0 | C | 8
1991-07-26 | 1:00 | 0 | 0 | 0 | 1 | 0 | 0 | 1 | 0 | 0 | 1 | 0 | 0 | 1 | 0 | 0 | 1 | 0 | 0 | 1 | 0 | 0 | 1 | 0 | 0 | A | 7 | 0 | A | 7 | 13.9 | A | 7 | 11.1 | A | 7 | 83 | A | 7 | 840 | A | 7 | 140 | A | 7 | 1.5 | A | 7 | 32000 | B | 7 | 77777 | A | 7 | 2.3 | E | 8 | 0.099 | F | 8 | 0.2 | F | 8 | 0 | 1 | D | 9 | 0 | C | 8
1991-07-26 | 2:00 | 0 | 0 | 0 | 1 | 0 | 0 | 1 | 0 | 0 | 1 | 0 | 0 | 1 | 0 | 0 | 1 | 0 | 0 | 1 | 0 | 0 | 1 | 0 | 0 | A | 7 | 0 | A | 7 | 13.3 | A | 7 | 10.6 | A | 7 | 84 | A | 7 | 839 | A | 7 | 150 | A | 7 | 1.5 | A | 7 | 32000 | B | 7 | 77777 | A | 7 | 2.3 | E | 8 | 0.099 | F | 8 | 0.2 | F | 8 | 0 | 1 | D | 9 | 0 | C | 8
1991-07-26 | 3:00 | 0 | 0 | 0 | 1 | 0 | 0 | 1 | 0 | 0 | 1 | 0 | 0 | 1 | 0 | 0 | 1 | 0 | 0 | 1 | 0 | 0 | 1 | 0 | 3 | A | 7 | 1 | A | 7 | 12.2 | A | 7 | 10.6 | A | 7 | 90 | A | 7 | 839 | A | 7 | 160 | A | 7 | 1.5 | A | 7 | 32000 | B | 7 | 77777 | A | 7 | 2.2 | E | 8 | 0.099 | F | 8 | 0.2 | F | 8 | 0 | 1 | D | 9 | 0 | C | 8
1991-07-26 | 4:00 | 0 | 0 | 0 | 1 | 0 | 0 | 1 | 0 | 0 | 1 | 0 | 0 | 1 | 0 | 0 | 1 | 0 | 0 | 1 | 0 | 0 | 1 | 0 | 2 | A | 7 | 2 | A | 7 | 12.2 | A | 7 | 10.6 | A | 7 | 90 | A | 7 | 839 | A | 7 | 180 | A | 7 | 2.1 | A | 7 | 40000 | B | 7 | 77777 | A | 7 | 2.2 | E | 8 | 0.099 | F | 8 | 0.2 | F | 8 | 0 | 1 | D | 9 | 0 | C | 8
1991-07-26 | 5:00 | 1 | 143 | 0 | 1 | 10 | 1 | 1 | 16 | 0 | 1 | 10 | 0 | 1 | 10 | 0 | 1 | 16 | 0 | 1 | 10 | 0 | 1 | 21 | 3 | A | 7 | 1 | A | 7 | 11.7 | A | 7 | 10 | A | 7 | 89 | A | 7 | 839 | A | 7 | 120 | A | 7 | 1.5 | A | 7 | 80000 | B | 7 | 77777 | A | 7 | 2.2 | E | 8 | 0.099 | F | 8 | 0.2 | F | 8 | 0 | 1 | D | 9 | 0 | C | 8
1991-07-26 | 6:00 | 141 | 1324 | 55 | 1 | 10 | 234 | 1 | 16 | 30 | 1 | 10 | 56 | 1 | 10 | 134 | 1 | 16 | 41 | 1 | 10 | 53 | 1 | 21 | 0 | A | 7 | 0 | A | 7 | 13.9 | A | 7 | 10.6 | A | 7 | 80 | A | 7 | 840 | A | 7 | 250 | A | 7 | 1 | A | 7 | 104000 | B | 7 | 77777 | A | 7 | 2.2 | E | 8 | 0.099 | F | 8 | 0.2 | F | 8 | 0 | 1 | D | 9 | 0 | C | 8
1991-07-26 | 7:00 | 388 | 1324 | 224 | 1 | 10 | 557 | 1 | 16 | 61 | 1 | 10 | 234 | 1 | 10 | 491 | 1 | 16 | 90 | 1 | 10 | 117 | 1 | 21 | 1 | A | 7 | 0 | A | 7 | 16.7 | A | 7 | 11.1 | A | 7 | 70 | A | 7 | 840 | A | 7 | 0 | A | 7 | 0 | A | 7 | 96000 | B | 7 | 77777 | A | 7 | 2.2 | E | 8 | 0.099 | F | 8 | 0.2 | F | 8 | 0 | 1 | D | 9 | 0 | C | 8
1991-07-26 | 8:00 | 629 | 1324 | 389 | 1 | 10 | 638 | 1 | 16 | 85 | 1 | 10 | 415 | 1 | 10 | 631 | 1 | 16 | 114 | 1 | 10 | 183 | 1 | 21 | 2 | A | 7 | 1 | A | 7 | 18.9 | A | 7 | 10 | A | 7 | 56 | A | 7 | 840 | A | 7 | 150 | A | 7 | 1.5 | A | 7 | 96000 | B | 7 | 77777 | A | 7 | 2.2 | E | 8 | 0.099 | F | 8 | 0.2 | F | 8 | 0 | 1 | D | 9 | 0 | C | 8
1991-07-26 | 9:00 | 848 | 1324 | 622 | 1 | 10 | 747 | 1 | 16 | 143 | 1 | 10 | 660 | 1 | 10 | 757 | 1 | 16 | 174 | 1 | 10 | 363 | 1 | 21 | 6 | A | 7 | 0 | A | 7 | 21.7 | A | 7 | 10 | A | 7 | 47 | A | 7 | 840 | A | 7 | 160 | A | 7 | 1.5 | A | 7 | 96000 | B | 7 | 77777 | A | 7 | 2.2 | E | 8 | 0.099 | F | 8 | 0.2 | F | 8 | 0 | 1 | D | 9 | 0 | C | 8
1991-07-26 | 10:00 | 1028 | 1324 | 682 | 1 | 10 | 626 | 1 | 16 | 196 | 1 | 10 | 723 | 1 | 10 | 637 | 1 | 16 | 228 | 1 | 10 | 654 | 1 | 21 | 7 | A | 7 | 2 | A | 7 | 23.9 | A | 7 | 10.6 | A | 7 | 43 | A | 7 | 840 | A | 7 | 220 | A | 7 | 1.5 | A | 7 | 96000 | B | 7 | 77777 | A | 7 | 2.2 | E | 8 | 0.099 | F | 8 | 0.2 | F | 8 | 0 | 1 | D | 9 | 0 | C | 8
1991-07-26 | 11:00 | 1157 | 1324 | 777 | 1 | 10 | 468 | 1 | 16 | 368 | 1 | 10 | 824 | 1 | 10 | 488 | 1 | 16 | 396 | 1 | 10 | 1773 | 1 | 21 | 5 | A | 7 | 3 | A | 7 | 26.1 | A | 7 | 8.9 | A | 7 | 34 | A | 7 | 840 | A | 7 | 80 | A | 7 | 2.6 | A | 7 | 80000 | B | 7 | 77777 | A | 7 | 2.2 | E | 8 | 0.099 | F | 8 | 0.2 | F | 8 | 0 | 1 | D | 9 | 15 | C | 8
1991-07-26 | 12:00 | 1227 | 1324 | 792 | 1 | 10 | 593 | 1 | 16 | 242 | 1 | 10 | 845 | 1 | 10 | 605 | 1 | 16 | 283 | 1 | 10 | 1501 | 1 | 21 | 7 | A | 7 | 7 | A | 7 | 25 | A | 7 | 8.9 | A | 7 | 36 | A | 7 | 840 | A | 7 | 50 | A | 7 | 2.6 | A | 7 | 80000 | B | 7 | 9144 | A | 7 | 2.1 | E | 8 | 0.099 | F | 8 | 0.2 | F | 8 | 0 | 1 | D | 9 | 0 | C | 8
1991-07-26 | 13:00 | 1233 | 1324 | 363 | 1 | 10 | 107 | 1 | 16 | 262 | 1 | 10 | 412 | 1 | 10 | 115 | 1 | 16 | 304 | 1 | 10 | 1432 | 1 | 21 | 9 | A | 7 | 9 | A | 7 | 25.6 | A | 7 | 9.4 | A | 7 | 36 | A | 7 | 840 | A | 7 | 80 | A | 7 | 3.1 | A | 7 | 80000 | B | 7 | 9144 | A | 7 | 2.1 | E | 8 | 0.099 | F | 8 | 0.2 | F | 8 | 0 | 1 | D | 9 | 0 | C | 8
1991-07-26 | 14:00 | 1173 | 1324 | 557 | 1 | 10 | 203 | 1 | 16 | 377 | 1 | 10 | 617 | 1 | 10 | 217 | 1 | 16 | 425 | 1 | 10 | 1709 | 1 | 21 | 10 | A | 7 | 9 | A | 7 | 25 | A | 7 | 8.9 | A | 7 | 36 | A | 7 | 839 | A | 7 | 240 | A | 7 | 6.2 | A | 7 | 48000 | B | 7 | 9144 | A | 7 | 2.1 | E | 8 | 0.099 | F | 8 | 0.2 | F | 8 | 0 | 1 | D | 9 | 0 | C | 8
1991-07-26 | 15:00 | 1053 | 1324 | 232 | 1 | 10 | 0 | 1 | 16 | 232 | 1 | 10 | 278 | 1 | 10 | 0 | 1 | 16 | 278 | 1 | 10 | 1119 | 1 | 21 | 10 | A | 7 | 10 | A | 7 | 15 | A | 7 | 11.7 | A | 7 | 81 | A | 7 | 842 | A | 7 | 350 | A | 7 | 8.8 | A | 7 | 32000 | B | 7 | 1981 | A | 7 | 2.1 | E | 8 | 0.099 | F | 8 | 0.2 | F | 8 | 5 | 1 | D | 9 | 80 | C | 8
1991-07-26 | 16:00 | 881 | 1324 | 235 | 1 | 10 | 0 | 1 | 16 | 235 | 1 | 10 | 274 | 1 | 10 | 0 | 1 | 16 | 274 | 1 | 10 | 1047 | 1 | 21 | 10 | A | 7 | 10 | A | 7 | 20 | A | 7 | 9.4 | A | 7 | 50 | A | 7 | 841 | A | 7 | 50 | A | 7 | 4.1 | A | 7 | 64000 | B | 7 | 3658 | A | 7 | 2.1 | E | 8 | 0.099 | F | 8 | 0.2 | F | 8 | 0 | 1 | D | 9 | 0 | C | 8
1991-07-26 | 17:00 | 668 | 1324 | 240 | 1 | 10 | 162 | 1 | 16 | 158 | 1 | 10 | 267 | 1 | 10 | 167 | 1 | 16 | 182 | 1 | 10 | 394 | 1 | 21 | 9 | A | 7 | 8 | A | 7 | 20.6 | A | 7 | 9.4 | A | 7 | 49 | A | 7 | 841 | A | 7 | 130 | A | 7 | 4.6 | A | 7 | 64000 | B | 7 | 4572 | A | 7 | 2.1 | E | 8 | 0.099 | F | 8 | 0.2 | F | 8 | 0 | 1 | D | 9 | 1 | C | 8
1991-07-26 | 18:00 | 428 | 1324 | 203 | 1 | 10 | 147 | 1 | 16 | 155 | 1 | 10 | 218 | 1 | 10 | 136 | 1 | 16 | 174 | 1 | 10 | 350 | 1 | 21 | 9 | A | 7 | 7 | A | 7 | 20.6 | A | 7 | 10 | A | 7 | 51 | A | 7 | 840 | A | 7 | 170 | A | 7 | 3.1 | A | 7 | 96000 | B | 7 | 7620 | A | 7 | 2.1 | E | 8 | 0.099 | F | 8 | 0.2 | F | 8 | 0 | 1 | D | 9 | 0 | C | 8
1991-07-26 | 19:00 | 180 | 1324 | 54 | 1 | 10 | 22 | 1 | 16 | 51 | 1 | 10 | 59 | 1 | 10 | 16 | 1 | 16 | 57 | 1 | 10 | 121 | 1 | 21 | 9 | A | 7 | 8 | A | 7 | 20 | A | 7 | 11.1 | A | 7 | 57 | A | 7 | 840 | A | 7 | 140 | A | 7 | 2.1 | A | 7 | 96000 | B | 7 | 7620 | A | 7 | 2.1 | E | 8 | 0.099 | F | 8 | 0.2 | F | 8 | 0 | 1 | D | 9 | 0 | C | 8
1991-07-26 | 20:00 | 8 | 364 | 1 | 1 | 10 | 1 | 1 | 16 | 1 | 1 | 10 | 0 | 1 | 10 | 0 | 1 | 16 | 0 | 1 | 10 | 0 | 1 | 21 | 9 | A | 7 | 7 | A | 7 | 17.2 | A | 7 | 12.2 | A | 7 | 72 | A | 7 | 841 | A | 7 | 360 | A | 7 | 2.1 | A | 7 | 48000 | B | 7 | 7620 | A | 7 | 2.1 | E | 8 | 0.099 | F | 8 | 0.2 | F | 8 | 0 | 1 | D | 9 | 0 | C | 8
1991-07-26 | 21:00 | 0 | 0 | 0 | 1 | 0 | 0 | 1 | 0 | 0 | 1 | 0 | 0 | 1 | 0 | 0 | 1 | 0 | 0 | 1 | 0 | 0 | 1 | 0 | 9 | A | 7 | 6 | A | 7 | 16.1 | A | 7 | 12.2 | A | 7 | 78 | A | 7 | 841 | A | 7 | 180 | A | 7 | 1.5 | A | 7 | 32000 | B | 7 | 7620 | A | 7 | 2.1 | E | 8 | 0.099 | F | 8 | 0.2 | F | 8 | 0 | 1 | D | 9 | 0 | C | 8
1991-07-26 | 22:00 | 0 | 0 | 0 | 1 | 0 | 0 | 1 | 0 | 0 | 1 | 0 | 0 | 1 | 0 | 0 | 1 | 0 | 0 | 1 | 0 | 0 | 1 | 0 | 9 | A | 7 | 5 | A | 7 | 15.6 | A | 7 | 11.7 | A | 7 | 78 | A | 7 | 841 | A | 7 | 150 | A | 7 | 2.1 | A | 7 | 32000 | B | 7 | 7620 | A | 7 | 2 | E | 8 | 0.099 | F | 8 | 0.2 | F | 8 | 0 | 1 | D | 9 | 0 | C | 8
1991-07-26 | 23:00 | 0 | 0 | 0 | 1 | 0 | 0 | 1 | 0 | 0 | 1 | 0 | 0 | 1 | 0 | 0 | 1 | 0 | 0 | 1 | 0 | 0 | 1 | 0 | 8 | A | 7 | 3 | A | 7 | 15 | A | 7 | 11.7 | A | 7 | 81 | A | 7 | 841 | A | 7 | 190 | A | 7 | 2.1 | A | 7 | 32000 | B | 7 | 77777 | A | 7 | 2 | E | 8 | 0.099 | F | 8 | 0.2 | F | 8 | 0 | 1 | D | 9 | 0 | C | 8
1991-07-26 | 24:00 | 0 | 0 | 0 | 1 | 0 | 0 | 1 | 0 | 0 | 1 | 0 | 0 | 1 | 0 | 0 | 1 | 0 | 0 | 1 | 0 | 0 | 1 | 0 | 2 | A | 7 | 1 | A | 7 | 13.9 | A | 7 | 11.7 | A | 7 | 87 | A | 7 | 841 | A | 7 | 130 | A | 7 | 1.5 | A | 7 | 32000 | B | 7 | 77777 | A | 7 | 2 | E | 8 | 0.099 | F | 8 | 0.2 | F | 8 | 0 | 1 | D | 9 | 0 | C | 8
1991-07-27 | 1:00 | 0 | 0 | 0 | 1 | 0 | 0 | 1 | 0 | 0 | 1 | 0 | 0 | 1 | 0 | 0 | 1 | 0 | 0 | 1 | 0 | 0 | 1 | 0 | 4 | A | 7 | 2 | A | 7 | 13.3 | A | 7 | 11.7 | A | 7 | 90 | A | 7 | 841 | A | 7 | 210 | A | 7 | 1.5 | A | 7 | 32000 | B | 7 | 77777 | A | 7 | 2 | E | 8 | 0.101 | F | 8 | 0.2 | F | 8 | 0 | 1 | D | 9 | 0 | C | 8
1991-07-27 | 2:00 | 0 | 0 | 0 | 1 | 0 | 0 | 1 | 0 | 0 | 1 | 0 | 0 | 1 | 0 | 0 | 1 | 0 | 0 | 1 | 0 | 0 | 1 | 0 | 3 | A | 7 | 1 | A | 7 | 13.3 | A | 7 | 10.6 | A | 7 | 84 | A | 7 | 842 | A | 7 | 0 | A | 7 | 0 | A | 7 | 32000 | B | 7 | 77777 | A | 7 | 2 | E | 8 | 0.101 | F | 8 | 0.2 | F | 8 | 0 | 1 | D | 9 | 0 | C | 8
1991-07-27 | 3:00 | 0 | 0 | 0 | 1 | 0 | 0 | 1 | 0 | 0 | 1 | 0 | 0 | 1 | 0 | 0 | 1 | 0 | 0 | 1 | 0 | 0 | 1 | 0 | 0 | A | 7 | 0 | A | 7 | 12.8 | A | 7 | 10 | A | 7 | 83 | A | 7 | 842 | A | 7 | 230 | A | 7 | 2.1 | A | 7 | 32000 | B | 7 | 77777 | A | 7 | 2 | E | 8 | 0.101 | F | 8 | 0.2 | F | 8 | 0 | 1 | D | 9 | 0 | C | 8
1991-07-27 | 4:00 | 0 | 0 | 0 | 1 | 0 | 0 | 1 | 0 | 0 | 1 | 0 | 0 | 1 | 0 | 0 | 1 | 0 | 0 | 1 | 0 | 0 | 1 | 0 | 1 | A | 7 | 1 | A | 7 | 12.8 | A | 7 | 10 | A | 7 | 83 | A | 7 | 842 | A | 7 | 210 | A | 7 | 1.5 | A | 7 | 40000 | B | 7 | 77777 | A | 7 | 2 | E | 8 | 0.101 | F | 8 | 0.2 | F | 8 | 0 | 1 | D | 9 | 0 | C | 8
1991-07-27 | 5:00 | 1 | 121 | 0 | 1 | 10 | 4 | 1 | 16 | 0 | 1 | 10 | 0 | 1 | 10 | 0 | 1 | 16 | 0 | 1 | 10 | 0 | 1 | 21 | 1 | A | 7 | 1 | A | 7 | 12.2 | A | 7 | 10 | A | 7 | 86 | A | 7 | 842 | A | 7 | 190 | A | 7 | 1.5 | A | 7 | 96000 | B | 7 | 77777 | A | 7 | 2 | E | 8 | 0.101 | F | 8 | 0.2 | F | 8 | 0 | 1 | D | 9 | 0 | C | 8
1991-07-27 | 6:00 | 138 | 1324 | 58 | 1 | 10 | 312 | 1 | 16 | 25 | 1 | 10 | 59 | 1 | 10 | 179 | 1 | 16 | 40 | 1 | 10 | 45 | 1 | 21 | 0 | A | 7 | 0 | A | 7 | 13.9 | A | 7 | 9.4 | A | 7 | 74 | A | 7 | 842 | A | 7 | 210 | A | 7 | 2.1 | A | 7 | 96000 | B | 7 | 77777 | A | 7 | 2 | E | 8 | 0.101 | F | 8 | 0.2 | F | 8 | 0 | 1 | D | 9 | 0 | C | 8
1991-07-27 | 7:00 | 385 | 1324 | 233 | 1 | 10 | 638 | 1 | 16 | 48 | 1 | 10 | 243 | 1 | 10 | 567 | 1 | 16 | 78 | 1 | 10 | 99 | 1 | 21 | 0 | A | 7 | 0 | A | 7 | 17.2 | A | 7 | 9.4 | A | 7 | 60 | A | 7 | 843 | A | 7 | 190 | A | 7 | 2.1 | A | 7 | 96000 | B | 7 | 77777 | A | 7 | 1.9 | E | 8 | 0.101 | F | 8 | 0.2 | F | 8 | 0 | 1 | D | 9 | 0 | C | 8
1991-07-27 | 8:00 | 627 | 1324 | 434 | 1 | 11 | 774 | 1 | 16 | 68 | 1 | 11 | 464 | 1 | 11 | 759 | 1 | 16 | 104 | 1 | 11 | 153 | 1 | 22 | 1 | B | 8 | 0 | A | 7 | 20.6 | A | 7 | 10 | A | 7 | 51 | A | 7 | 843 | A | 7 | 220 | A | 7 | 1.5 | A | 7 | 96000 | B | 7 | 77777 | A | 7 | 1.9 | E | 8 | 0.101 | F | 8 | 0.2 | F | 8 | 0 | 1 | D | 9 | 0 | C | 8
1991-07-27 | 9:00 | 846 | 1324 | 607 | 1 | 10 | 750 | 1 | 16 | 127 | 1 | 10 | 649 | 1 | 10 | 763 | 1 | 16 | 160 | 1 | 10 | 326 | 1 | 21 | 1 | A | 7 | 1 | A | 7 | 22.8 | A | 7 | 9.4 | A | 7 | 42 | A | 7 | 843 | A | 7 | 300 | A | 7 | 1 | A | 7 | 96000 | B | 7 | 77777 | A | 7 | 1.9 | E | 8 | 0.101 | F | 8 | 0.2 | F | 8 | 0 | 1 | D | 9 | 0 | C | 8
1991-07-27 | 10:00 | 1026 | 1324 | 759 | 1 | 10 | 858 | 1 | 16 | 95 | 1 | 10 | 790 | 1 | 10 | 859 | 1 | 16 | 123 | 1 | 10 | 284 | 1 | 21 | 1 | A | 7 | 1 | A | 7 | 23.9 | A | 7 | 10 | A | 7 | 41 | A | 7 | 843 | A | 7 | 100 | A | 7 | 2.1 | A | 7 | 96000 | B | 7 | 77777 | A | 7 | 1.9 | E | 8 | 0.101 | F | 8 | 0.2 | F | 8 | 0 | 1 | D | 9 | 0 | C | 8
1991-07-27 | 11:00 | 1156 | 1324 | 861 | 1 | 10 | 825 | 1 | 16 | 141 | 1 | 10 | 925 | 1 | 10 | 838 | 1 | 16 | 192 | 1 | 10 | 634 | 1 | 21 | 2 | A | 7 | 2 | A | 7 | 26.1 | A | 7 | 9.4 | A | 7 | 35 | A | 7 | 843 | A | 7 | 20 | A | 7 | 3.1 | A | 7 | 88000 | B | 7 | 77777 | A | 7 | 1.9 | E | 8 | 0.101 | F | 8 | 0.2 | F | 8 | 0 | 1 | D | 9 | 0 | C | 8
1991-07-27 | 12:00 | 1226 | 1324 | 693 | 1 | 10 | 468 | 1 | 16 | 259 | 1 | 10 | 767 | 1 | 10 | 491 | 1 | 16 | 311 | 1 | 10 | 1614 | 1 | 21 | 5 | A | 7 | 5 | A | 7 | 26.7 | A | 7 | 8.9 | A | 7 | 33 | A | 7 | 843 | A | 7 | 30 | A | 7 | 4.6 | A | 7 | 96000 | B | 7 | 77777 | A | 7 | 1.9 | E | 8 | 0.101 | F | 8 | 0.2 | F | 8 | 0 | 1 | D | 9 | 0 | C | 8
1991-07-27 | 13:00 | 1231 | 1324 | 986 | 1 | 10 | 851 | 1 | 16 | 195 | 1 | 10 | 1033 | 1 | 10 | 855 | 1 | 16 | 237 | 1 | 10 | 1139 | 1 | 21 | 4 | A | 7 | 4 | A | 7 | 27.2 | A | 7 | 9.4 | A | 7 | 33 | A | 7 | 843 | A | 7 | 50 | A | 7 | 4.1 | A | 7 | 96000 | B | 7 | 77777 | A | 7 | 1.8 | E | 8 | 0.101 | F | 8 | 0.2 | F | 8 | 0 | 1 | D | 9 | 0 | C | 8
1991-07-27 | 14:00 | 1172 | 1324 | 721 | 1 | 10 | 513 | 1 | 16 | 267 | 1 | 10 | 791 | 1 | 10 | 538 | 1 | 16 | 314 | 1 | 10 | 1330 | 1 | 21 | 5 | A | 7 | 5 | A | 7 | 27.8 | A | 7 | 8.9 | A | 7 | 31 | A | 7 | 843 | A | 7 | 50 | A | 7 | 4.1 | A | 7 | 96000 | B | 7 | 77777 | A | 7 | 1.8 | E | 8 | 0.101 | F | 8 | 0.2 | F | 8 | 0 | 1 | D | 9 | 0 | C | 8
1991-07-27 | 15:00 | 1052 | 1324 | 676 | 1 | 10 | 609 | 1 | 16 | 192 | 1 | 10 | 720 | 1 | 10 | 621 | 1 | 16 | 225 | 1 | 10 | 677 | 1 | 21 | 5 | A | 7 | 5 | A | 7 | 27.8 | A | 7 | 8.3 | A | 7 | 29 | A | 7 | 843 | A | 7 | 30 | A | 7 | 3.6 | A | 7 | 96000 | B | 7 | 77777 | A | 7 | 1.8 | E | 8 | 0.101 | F | 8 | 0.2 | F | 8 | 0 | 1 | D | 9 | 0 | C | 8
1991-07-27 | 16:00 | 879 | 1324 | 614 | 1 | 10 | 697 | 1 | 16 | 151 | 1 | 10 | 651 | 1 | 10 | 707 | 1 | 16 | 181 | 1 | 10 | 397 | 1 | 21 | 4 | A | 7 | 4 | A | 7 | 27.8 | A | 7 | 8.3 | A | 7 | 29 | A | 7 | 843 | A | 7 | 50 | A | 7 | 3.1 | A | 7 | 96000 | B | 7 | 77777 | A | 7 | 1.8 | E | 8 | 0.101 | F | 8 | 0.2 | F | 8 | 0 | 1 | D | 9 | 0 | C | 8
1991-07-27 | 17:00 | 665 | 1324 | 454 | 1 | 10 | 751 | 1 | 16 | 77 | 1 | 10 | 482 | 1 | 10 | 740 | 1 | 16 | 110 | 1 | 10 | 173 | 1 | 21 | 1 | A | 7 | 1 | A | 7 | 27.8 | A | 7 | 8.3 | A | 7 | 29 | A | 7 | 842 | A | 7 | 350 | A | 7 | 2.1 | A | 7 | 96000 | B | 7 | 77777 | A | 7 | 1.8 | E | 8 | 0.101 | F | 8 | 0.2 | F | 8 | 0 | 1 | D | 9 | 0 | C | 8
1991-07-27 | 18:00 | 425 | 1324 | 252 | 1 | 10 | 619 | 1 | 16 | 53 | 1 | 10 | 263 | 1 | 10 | 564 | 1 | 16 | 82 | 1 | 10 | 109 | 1 | 21 | 1 | A | 7 | 1 | A | 7 | 26.7 | A | 7 | 8.9 | A | 7 | 33 | A | 7 | 842 | A | 7 | 350 | A | 7 | 3.1 | A | 7 | 96000 | B | 7 | 77777 | A | 7 | 1.7 | E | 8 | 0.101 | F | 8 | 0.2 | F | 8 | 0 | 1 | D | 9 | 0 | C | 8
1991-07-27 | 19:00 | 177 | 1324 | 82 | 1 | 10 | 389 | 1 | 16 | 30 | 1 | 10 | 84 | 1 | 10 | 252 | 1 | 16 | 51 | 1 | 10 | 55 | 1 | 21 | 0 | A | 7 | 0 | A | 7 | 25.6 | A | 7 | 10 | A | 7 | 37 | A | 7 | 843 | A | 7 | 0 | A | 7 | 0 | A | 7 | 96000 | B | 7 | 77777 | A | 7 | 1.7 | E | 8 | 0.101 | F | 8 | 0.2 | F | 8 | 0 | 1 | D | 9 | 0 | C | 8
1991-07-27 | 20:00 | 7 | 342 | 1 | 1 | 10 | 6 | 1 | 16 | 0 | 1 | 10 | 0 | 1 | 10 | 0 | 1 | 16 | 0 | 1 | 10 | 0 | 1 | 21 | 3 | A | 7 | 3 | A | 7 | 23.9 | A | 7 | 8.9 | A | 7 | 38 | A | 7 | 843 | A | 7 | 60 | A | 7 | 1.5 | A | 7 | 48000 | B | 7 | 77777 | A | 7 | 1.7 | E | 8 | 0.101 | F | 8 | 0.2 | F | 8 | 0 | 1 | D | 9 | 0 | C | 8
1991-07-27 | 21:00 | 0 | 0 | 0 | 1 | 0 | 0 | 1 | 0 | 0 | 1 | 0 | 0 | 1 | 0 | 0 | 1 | 0 | 0 | 1 | 0 | 0 | 1 | 0 | 2 | A | 7 | 2 | A | 7 | 21.7 | A | 7 | 11.1 | A | 7 | 51 | A | 7 | 844 | A | 7 | 120 | A | 7 | 1.5 | A | 7 | 32000 | B | 7 | 77777 | A | 7 | 1.7 | E | 8 | 0.101 | F | 8 | 0.2 | F | 8 | 0 | 1 | D | 9 | 0 | C | 8
1991-07-27 | 22:00 | 0 | 0 | 0 | 1 | 0 | 0 | 1 | 0 | 0 | 1 | 0 | 0 | 1 | 0 | 0 | 1 | 0 | 0 | 1 | 0 | 0 | 1 | 0 | 3 | A | 7 | 3 | A | 7 | 19.4 | A | 7 | 12.2 | A | 7 | 63 | A | 7 | 844 | A | 7 | 0 | A | 7 | 0 | A | 7 | 32000 | B | 7 | 77777 | A | 7 | 1.7 | E | 8 | 0.101 | F | 8 | 0.2 | F | 8 | 0 | 1 | D | 9 | 0 | C | 8
1991-07-27 | 23:00 | 0 | 0 | 0 | 1 | 0 | 0 | 1 | 0 | 0 | 1 | 0 | 0 | 1 | 0 | 0 | 1 | 0 | 0 | 1 | 0 | 0 | 1 | 0 | 2 | A | 7 | 2 | A | 7 | 18.9 | A | 7 | 11.7 | A | 7 | 63 | A | 7 | 844 | A | 7 | 210 | A | 7 | 3.1 | A | 7 | 32000 | B | 7 | 77777 | A | 7 | 1.7 | E | 8 | 0.101 | F | 8 | 0.2 | F | 8 | 0 | 1 | D | 9 | 0 | C | 8
1991-07-27 | 24:00 | 0 | 0 | 0 | 1 | 0 | 0 | 1 | 0 | 0 | 1 | 0 | 0 | 1 | 0 | 0 | 1 | 0 | 0 | 1 | 0 | 0 | 1 | 0 | 0 | A | 7 | 0 | A | 7 | 18.3 | A | 7 | 11.1 | A | 7 | 63 | A | 7 | 844 | A | 7 | 120 | A | 7 | 2.1 | A | 7 | 32000 | B | 7 | 77777 | A | 7 | 1.6 | E | 8 | 0.101 | F | 8 | 0.2 | F | 8 | 0 | 1 | D | 9 | 0 | C | 8
1991-07-28 | 1:00 | 0 | 0 | 0 | 1 | 0 | 0 | 1 | 0 | 0 | 1 | 0 | 0 | 1 | 0 | 0 | 1 | 0 | 0 | 1 | 0 | 0 | 1 | 0 | 0 | A | 7 | 0 | A | 7 | 17.2 | A | 7 | 11.1 | A | 7 | 67 | A | 7 | 844 | A | 7 | 160 | A | 7 | 2.6 | A | 7 | 32000 | B | 7 | 77777 | A | 7 | 1.6 | E | 8 | 0.102 | F | 8 | 0.2 | F | 8 | 0 | 1 | D | 9 | 0 | C | 8
1991-07-28 | 2:00 | 0 | 0 | 0 | 1 | 0 | 0 | 1 | 0 | 0 | 1 | 0 | 0 | 1 | 0 | 0 | 1 | 0 | 0 | 1 | 0 | 0 | 1 | 0 | 0 | A | 7 | 0 | A | 7 | 16.1 | A | 7 | 11.7 | A | 7 | 75 | A | 7 | 844 | A | 7 | 160 | A | 7 | 1.5 | A | 7 | 32000 | B | 7 | 77777 | A | 7 | 1.6 | E | 8 | 0.102 | F | 8 | 0.2 | F | 8 | 0 | 1 | D | 9 | 0 | C | 8
1991-07-28 | 3:00 | 0 | 0 | 0 | 1 | 0 | 0 | 1 | 0 | 0 | 1 | 0 | 0 | 1 | 0 | 0 | 1 | 0 | 0 | 1 | 0 | 0 | 1 | 0 | 0 | A | 7 | 0 | A | 7 | 15.6 | A | 7 | 11.1 | A | 7 | 75 | A | 7 | 843 | A | 7 | 160 | A | 7 | 1.5 | A | 7 | 32000 | B | 7 | 77777 | A | 7 | 1.6 | E | 8 | 0.102 | F | 8 | 0.2 | F | 8 | 0 | 1 | D | 9 | 0 | C | 8
1991-07-28 | 4:00 | 0 | 0 | 0 | 1 | 0 | 0 | 1 | 0 | 0 | 1 | 0 | 0 | 1 | 0 | 0 | 1 | 0 | 0 | 1 | 0 | 0 | 1 | 0 | 0 | A | 7 | 0 | A | 7 | 15 | A | 7 | 10.6 | A | 7 | 75 | A | 7 | 843 | A | 7 | 190 | A | 7 | 2.1 | A | 7 | 40000 | B | 7 | 77777 | A | 7 | 1.6 | E | 8 | 0.102 | F | 8 | 0.2 | F | 8 | 0 | 1 | D | 9 | 0 | C | 8
1991-07-28 | 5:00 | 1 | 121 | 0 | 1 | 10 | 1 | 1 | 16 | 0 | 1 | 10 | 0 | 1 | 10 | 0 | 1 | 16 | 0 | 1 | 10 | 0 | 1 | 21 | 0 | A | 7 | 0 | A | 7 | 14.4 | A | 7 | 10.6 | A | 7 | 78 | A | 7 | 844 | A | 7 | 200 | A | 7 | 2.1 | A | 7 | 64000 | B | 7 | 77777 | A | 7 | 1.6 | E | 8 | 0.102 | F | 8 | 0.2 | F | 8 | 0 | 1 | D | 9 | 0 | C | 8
1991-07-28 | 6:00 | 135 | 1325 | 50 | 1 | 10 | 191 | 1 | 16 | 30 | 1 | 10 | 52 | 1 | 10 | 99 | 1 | 16 | 42 | 1 | 10 | 53 | 1 | 21 | 0 | A | 7 | 0 | A | 7 | 16.7 | A | 7 | 10 | A | 7 | 65 | A | 7 | 844 | A | 7 | 190 | A | 7 | 2.6 | A | 7 | 96000 | B | 7 | 77777 | A | 7 | 1.6 | E | 8 | 0.102 | F | 8 | 0.2 | F | 8 | 0 | 1 | D | 9 | 0 | C | 8
1991-07-28 | 7:00 | 382 | 1325 | 218 | 1 | 10 | 536 | 1 | 16 | 63 | 1 | 10 | 227 | 1 | 10 | 469 | 1 | 16 | 91 | 1 | 10 | 119 | 1 | 21 | 0 | A | 7 | 0 | A | 7 | 19.4 | A | 7 | 10 | A | 7 | 54 | A | 7 | 844 | A | 7 | 200 | A | 7 | 3.1 | A | 7 | 112000 | B | 7 | 77777 | A | 7 | 1.6 | E | 8 | 0.102 | F | 8 | 0.2 | F | 8 | 0 | 1 | D | 9 | 0 | C | 8
1991-07-28 | 8:00 | 624 | 1325 | 423 | 1 | 10 | 704 | 1 | 16 | 91 | 1 | 10 | 449 | 1 | 10 | 694 | 1 | 16 | 122 | 1 | 10 | 194 | 1 | 21 | 0 | A | 7 | 0 | A | 7 | 22.2 | A | 7 | 10.6 | A | 7 | 48 | A | 7 | 844 | A | 7 | 200 | A | 7 | 2.1 | A | 7 | 104000 | B | 7 | 77777 | A | 7 | 1.6 | E | 8 | 0.102 | F | 8 | 0.2 | F | 8 | 0 | 1 | D | 9 | 0 | C | 8
1991-07-28 | 9:00 | 844 | 1325 | 620 | 1 | 10 | 793 | 1 | 16 | 114 | 1 | 10 | 651 | 1 | 10 | 793 | 1 | 16 | 145 | 1 | 10 | 274 | 1 | 21 | 0 | A | 7 | 0 | A | 7 | 25.6 | A | 7 | 10 | A | 7 | 37 | A | 7 | 844 | A | 7 | 160 | A | 7 | 2.1 | A | 7 | 104000 | B | 7 | 77777 | A | 7 | 1.6 | E | 8 | 0.102 | F | 8 | 0.2 | F | 8 | 0 | 1 | D | 9 | 0 | C | 8
1991-07-28 | 10:00 | 1024 | 1325 | 785 | 1 | 10 | 845 | 1 | 16 | 131 | 1 | 10 | 835 | 1 | 10 | 854 | 1 | 16 | 173 | 1 | 10 | 416 | 1 | 21 | 0 | A | 7 | 0 | A | 7 | 27.8 | A | 7 | 8.3 | A | 7 | 29 | A | 7 | 844 | A | 7 | 90 | A | 7 | 1.5 | A | 7 | 104000 | B | 7 | 77777 | A | 7 | 1.6 | E | 8 | 0.102 | F | 8 | 0.2 | F | 8 | 0 | 1 | D | 9 | 0 | C | 8
1991-07-28 | 11:00 | 1154 | 1325 | 904 | 1 | 10 | 874 | 1 | 16 | 142 | 1 | 10 | 927 | 1 | 10 | 874 | 1 | 16 | 164 | 1 | 10 | 492 | 1 | 21 | 0 | A | 7 | 0 | A | 7 | 29.4 | A | 7 | 7.2 | A | 7 | 25 | A | 7 | 844 | A | 7 | 0 | A | 7 | 0 | A | 7 | 104000 | B | 7 | 77777 | A | 7 | 1.6 | E | 8 | 0.102 | F | 8 | 0.2 | F | 8 | 0 | 1 | D | 9 | 0 | C | 8
1991-07-28 | 12:00 | 1224 | 1325 | 968 | 1 | 10 | 888 | 1 | 16 | 147 | 1 | 10 | 992 | 1 | 10 | 889 | 1 | 16 | 168 | 1 | 10 | 686 | 1 | 21 | 0 | A | 7 | 0 | A | 7 | 30 | A | 7 | 6.7 | A | 7 | 23 | A | 7 | 844 | A | 7 | 100 | A | 7 | 5.2 | A | 7 | 104000 | B | 7 | 77777 | A | 7 | 1.6 | E | 8 | 0.102 | F | 8 | 0.2 | F | 8 | 0 | 1 | D | 9 | 0 | C | 8
1991-07-28 | 13:00 | 1229 | 1325 | 973 | 1 | 10 | 889 | 1 | 16 | 148 | 1 | 10 | 997 | 1 | 10 | 890 | 1 | 16 | 169 | 1 | 10 | 709 | 1 | 21 | 0 | A | 7 | 0 | A | 7 | 31.1 | A | 7 | 5.6 | A | 7 | 20 | A | 7 | 843 | A | 7 | 80 | A | 7 | 3.1 | A | 7 | 104000 | B | 7 | 77777 | A | 7 | 1.6 | E | 8 | 0.102 | F | 8 | 0.2 | F | 8 | 0 | 1 | D | 9 | 0 | C | 8
1991-07-28 | 14:00 | 1170 | 1325 | 906 | 1 | 11 | 864 | 1 | 16 | 143 | 1 | 11 | 930 | 1 | 11 | 865 | 1 | 16 | 164 | 1 | 11 | 526 | 1 | 22 | 1 | B | 8 | 0 | A | 7 | 31.1 | A | 7 | 5.6 | A | 7 | 20 | A | 7 | 843 | A | 7 | 70 | A | 7 | 4.1 | A | 7 | 104000 | B | 7 | 77777 | A | 7 | 1.6 | E | 8 | 0.102 | F | 8 | 0.2 | F | 8 | 0 | 1 | D | 9 | 0 | C | 8
1991-07-28 | 15:00 | 1050 | 1325 | 766 | 1 | 10 | 760 | 1 | 16 | 164 | 1 | 10 | 798 | 1 | 10 | 762 | 1 | 16 | 194 | 1 | 10 | 518 | 1 | 21 | 1 | A | 7 | 1 | A | 7 | 31.1 | A | 7 | 5.6 | A | 7 | 20 | A | 7 | 843 | A | 7 | 160 | A | 7 | 3.6 | A | 7 | 104000 | B | 7 | 77777 | A | 7 | 1.6 | E | 8 | 0.102 | F | 8 | 0.2 | F | 8 | 0 | 1 | D | 9 | 0 | C | 8
1991-07-28 | 16:00 | 876 | 1325 | 616 | 1 | 10 | 754 | 1 | 16 | 117 | 1 | 10 | 649 | 1 | 10 | 756 | 1 | 16 | 148 | 1 | 10 | 293 | 1 | 21 | 1 | A | 7 | 1 | A | 7 | 31.7 | A | 7 | 5.6 | A | 7 | 19 | A | 7 | 842 | A | 7 | 70 | A | 7 | 4.1 | A | 7 | 96000 | B | 7 | 77777 | A | 7 | 1.6 | E | 8 | 0.102 | F | 8 | 0.2 | F | 8 | 0 | 1 | D | 9 | 0 | C | 8
1991-07-28 | 17:00 | 662 | 1325 | 430 | 1 | 10 | 672 | 1 | 16 | 94 | 1 | 10 | 459 | 1 | 10 | 668 | 1 | 16 | 124 | 1 | 10 | 206 | 1 | 21 | 1 | A | 7 | 1 | A | 7 | 31.1 | A | 7 | 6.1 | A | 7 | 21 | A | 7 | 842 | A | 7 | 70 | A | 7 | 3.6 | A | 7 | 96000 | B | 7 | 77777 | A | 7 | 1.6 | E | 8 | 0.102 | F | 8 | 0.2 | F | 8 | 0 | 1 | D | 9 | 0 | C | 8
1991-07-28 | 18:00 | 422 | 1325 | 237 | 1 | 10 | 524 | 1 | 16 | 69 | 1 | 10 | 247 | 1 | 10 | 473 | 1 | 16 | 96 | 1 | 10 | 132 | 1 | 21 | 1 | A | 7 | 1 | A | 7 | 30 | A | 7 | 6.1 | A | 7 | 22 | A | 7 | 842 | A | 7 | 100 | A | 7 | 4.1 | A | 7 | 96000 | B | 7 | 77777 | A | 7 | 1.6 | E | 8 | 0.102 | F | 8 | 0.2 | F | 8 | 0 | 1 | D | 9 | 0 | C | 8
1991-07-28 | 19:00 | 174 | 1325 | 64 | 1 | 10 | 205 | 1 | 16 | 37 | 1 | 10 | 67 | 1 | 10 | 124 | 1 | 16 | 51 | 1 | 10 | 66 | 1 | 21 | 1 | A | 7 | 1 | A | 7 | 28.3 | A | 7 | 7.8 | A | 7 | 27 | A | 7 | 842 | A | 7 | 100 | A | 7 | 3.1 | A | 7 | 96000 | B | 7 | 77777 | A | 7 | 1.6 | E | 8 | 0.102 | F | 8 | 0.2 | F | 8 | 0 | 1 | D | 9 | 0 | C | 8
1991-07-28 | 20:00 | 6 | 320 | 0 | 1 | 10 | 4 | 1 | 16 | 0 | 1 | 10 | 0 | 1 | 10 | 0 | 1 | 16 | 0 | 1 | 10 | 0 | 1 | 21 | 2 | A | 7 | 2 | A | 7 | 25 | A | 7 | 8.9 | A | 7 | 36 | A | 7 | 843 | A | 7 | 120 | A | 7 | 3.6 | A | 7 | 48000 | B | 7 | 77777 | A | 7 | 1.6 | E | 8 | 0.102 | F | 8 | 0.2 | F | 8 | 0 | 1 | D | 9 | 0 | C | 8
1991-07-28 | 21:00 | 0 | 0 | 0 | 1 | 0 | 0 | 1 | 0 | 0 | 1 | 0 | 0 | 1 | 0 | 0 | 1 | 0 | 0 | 1 | 0 | 0 | 1 | 0 | 1 | A | 7 | 1 | A | 7 | 23.9 | A | 7 | 8.9 | A | 7 | 38 | A | 7 | 843 | A | 7 | 130 | A | 7 | 3.6 | A | 7 | 32000 | B | 7 | 77777 | A | 7 | 1.6 | E | 8 | 0.102 | F | 8 | 0.2 | F | 8 | 0 | 1 | D | 9 | 0 | C | 8
1991-07-28 | 22:00 | 0 | 0 | 0 | 1 | 0 | 0 | 1 | 0 | 0 | 1 | 0 | 0 | 1 | 0 | 0 | 1 | 0 | 0 | 1 | 0 | 0 | 1 | 0 | 2 | A | 7 | 2 | A | 7 | 24.4 | A | 7 | 9.4 | A | 7 | 39 | A | 7 | 843 | A | 7 | 150 | A | 7 | 5.2 | A | 7 | 32000 | B | 7 | 77777 | A | 7 | 1.6 | E | 8 | 0.102 | F | 8 | 0.2 | F | 8 | 0 | 1 | D | 9 | 0 | C | 8
1991-07-28 | 23:00 | 0 | 0 | 0 | 1 | 0 | 0 | 1 | 0 | 0 | 1 | 0 | 0 | 1 | 0 | 0 | 1 | 0 | 0 | 1 | 0 | 0 | 1 | 0 | 1 | A | 7 | 1 | A | 7 | 22.8 | A | 7 | 9.4 | A | 7 | 42 | A | 7 | 843 | A | 7 | 180 | A | 7 | 4.6 | A | 7 | 32000 | B | 7 | 77777 | A | 7 | 1.6 | E | 8 | 0.102 | F | 8 | 0.2 | F | 8 | 0 | 1 | D | 9 | 0 | C | 8
1991-07-28 | 24:00 | 0 | 0 | 0 | 1 | 0 | 0 | 1 | 0 | 0 | 1 | 0 | 0 | 1 | 0 | 0 | 1 | 0 | 0 | 1 | 0 | 0 | 1 | 0 | 0 | A | 7 | 0 | A | 7 | 21.1 | A | 7 | 9.4 | A | 7 | 47 | A | 7 | 843 | A | 7 | 180 | A | 7 | 3.1 | A | 7 | 32000 | B | 7 | 77777 | A | 7 | 1.6 | E | 8 | 0.102 | F | 8 | 0.2 | F | 8 | 0 | 1 | D | 9 | 0 | C | 8
1991-07-29 | 1:00 | 0 | 0 | 0 | 1 | 0 | 0 | 1 | 0 | 0 | 1 | 0 | 0 | 1 | 0 | 0 | 1 | 0 | 0 | 1 | 0 | 0 | 1 | 0 | 0 | A | 7 | 0 | A | 7 | 19.4 | A | 7 | 9.4 | A | 7 | 52 | A | 7 | 843 | A | 7 | 180 | A | 7 | 3.6 | A | 7 | 32000 | B | 7 | 77777 | A | 7 | 1.6 | E | 8 | 0.104 | F | 8 | 0.2 | F | 8 | 0 | 1 | D | 9 | 0 | C | 8
1991-07-29 | 2:00 | 0 | 0 | 0 | 1 | 0 | 0 | 1 | 0 | 0 | 1 | 0 | 0 | 1 | 0 | 0 | 1 | 0 | 0 | 1 | 0 | 0 | 1 | 0 | 0 | A | 7 | 0 | A | 7 | 18.3 | A | 7 | 10 | A | 7 | 58 | A | 7 | 843 | A | 7 | 210 | A | 7 | 2.6 | A | 7 | 32000 | B | 7 | 77777 | A | 7 | 1.6 | E | 8 | 0.104 | F | 8 | 0.2 | F | 8 | 0 | 1 | D | 9 | 0 | C | 8
1991-07-29 | 3:00 | 0 | 0 | 0 | 1 | 0 | 0 | 1 | 0 | 0 | 1 | 0 | 0 | 1 | 0 | 0 | 1 | 0 | 0 | 1 | 0 | 0 | 1 | 0 | 0 | A | 7 | 0 | A | 7 | 16.7 | A | 7 | 10 | A | 7 | 65 | A | 7 | 843 | A | 7 | 190 | A | 7 | 2.1 | A | 7 | 32000 | B | 7 | 77777 | A | 7 | 1.6 | E | 8 | 0.104 | F | 8 | 0.2 | F | 8 | 0 | 1 | D | 9 | 0 | C | 8
1991-07-29 | 4:00 | 0 | 0 | 0 | 1 | 0 | 0 | 1 | 0 | 0 | 1 | 0 | 0 | 1 | 0 | 0 | 1 | 0 | 0 | 1 | 0 | 0 | 1 | 0 | 0 | A | 7 | 0 | A | 7 | 16.7 | A | 7 | 9.4 | A | 7 | 62 | A | 7 | 843 | A | 7 | 220 | A | 7 | 1.5 | A | 7 | 32000 | B | 7 | 77777 | A | 7 | 1.6 | E | 8 | 0.104 | F | 8 | 0.2 | F | 8 | 0 | 1 | D | 9 | 0 | C | 8
1991-07-29 | 5:00 | 0 | 99 | 0 | 1 | 10 | 0 | 1 | 16 | 0 | 1 | 10 | 0 | 1 | 10 | 0 | 1 | 16 | 0 | 1 | 10 | 0 | 1 | 21 | 7 | A | 7 | 0 | A | 7 | 16.7 | A | 7 | 9.4 | A | 7 | 62 | A | 7 | 843 | A | 7 | 180 | A | 7 | 3.1 | A | 7 | 72000 | B | 7 | 77777 | A | 7 | 1.6 | E | 8 | 0.104 | F | 8 | 0.2 | F | 8 | 0 | 1 | D | 9 | 0 | C | 8
1991-07-29 | 6:00 | 131 | 1325 | 48 | 1 | 10 | 174 | 1 | 16 | 30 | 1 | 10 | 49 | 1 | 10 | 89 | 1 | 16 | 41 | 1 | 10 | 53 | 1 | 21 | 1 | A | 7 | 0 | A | 7 | 16.7 | A | 7 | 10 | A | 7 | 65 | A | 7 | 843 | A | 7 | 200 | A | 7 | 2.6 | A | 7 | 104000 | B | 7 | 77777 | A | 7 | 1.6 | E | 8 | 0.104 | F | 8 | 0.2 | F | 8 | 0 | 1 | D | 9 | 0 | C | 8
1991-07-29 | 7:00 | 379 | 1325 | 213 | 1 | 10 | 507 | 1 | 16 | 68 | 1 | 10 | 220 | 1 | 10 | 441 | 1 | 16 | 94 | 1 | 10 | 127 | 1 | 21 | 2 | A | 7 | 0 | A | 7 | 20 | A | 7 | 10 | A | 7 | 53 | A | 7 | 843 | A | 7 | 220 | A | 7 | 3.1 | A | 7 | 112000 | B | 7 | 77777 | A | 7 | 1.6 | E | 8 | 0.104 | F | 8 | 0.2 | F | 8 | 0 | 1 | D | 9 | 0 | C | 8
1991-07-29 | 8:00 | 622 | 1325 | 420 | 1 | 10 | 700 | 1 | 16 | 92 | 1 | 10 | 446 | 1 | 10 | 689 | 1 | 16 | 123 | 1 | 10 | 195 | 1 | 21 | 0 | A | 7 | 0 | A | 7 | 23.3 | A | 7 | 8.9 | A | 7 | 40 | A | 7 | 843 | A | 7 | 200 | A | 7 | 3.1 | A | 7 | 104000 | B | 7 | 77777 | A | 7 | 1.6 | E | 8 | 0.104 | F | 8 | 0.2 | F | 8 | 0 | 1 | D | 9 | 0 | C | 8
1991-07-29 | 9:00 | 841 | 1325 | 618 | 1 | 10 | 791 | 1 | 16 | 115 | 1 | 10 | 648 | 1 | 10 | 790 | 1 | 16 | 145 | 1 | 10 | 274 | 1 | 21 | 0 | A | 7 | 0 | A | 7 | 26.7 | A | 7 | 8.9 | A | 7 | 33 | A | 7 | 843 | A | 7 | 190 | A | 7 | 2.6 | A | 7 | 96000 | B | 7 | 77777 | A | 7 | 1.6 | E | 8 | 0.104 | F | 8 | 0.2 | F | 8 | 0 | 1 | D | 9 | 0 | C | 8
1991-07-29 | 10:00 | 1022 | 1325 | 783 | 1 | 10 | 843 | 1 | 16 | 132 | 1 | 10 | 832 | 1 | 10 | 852 | 1 | 16 | 173 | 1 | 10 | 417 | 1 | 21 | 0 | A | 7 | 0 | A | 7 | 29.4 | A | 7 | 6.7 | A | 7 | 24 | A | 7 | 843 | A | 7 | 200 | A | 7 | 1.5 | A | 7 | 104000 | B | 7 | 77777 | A | 7 | 1.6 | E | 8 | 0.104 | F | 8 | 0.2 | F | 8 | 0 | 1 | D | 9 | 0 | C | 8
1991-07-29 | 11:00 | 1152 | 1325 | 902 | 1 | 10 | 872 | 1 | 16 | 143 | 1 | 10 | 925 | 1 | 10 | 872 | 1 | 16 | 165 | 1 | 10 | 490 | 1 | 21 | 0 | A | 7 | 0 | A | 7 | 31.1 | A | 7 | 4.4 | A | 7 | 19 | A | 7 | 843 | A | 7 | 60 | A | 7 | 2.1 | A | 7 | 96000 | B | 7 | 77777 | A | 7 | 1.6 | E | 8 | 0.104 | F | 8 | 0.2 | F | 8 | 0 | 1 | D | 9 | 0 | C | 8
1991-07-29 | 12:00 | 1222 | 1325 | 967 | 1 | 10 | 886 | 1 | 16 | 149 | 1 | 10 | 990 | 1 | 10 | 887 | 1 | 16 | 170 | 1 | 10 | 685 | 1 | 21 | 0 | A | 7 | 0 | A | 7 | 32.2 | A | 7 | 0 | A | 7 | 13 | A | 7 | 842 | A | 7 | 60 | A | 7 | 3.6 | A | 7 | 104000 | B | 7 | 77777 | A | 7 | 1.6 | E | 8 | 0.104 | F | 8 | 0.2 | F | 8 | 0 | 1 | D | 9 | 0 | C | 8
1991-07-29 | 13:00 | 1228 | 1325 | 933 | 1 | 10 | 849 | 1 | 16 | 147 | 1 | 10 | 957 | 1 | 10 | 850 | 1 | 16 | 167 | 1 | 10 | 699 | 1 | 21 | 1 | A | 7 | 1 | A | 7 | 33.3 | A | 7 | 0.6 | A | 7 | 12 | A | 7 | 842 | A | 7 | 30 | A | 7 | 4.6 | A | 7 | 104000 | B | 7 | 77777 | A | 7 | 1.6 | E | 8 | 0.104 | F | 8 | 0.2 | F | 8 | 0 | 1 | D | 9 | 0 | C | 8
1991-07-29 | 14:00 | 1168 | 1325 | 915 | 1 | 10 | 876 | 1 | 16 | 142 | 1 | 10 | 938 | 1 | 10 | 877 | 1 | 16 | 164 | 1 | 10 | 520 | 1 | 21 | 1 | A | 7 | 1 | A | 7 | 33.3 | A | 7 | 1.1 | A | 7 | 13 | A | 7 | 841 | A | 7 | 130 | A | 7 | 1.5 | A | 7 | 104000 | B | 7 | 77777 | A | 7 | 1.6 | E | 8 | 0.104 | F | 8 | 0.2 | F | 8 | 0 | 1 | D | 9 | 0 | C | 8
1991-07-29 | 15:00 | 1048 | 1325 | 743 | 1 | 10 | 745 | 1 | 16 | 154 | 1 | 10 | 779 | 1 | 10 | 749 | 1 | 16 | 186 | 1 | 10 | 493 | 1 | 21 | 2 | A | 7 | 2 | A | 7 | 33.3 | A | 7 | 1.7 | A | 7 | 13 | A | 7 | 841 | A | 7 | 360 | A | 7 | 4.6 | A | 7 | 104000 | B | 7 | 77777 | A | 7 | 1.6 | E | 8 | 0.104 | F | 8 | 0.2 | F | 8 | 0 | 1 | D | 9 | 0 | C | 8
1991-07-29 | 16:00 | 874 | 1325 | 606 | 1 | 10 | 623 | 1 | 16 | 195 | 1 | 10 | 631 | 1 | 10 | 624 | 1 | 16 | 219 | 1 | 10 | 491 | 1 | 21 | 3 | A | 7 | 3 | A | 7 | 32.8 | A | 7 | 1.7 | A | 7 | 14 | A | 7 | 840 | A | 7 | 40 | A | 7 | 3.6 | A | 7 | 112000 | B | 7 | 77777 | A | 7 | 1.6 | E | 8 | 0.104 | F | 8 | 0.2 | F | 8 | 0 | 1 | D | 9 | 0 | C | 8
1991-07-29 | 17:00 | 660 | 1325 | 428 | 1 | 10 | 594 | 1 | 16 | 132 | 1 | 10 | 445 | 1 | 10 | 582 | 1 | 16 | 155 | 1 | 10 | 274 | 1 | 21 | 2 | A | 7 | 2 | A | 7 | 32.8 | A | 7 | 2.8 | A | 7 | 15 | A | 7 | 840 | A | 7 | 30 | A | 7 | 4.1 | A | 7 | 112000 | B | 7 | 77777 | A | 7 | 1.6 | E | 8 | 0.104 | F | 8 | 0.2 | F | 8 | 0 | 1 | D | 9 | 0 | C | 8
1991-07-29 | 18:00 | 419 | 1325 | 211 | 1 | 10 | 331 | 1 | 16 | 106 | 1 | 10 | 220 | 1 | 10 | 297 | 1 | 16 | 126 | 1 | 10 | 200 | 1 | 21 | 5 | A | 7 | 3 | A | 7 | 30.6 | A | 7 | 2.2 | A | 7 | 16 | A | 7 | 840 | A | 7 | 30 | A | 7 | 2.1 | A | 7 | 112000 | B | 7 | 77777 | A | 7 | 1.6 | E | 8 | 0.104 | F | 8 | 0.2 | F | 8 | 0 | 1 | D | 9 | 0 | C | 8
1991-07-29 | 19:00 | 170 | 1325 | 64 | 1 | 10 | 166 | 1 | 16 | 43 | 1 | 10 | 68 | 1 | 10 | 95 | 1 | 16 | 56 | 1 | 10 | 79 | 1 | 21 | 6 | A | 7 | 2 | A | 7 | 28.9 | A | 7 | 3.9 | A | 7 | 20 | A | 7 | 839 | A | 7 | 30 | A | 7 | 2.6 | A | 7 | 112000 | B | 7 | 77777 | A | 7 | 1.6 | E | 8 | 0.104 | F | 8 | 0.2 | F | 8 | 0 | 1 | D | 9 | 0 | C | 8
1991-07-29 | 20:00 | 6 | 298 | 0 | 1 | 10 | 2 | 1 | 16 | 0 | 1 | 10 | 0 | 1 | 10 | 0 | 1 | 16 | 0 | 1 | 10 | 0 | 1 | 21 | 3 | A | 7 | 3 | A | 7 | 23.3 | A | 7 | 10 | A | 7 | 43 | A | 7 | 840 | A | 7 | 130 | A | 7 | 2.6 | A | 7 | 64000 | B | 7 | 77777 | A | 7 | 1.5 | E | 8 | 0.104 | F | 8 | 0.2 | F | 8 | 0 | 1 | D | 9 | 0 | C | 8
1991-07-29 | 21:00 | 0 | 0 | 0 | 1 | 0 | 0 | 1 | 0 | 0 | 1 | 0 | 0 | 1 | 0 | 0 | 1 | 0 | 0 | 1 | 0 | 0 | 1 | 0 | 1 | A | 7 | 1 | A | 7 | 21.7 | A | 7 | 9.4 | A | 7 | 45 | A | 7 | 840 | A | 7 | 180 | A | 7 | 2.6 | A | 7 | 32000 | B | 7 | 77777 | A | 7 | 1.5 | E | 8 | 0.104 | F | 8 | 0.2 | F | 8 | 0 | 1 | D | 9 | 0 | C | 8
1991-07-29 | 22:00 | 0 | 0 | 0 | 1 | 0 | 0 | 1 | 0 | 0 | 1 | 0 | 0 | 1 | 0 | 0 | 1 | 0 | 0 | 1 | 0 | 0 | 1 | 0 | 1 | A | 7 | 1 | A | 7 | 23.3 | A | 7 | 6.7 | A | 7 | 34 | A | 7 | 840 | A | 7 | 200 | A | 7 | 4.1 | A | 7 | 32000 | B | 7 | 77777 | A | 7 | 1.5 | E | 8 | 0.104 | F | 8 | 0.2 | F | 8 | 0 | 1 | D | 9 | 0 | C | 8
1991-07-29 | 23:00 | 0 | 0 | 0 | 1 | 0 | 0 | 1 | 0 | 0 | 1 | 0 | 0 | 1 | 0 | 0 | 1 | 0 | 0 | 1 | 0 | 0 | 1 | 0 | 0 | A | 7 | 0 | A | 7 | 22.2 | A | 7 | 6.7 | A | 7 | 37 | A | 7 | 840 | A | 7 | 180 | A | 7 | 3.1 | A | 7 | 32000 | B | 7 | 77777 | A | 7 | 1.5 | E | 8 | 0.104 | F | 8 | 0.2 | F | 8 | 0 | 1 | D | 9 | 0 | C | 8
1991-07-29 | 24:00 | 0 | 0 | 0 | 1 | 0 | 0 | 1 | 0 | 0 | 1 | 0 | 0 | 1 | 0 | 0 | 1 | 0 | 0 | 1 | 0 | 0 | 1 | 0 | 0 | A | 7 | 0 | A | 7 | 20.6 | A | 7 | 6.7 | A | 7 | 40 | A | 7 | 841 | A | 7 | 170 | A | 7 | 3.6 | A | 7 | 32000 | B | 7 | 77777 | A | 7 | 1.5 | E | 8 | 0.104 | F | 8 | 0.2 | F | 8 | 0 | 1 | D | 9 | 0 | C | 8
1991-07-30 | 1:00 | 0 | 0 | 0 | 1 | 0 | 0 | 1 | 0 | 0 | 1 | 0 | 0 | 1 | 0 | 0 | 1 | 0 | 0 | 1 | 0 | 0 | 1 | 0 | 0 | A | 7 | 0 | A | 7 | 20.6 | A | 7 | 6.1 | A | 7 | 39 | A | 7 | 840 | A | 7 | 180 | A | 7 | 4.1 | A | 7 | 32000 | B | 7 | 77777 | A | 7 | 1.5 | E | 8 | 0.106 | F | 8 | 0.2 | F | 8 | 0 | 1 | D | 9 | 0 | C | 8
1991-07-30 | 2:00 | 0 | 0 | 0 | 1 | 0 | 0 | 1 | 0 | 0 | 1 | 0 | 0 | 1 | 0 | 0 | 1 | 0 | 0 | 1 | 0 | 0 | 1 | 0 | 1 | A | 7 | 0 | A | 7 | 19.4 | A | 7 | 6.1 | A | 7 | 42 | A | 7 | 840 | A | 7 | 190 | A | 7 | 3.1 | A | 7 | 32000 | B | 7 | 77777 | A | 7 | 1.5 | E | 8 | 0.106 | F | 8 | 0.2 | F | 8 | 0 | 1 | D | 9 | 0 | C | 8
1991-07-30 | 3:00 | 0 | 0 | 0 | 1 | 0 | 0 | 1 | 0 | 0 | 1 | 0 | 0 | 1 | 0 | 0 | 1 | 0 | 0 | 1 | 0 | 0 | 1 | 0 | 1 | A | 7 | 0 | A | 7 | 20 | A | 7 | 5.6 | A | 7 | 39 | A | 7 | 840 | A | 7 | 180 | A | 7 | 3.1 | A | 7 | 32000 | B | 7 | 77777 | A | 7 | 1.5 | E | 8 | 0.106 | F | 8 | 0.2 | F | 8 | 0 | 1 | D | 9 | 0 | C | 8
1991-07-30 | 4:00 | 0 | 0 | 0 | 1 | 0 | 0 | 1 | 0 | 0 | 1 | 0 | 0 | 1 | 0 | 0 | 1 | 0 | 0 | 1 | 0 | 0 | 1 | 0 | 1 | A | 7 | 0 | A | 7 | 18.3 | A | 7 | 6.7 | A | 7 | 47 | A | 7 | 840 | A | 7 | 200 | A | 7 | 2.6 | A | 7 | 48000 | B | 7 | 77777 | A | 7 | 1.5 | E | 8 | 0.106 | F | 8 | 0.2 | F | 8 | 0 | 1 | D | 9 | 0 | C | 8
1991-07-30 | 5:00 | 0 | 77 | 0 | 1 | 10 | 1 | 1 | 16 | 0 | 1 | 10 | 0 | 1 | 10 | 0 | 1 | 16 | 0 | 1 | 10 | 0 | 1 | 21 | 3 | A | 7 | 0 | A | 7 | 17.2 | A | 7 | 6.7 | A | 7 | 50 | A | 7 | 841 | A | 7 | 200 | A | 7 | 3.1 | A | 7 | 80000 | B | 7 | 77777 | A | 7 | 1.5 | E | 8 | 0.106 | F | 8 | 0.2 | F | 8 | 0 | 1 | D | 9 | 0 | C | 8
1991-07-30 | 6:00 | 128 | 1325 | 46 | 1 | 10 | 189 | 1 | 16 | 28 | 1 | 10 | 49 | 1 | 10 | 95 | 1 | 16 | 39 | 1 | 10 | 50 | 1 | 21 | 2 | A | 7 | 1 | A | 7 | 19.4 | A | 7 | 7.2 | A | 7 | 45 | A | 7 | 841 | A | 7 | 200 | A | 7 | 3.1 | A | 7 | 112000 | B | 7 | 77777 | A | 7 | 1.5 | E | 8 | 0.106 | F | 8 | 0.2 | F | 8 | 0 | 1 | D | 9 | 0 | C | 8
1991-07-30 | 7:00 | 376 | 1325 | 201 | 1 | 10 | 475 | 1 | 16 | 66 | 1 | 10 | 208 | 1 | 10 | 413 | 1 | 16 | 91 | 1 | 10 | 124 | 1 | 21 | 3 | A | 7 | 1 | A | 7 | 22.2 | A | 7 | 8.3 | A | 7 | 41 | A | 7 | 841 | A | 7 | 190 | A | 7 | 4.1 | A | 7 | 96000 | B | 7 | 77777 | A | 7 | 1.6 | E | 8 | 0.106 | F | 8 | 0.2 | F | 8 | 0 | 1 | D | 9 | 0 | C | 8
1991-07-30 | 8:00 | 619 | 1325 | 408 | 1 | 10 | 687 | 1 | 16 | 87 | 1 | 10 | 435 | 1 | 10 | 677 | 1 | 16 | 118 | 1 | 10 | 186 | 1 | 21 | 1 | A | 7 | 1 | A | 7 | 25.6 | A | 7 | 8.3 | A | 7 | 33 | A | 7 | 841 | A | 7 | 210 | A | 7 | 3.6 | A | 7 | 96000 | B | 7 | 77777 | A | 7 | 1.6 | E | 8 | 0.106 | F | 8 | 0.2 | F | 8 | 0 | 1 | D | 9 | 0 | C | 8
1991-07-30 | 9:00 | 839 | 1325 | 475 | 1 | 10 | 578 | 1 | 16 | 108 | 1 | 10 | 513 | 1 | 10 | 591 | 1 | 16 | 138 | 1 | 10 | 279 | 1 | 21 | 1 | A | 7 | 1 | A | 7 | 28.9 | A | 7 | 7.8 | A | 7 | 27 | A | 7 | 841 | A | 7 | 210 | A | 7 | 2.6 | A | 7 | 104000 | B | 7 | 77777 | A | 7 | 1.6 | E | 8 | 0.106 | F | 8 | 0.2 | F | 8 | 0 | 1 | D | 9 | 0 | C | 8
1991-07-30 | 10:00 | 1020 | 1325 | 781 | 1 | 10 | 856 | 1 | 16 | 121 | 1 | 10 | 805 | 1 | 10 | 855 | 1 | 16 | 146 | 1 | 10 | 309 | 1 | 21 | 1 | A | 7 | 0 | A | 7 | 31.7 | A | 7 | 6.7 | A | 7 | 21 | A | 7 | 841 | A | 7 | 360 | A | 7 | 2.6 | A | 7 | 104000 | B | 7 | 77777 | A | 7 | 1.6 | E | 8 | 0.106 | F | 8 | 0.2 | F | 8 | 0 | 1 | D | 9 | 0 | C | 8
1991-07-30 | 11:00 | 1150 | 1325 | 719 | 1 | 10 | 485 | 1 | 16 | 297 | 1 | 10 | 777 | 1 | 10 | 507 | 1 | 16 | 336 | 1 | 10 | 1378 | 1 | 21 | 3 | A | 7 | 3 | A | 7 | 32.8 | A | 7 | 5.6 | A | 7 | 18 | A | 7 | 841 | A | 7 | 20 | A | 7 | 4.1 | A | 7 | 96000 | B | 7 | 77777 | A | 7 | 1.6 | E | 8 | 0.106 | F | 8 | 0.2 | F | 8 | 0 | 1 | D | 9 | 0 | C | 8
1991-07-30 | 12:00 | 1221 | 1325 | 988 | 1 | 10 | 762 | 1 | 16 | 285 | 1 | 10 | 1040 | 1 | 10 | 770 | 1 | 16 | 330 | 1 | 10 | 1686 | 1 | 21 | 5 | A | 7 | 5 | A | 7 | 32.2 | A | 7 | 4.4 | A | 7 | 17 | A | 7 | 840 | A | 7 | 360 | A | 7 | 2.6 | A | 7 | 96000 | B | 7 | 77777 | A | 7 | 1.7 | E | 8 | 0.106 | F | 8 | 0.2 | F | 8 | 8 | 1 | D | 9 | 0 | C | 8
1991-07-30 | 13:00 | 1226 | 1325 | 744 | 1 | 10 | 274 | 1 | 16 | 490 | 1 | 10 | 806 | 1 | 10 | 297 | 1 | 16 | 531 | 1 | 10 | 2814 | 1 | 21 | 9 | A | 7 | 9 | A | 7 | 22.8 | A | 7 | 9.4 | A | 7 | 42 | A | 7 | 842 | A | 7 | 210 | A | 7 | 3.1 | A | 7 | 64000 | B | 7 | 2743 | A | 7 | 1.7 | E | 8 | 0.106 | F | 8 | 0.2 | F | 8 | 3 | 1 | D | 9 | 80 | C | 8
1991-07-30 | 14:00 | 1166 | 1325 | 726 | 1 | 10 | 219 | 1 | 16 | 532 | 1 | 10 | 785 | 1 | 10 | 232 | 1 | 16 | 581 | 1 | 10 | 2363 | 1 | 21 | 7 | A | 7 | 7 | A | 7 | 27.8 | A | 7 | 7.8 | A | 7 | 28 | A | 7 | 841 | A | 7 | 90 | A | 7 | 3.1 | A | 7 | 96000 | B | 7 | 2438 | A | 7 | 1.7 | E | 8 | 0.106 | F | 8 | 0.2 | F | 8 | 0 | 1 | D | 9 | 0 | C | 8
1991-07-30 | 15:00 | 1045 | 1325 | 663 | 1 | 10 | 422 | 1 | 16 | 329 | 1 | 10 | 698 | 1 | 10 | 439 | 1 | 16 | 351 | 1 | 10 | 1164 | 1 | 21 | 6 | A | 7 | 6 | A | 7 | 30 | A | 7 | 6.1 | A | 7 | 22 | A | 7 | 840 | A | 7 | 120 | A | 7 | 3.1 | A | 7 | 80000 | B | 7 | 7620 | A | 7 | 1.7 | E | 8 | 0.106 | F | 8 | 0.2 | F | 8 | 0 | 1 | D | 9 | 0 | C | 8
1991-07-30 | 16:00 | 872 | 1325 | 220 | 1 | 10 | 19 | 1 | 16 | 207 | 1 | 10 | 258 | 1 | 10 | 15 | 1 | 16 | 248 | 1 | 10 | 946 | 1 | 21 | 9 | A | 7 | 9 | A | 7 | 28.3 | A | 7 | 7.8 | A | 7 | 27 | A | 7 | 841 | A | 7 | 50 | A | 7 | 6.2 | A | 7 | 96000 | B | 7 | 2743 | A | 7 | 1.7 | E | 8 | 0.106 | F | 8 | 0.2 | F | 8 | 0 | 1 | D | 9 | 0 | C | 8
1991-07-30 | 17:00 | 657 | 1325 | 243 | 1 | 10 | 120 | 1 | 16 | 183 | 1 | 10 | 267 | 1 | 10 | 123 | 1 | 16 | 206 | 1 | 10 | 454 | 1 | 21 | 9 | A | 7 | 8 | A | 7 | 27.8 | A | 7 | 7.8 | A | 7 | 28 | A | 7 | 840 | A | 7 | 190 | A | 7 | 3.6 | A | 7 | 80000 | B | 7 | 2743 | A | 7 | 1.8 | E | 8 | 0.106 | F | 8 | 0.2 | F | 8 | 0 | 1 | D | 9 | 0 | C | 8
1991-07-30 | 18:00 | 416 | 1325 | 172 | 1 | 10 | 115 | 1 | 16 | 136 | 1 | 10 | 186 | 1 | 10 | 106 | 1 | 16 | 153 | 1 | 10 | 306 | 1 | 21 | 9 | A | 7 | 7 | A | 7 | 26.7 | A | 7 | 8.3 | A | 7 | 31 | A | 7 | 841 | A | 7 | 200 | A | 7 | 5.2 | A | 7 | 80000 | B | 7 | 2896 | A | 7 | 1.8 | E | 8 | 0.106 | F | 8 | 0.2 | F | 8 | 0 | 1 | D | 9 | 0 | C | 8
1991-07-30 | 19:00 | 167 | 1325 | 45 | 1 | 10 | 18 | 1 | 16 | 43 | 1 | 10 | 50 | 1 | 10 | 13 | 1 | 16 | 48 | 1 | 10 | 104 | 1 | 21 | 9 | A | 7 | 8 | A | 7 | 26.1 | A | 7 | 7.8 | A | 7 | 31 | A | 7 | 842 | A | 7 | 260 | A | 7 | 2.1 | A | 7 | 80000 | B | 7 | 3048 | A | 7 | 1.8 | E | 8 | 0.106 | F | 8 | 0.2 | F | 8 | 0 | 1 | D | 9 | 0 | C | 8
1991-07-30 | 20:00 | 5 | 276 | 0 | 1 | 10 | 0 | 1 | 16 | 0 | 1 | 10 | 0 | 1 | 10 | 0 | 1 | 16 | 0 | 1 | 10 | 0 | 1 | 21 | 7 | A | 7 | 7 | A | 7 | 24.4 | A | 7 | 8.9 | A | 7 | 37 | A | 7 | 841 | A | 7 | 240 | A | 7 | 1.5 | A | 7 | 64000 | B | 7 | 4267 | A | 7 | 1.8 | E | 8 | 0.106 | F | 8 | 0.2 | F | 8 | 0 | 1 | D | 9 | 0 | C | 8
1991-07-30 | 21:00 | 0 | 0 | 0 | 1 | 0 | 0 | 1 | 0 | 0 | 1 | 0 | 0 | 1 | 0 | 0 | 1 | 0 | 0 | 1 | 0 | 0 | 1 | 0 | 4 | A | 7 | 3 | A | 7 | 22.2 | A | 7 | 9.4 | A | 7 | 44 | A | 7 | 842 | A | 7 | 180 | A | 7 | 3.1 | A | 7 | 32000 | B | 7 | 77777 | A | 7 | 1.8 | E | 8 | 0.106 | F | 8 | 0.2 | F | 8 | 0 | 1 | D | 9 | 0 | C | 8
1991-07-30 | 22:00 | 0 | 0 | 0 | 1 | 0 | 0 | 1 | 0 | 0 | 1 | 0 | 0 | 1 | 0 | 0 | 1 | 0 | 0 | 1 | 0 | 0 | 1 | 0 | 2 | A | 7 | 2 | A | 7 | 20.6 | A | 7 | 9.4 | A | 7 | 49 | A | 7 | 842 | A | 7 | 220 | A | 7 | 2.6 | A | 7 | 32000 | B | 7 | 77777 | A | 7 | 1.9 | E | 8 | 0.106 | F | 8 | 0.2 | F | 8 | 0 | 1 | D | 9 | 0 | C | 8
1991-07-30 | 23:00 | 0 | 0 | 0 | 1 | 0 | 0 | 1 | 0 | 0 | 1 | 0 | 0 | 1 | 0 | 0 | 1 | 0 | 0 | 1 | 0 | 0 | 1 | 0 | 1 | A | 7 | 1 | A | 7 | 20 | A | 7 | 9.4 | A | 7 | 50 | A | 7 | 842 | A | 7 | 190 | A | 7 | 4.1 | A | 7 | 32000 | B | 7 | 77777 | A | 7 | 1.9 | E | 8 | 0.106 | F | 8 | 0.2 | F | 8 | 0 | 1 | D | 9 | 0 | C | 8
1991-07-30 | 24:00 | 0 | 0 | 0 | 1 | 0 | 0 | 1 | 0 | 0 | 1 | 0 | 0 | 1 | 0 | 0 | 1 | 0 | 0 | 1 | 0 | 0 | 1 | 0 | 1 | A | 7 | 1 | A | 7 | 18.9 | A | 7 | 10 | A | 7 | 56 | A | 7 | 842 | A | 7 | 230 | A | 7 | 2.1 | A | 7 | 32000 | B | 7 | 77777 | A | 7 | 1.9 | E | 8 | 0.106 | F | 8 | 0.2 | F | 8 | 0 | 1 | D | 9 | 0 | C | 8
1991-07-31 | 1:00 | 0 | 0 | 0 | 1 | 0 | 0 | 1 | 0 | 0 | 1 | 0 | 0 | 1 | 0 | 0 | 1 | 0 | 0 | 1 | 0 | 0 | 1 | 0 | 1 | A | 7 | 1 | A | 7 | 18.3 | A | 7 | 10 | A | 7 | 58 | A | 7 | 842 | A | 7 | 160 | A | 7 | 2.6 | A | 7 | 32000 | B | 7 | 77777 | A | 7 | 1.9 | E | 8 | 0.107 | F | 8 | 0.2 | F | 8 | 0 | 1 | D | 9 | 0 | C | 8
1991-07-31 | 2:00 | 0 | 0 | 0 | 1 | 0 | 0 | 1 | 0 | 0 | 1 | 0 | 0 | 1 | 0 | 0 | 1 | 0 | 0 | 1 | 0 | 0 | 1 | 0 | 4 | A | 7 | 1 | A | 7 | 17.8 | A | 7 | 9.4 | A | 7 | 58 | A | 7 | 842 | A | 7 | 180 | A | 7 | 3.1 | A | 7 | 32000 | B | 7 | 77777 | A | 7 | 1.9 | E | 8 | 0.107 | F | 8 | 0.2 | F | 8 | 0 | 1 | D | 9 | 0 | C | 8
1991-07-31 | 3:00 | 0 | 0 | 0 | 1 | 0 | 0 | 1 | 0 | 0 | 1 | 0 | 0 | 1 | 0 | 0 | 1 | 0 | 0 | 1 | 0 | 0 | 1 | 0 | 2 | A | 7 | 1 | A | 7 | 17.2 | A | 7 | 8.9 | A | 7 | 58 | A | 7 | 842 | A | 7 | 210 | A | 7 | 3.1 | A | 7 | 32000 | B | 7 | 77777 | A | 7 | 2 | E | 8 | 0.107 | F | 8 | 0.2 | F | 8 | 0 | 1 | D | 9 | 0 | C | 8
1991-07-31 | 4:00 | 0 | 0 | 0 | 1 | 0 | 0 | 1 | 0 | 0 | 1 | 0 | 0 | 1 | 0 | 0 | 1 | 0 | 0 | 1 | 0 | 0 | 1 | 0 | 5 | A | 7 | 1 | A | 7 | 16.1 | A | 7 | 8.9 | A | 7 | 62 | A | 7 | 842 | A | 7 | 220 | A | 7 | 2.1 | A | 7 | 32000 | B | 7 | 77777 | A | 7 | 2 | E | 8 | 0.107 | F | 8 | 0.2 | F | 8 | 0 | 1 | D | 9 | 0 | C | 8
1991-07-31 | 5:00 | 0 | 55 | 0 | 1 | 10 | 0 | 1 | 16 | 0 | 1 | 10 | 0 | 1 | 10 | 0 | 1 | 16 | 0 | 1 | 10 | 0 | 1 | 21 | 9 | A | 7 | 2 | A | 7 | 15.6 | A | 7 | 8.9 | A | 7 | 64 | A | 7 | 843 | A | 7 | 220 | A | 7 | 2.1 | A | 7 | 64000 | B | 7 | 77777 | A | 7 | 2 | E | 8 | 0.107 | F | 8 | 0.2 | F | 8 | 0 | 1 | D | 9 | 0 | C | 8
1991-07-31 | 6:00 | 125 | 1326 | 48 | 1 | 10 | 199 | 1 | 16 | 29 | 1 | 10 | 50 | 1 | 10 | 98 | 1 | 16 | 41 | 1 | 10 | 52 | 1 | 21 | 3 | A | 7 | 0 | A | 7 | 16.7 | A | 7 | 10 | A | 7 | 65 | A | 7 | 843 | A | 7 | 180 | A | 7 | 2.1 | A | 7 | 96000 | B | 7 | 77777 | A | 7 | 2 | E | 8 | 0.107 | F | 8 | 0.2 | F | 8 | 0 | 1 | D | 9 | 0 | C | 8
1991-07-31 | 7:00 | 373 | 1326 | 217 | 1 | 10 | 577 | 1 | 16 | 55 | 1 | 10 | 228 | 1 | 10 | 504 | 1 | 16 | 86 | 1 | 10 | 106 | 1 | 21 | 0 | A | 7 | 0 | A | 7 | 18.3 | A | 7 | 11.1 | A | 7 | 63 | A | 7 | 844 | A | 7 | 350 | A | 7 | 2.6 | A | 7 | 96000 | B | 7 | 77777 | A | 7 | 2 | E | 8 | 0.107 | F | 8 | 0.2 | F | 8 | 0 | 1 | D | 9 | 0 | C | 8
1991-07-31 | 8:00 | 617 | 1326 | 422 | 1 | 11 | 737 | 1 | 16 | 79 | 1 | 11 | 442 | 1 | 11 | 716 | 1 | 16 | 108 | 1 | 11 | 167 | 1 | 22 | 0 | B | 8 | 0 | A | 7 | 20.6 | A | 7 | 11.1 | A | 7 | 54 | A | 7 | 844 | A | 7 | 340 | A | 7 | 3.1 | A | 7 | 96000 | B | 7 | 77777 | A | 7 | 2 | E | 8 | 0.107 | F | 8 | 0.2 | F | 8 | 0 | 1 | D | 9 | 0 | C | 8
1991-07-31 | 9:00 | 837 | 1326 | 617 | 1 | 10 | 821 | 1 | 16 | 98 | 1 | 10 | 658 | 1 | 10 | 825 | 1 | 16 | 136 | 1 | 10 | 246 | 1 | 21 | 0 | A | 7 | 0 | A | 7 | 22.8 | A | 7 | 11.1 | A | 7 | 48 | A | 7 | 844 | A | 7 | 360 | A | 7 | 2.6 | A | 7 | 96000 | B | 7 | 77777 | A | 7 | 2 | E | 8 | 0.107 | F | 8 | 0.2 | F | 8 | 0 | 1 | D | 9 | 0 | C | 8
1991-07-31 | 10:00 | 1018 | 1326 | 781 | 1 | 10 | 869 | 1 | 16 | 113 | 1 | 10 | 807 | 1 | 10 | 868 | 1 | 16 | 139 | 1 | 10 | 301 | 1 | 21 | 0 | A | 7 | 0 | A | 7 | 25 | A | 7 | 11.7 | A | 7 | 43 | A | 7 | 844 | A | 7 | 320 | A | 7 | 2.6 | A | 7 | 96000 | B | 7 | 77777 | A | 7 | 1.9 | E | 8 | 0.107 | F | 8 | 0.2 | F | 8 | 0 | 1 | D | 9 | 0 | C | 8
1991-07-31 | 11:00 | 1149 | 1326 | 860 | 1 | 10 | 853 | 1 | 16 | 120 | 1 | 10 | 886 | 1 | 10 | 855 | 1 | 16 | 144 | 1 | 10 | 443 | 1 | 21 | 1 | A | 7 | 1 | A | 7 | 26.7 | A | 7 | 11.1 | A | 7 | 38 | A | 7 | 843 | A | 7 | 140 | A | 7 | 1.5 | A | 7 | 80000 | B | 7 | 77777 | A | 7 | 1.9 | E | 8 | 0.107 | F | 8 | 0.2 | F | 8 | 0 | 1 | D | 9 | 0 | C | 8
1991-07-31 | 12:00 | 1219 | 1326 | 889 | 1 | 10 | 701 | 1 | 16 | 244 | 1 | 10 | 947 | 1 | 10 | 714 | 1 | 16 | 289 | 1 | 10 | 1445 | 1 | 21 | 3 | A | 7 | 3 | A | 7 | 28.9 | A | 7 | 11.1 | A | 7 | 33 | A | 7 | 843 | A | 7 | 150 | A | 7 | 2.1 | A | 7 | 80000 | B | 7 | 77777 | A | 7 | 1.9 | E | 8 | 0.107 | F | 8 | 0.2 | F | 8 | 0 | 1 | D | 9 | 0 | C | 8
1991-07-31 | 13:00 | 1224 | 1326 | 953 | 1 | 10 | 889 | 1 | 16 | 132 | 1 | 10 | 980 | 1 | 10 | 891 | 1 | 16 | 155 | 1 | 10 | 640 | 1 | 21 | 2 | A | 7 | 2 | A | 7 | 30.6 | A | 7 | 9.4 | A | 7 | 27 | A | 7 | 842 | A | 7 | 190 | A | 7 | 3.1 | A | 7 | 80000 | B | 7 | 77777 | A | 7 | 1.9 | E | 8 | 0.107 | F | 8 | 0.2 | F | 8 | 0 | 1 | D | 9 | 0 | C | 8
1991-07-31 | 14:00 | 1164 | 1326 | 841 | 1 | 10 | 769 | 1 | 16 | 165 | 1 | 10 | 889 | 1 | 10 | 776 | 1 | 16 | 206 | 1 | 10 | 739 | 1 | 21 | 3 | A | 7 | 3 | A | 7 | 32.8 | A | 7 | 8.9 | A | 7 | 23 | A | 7 | 842 | A | 7 | 50 | A | 7 | 2.1 | A | 7 | 96000 | B | 7 | 77777 | A | 7 | 1.9 | E | 8 | 0.107 | F | 8 | 0.2 | F | 8 | 0 | 1 | D | 9 | 0 | C | 8
1991-07-31 | 15:00 | 1043 | 1326 | 688 | 1 | 10 | 498 | 1 | 16 | 296 | 1 | 10 | 733 | 1 | 10 | 519 | 1 | 16 | 324 | 1 | 10 | 1034 | 1 | 21 | 5 | A | 7 | 4 | A | 7 | 33.3 | A | 7 | 5.6 | A | 7 | 18 | A | 7 | 841 | A | 7 | 110 | A | 7 | 2.6 | A | 7 | 96000 | B | 7 | 77777 | A | 7 | 1.9 | E | 8 | 0.107 | F | 8 | 0.2 | F | 8 | 0 | 1 | D | 9 | 0 | C | 8
1991-07-31 | 16:00 | 869 | 1326 | 401 | 1 | 10 | 317 | 1 | 16 | 193 | 1 | 10 | 434 | 1 | 10 | 328 | 1 | 16 | 219 | 1 | 10 | 491 | 1 | 21 | 5 | A | 7 | 4 | A | 7 | 33.9 | A | 7 | 6.1 | A | 7 | 18 | A | 7 | 841 | A | 7 | 130 | A | 7 | 4.6 | A | 7 | 96000 | B | 7 | 77777 | A | 7 | 1.9 | E | 8 | 0.107 | F | 8 | 0.2 | F | 8 | 0 | 1 | D | 9 | 0 | C | 8
1991-07-31 | 17:00 | 654 | 1326 | 384 | 1 | 10 | 275 | 1 | 16 | 248 | 1 | 10 | 414 | 1 | 10 | 280 | 1 | 16 | 276 | 1 | 10 | 615 | 1 | 21 | 5 | A | 7 | 4 | A | 7 | 30.6 | A | 7 | 8.9 | A | 7 | 26 | A | 7 | 841 | A | 7 | 210 | A | 7 | 4.6 | A | 7 | 96000 | B | 7 | 77777 | A | 7 | 1.9 | E | 8 | 0.107 | F | 8 | 0.2 | F | 8 | 0 | 1 | D | 9 | 0 | C | 8
1991-07-31 | 18:00 | 413 | 1326 | 193 | 1 | 10 | 402 | 1 | 16 | 68 | 1 | 10 | 201 | 1 | 10 | 360 | 1 | 16 | 89 | 1 | 10 | 130 | 1 | 21 | 6 | A | 7 | 3 | A | 7 | 30.6 | A | 7 | 8.3 | A | 7 | 25 | A | 7 | 841 | A | 7 | 180 | A | 7 | 4.6 | A | 7 | 96000 | B | 7 | 77777 | A | 7 | 1.9 | E | 8 | 0.107 | F | 8 | 0.2 | F | 8 | 0 | 1 | D | 9 | 0 | C | 8
1991-07-31 | 19:00 | 163 | 1326 | 63 | 1 | 10 | 149 | 1 | 16 | 45 | 1 | 10 | 66 | 1 | 10 | 83 | 1 | 16 | 56 | 1 | 10 | 84 | 1 | 21 | 7 | A | 7 | 2 | A | 7 | 28.9 | A | 7 | 7.8 | A | 7 | 27 | A | 7 | 841 | A | 7 | 180 | A | 7 | 4.1 | A | 7 | 80000 | B | 7 | 77777 | A | 7 | 1.9 | E | 8 | 0.107 | F | 8 | 0.2 | F | 8 | 0 | 1 | D | 9 | 0 | C | 8
1991-07-31 | 20:00 | 4 | 254 | 0 | 1 | 10 | 1 | 1 | 16 | 0 | 1 | 10 | 0 | 1 | 10 | 0 | 1 | 16 | 0 | 1 | 10 | 0 | 1 | 21 | 6 | A | 7 | 3 | A | 7 | 26.7 | A | 7 | 8.3 | A | 7 | 31 | A | 7 | 841 | A | 7 | 210 | A | 7 | 3.6 | A | 7 | 64000 | B | 7 | 77777 | A | 7 | 1.8 | E | 8 | 0.107 | F | 8 | 0.2 | F | 8 | 0 | 1 | D | 9 | 0 | C | 8
1991-07-31 | 21:00 | 0 | 0 | 0 | 1 | 0 | 0 | 1 | 0 | 0 | 1 | 0 | 0 | 1 | 0 | 0 | 1 | 0 | 0 | 1 | 0 | 0 | 1 | 0 | 2 | A | 7 | 2 | A | 7 | 24.4 | A | 7 | 9.4 | A | 7 | 39 | A | 7 | 841 | A | 7 | 180 | A | 7 | 3.6 | A | 7 | 32000 | B | 7 | 77777 | A | 7 | 1.8 | E | 8 | 0.107 | F | 8 | 0.2 | F | 8 | 0 | 1 | D | 9 | 0 | C | 8
1991-07-31 | 22:00 | 0 | 0 | 0 | 1 | 0 | 0 | 1 | 0 | 0 | 1 | 0 | 0 | 1 | 0 | 0 | 1 | 0 | 0 | 1 | 0 | 0 | 1 | 0 | 3 | A | 7 | 3 | A | 7 | 23.5 | A | 7 | 9.7 | A | 7 | 35 | A | 7 | 841 | A | 7 | 180 | A | 7 | 3.8 | A | 7 | 32000 | B | 7 | 77777 | A | 7 | 1.8 | E | 8 | 0.107 | F | 8 | 0.2 | F | 8 | 0 | 1 | D | 9 | 0 | C | 8
1991-07-31 | 23:00 | 0 | 0 | 0 | 1 | 0 | 0 | 1 | 0 | 0 | 1 | 0 | 0 | 1 | 0 | 0 | 1 | 0 | 0 | 1 | 0 | 0 | 1 | 0 | 2 | A | 7 | 2 | A | 7 | 22.7 | A | 7 | 10.1 | A | 7 | 38 | A | 7 | 841 | A | 7 | 160 | A | 7 | 4.1 | A | 7 | 32000 | B | 7 | 77777 | A | 7 | 1.8 | E | 8 | 0.107 | F | 8 | 0.2 | F | 8 | 0 | 1 | D | 9 | 0 | C | 8
1991-07-31 | 24:00 | 0 | 0 | 0 | 1 | 0 | 0 | 1 | 0 | 0 | 1 | 0 | 0 | 1 | 0 | 0 | 1 | 0 | 0 | 1 | 0 | 0 | 1 | 0 | 6 | A | 7 | 3 | A | 7 | 21.8 | A | 7 | 10.4 | A | 7 | 40 | A | 7 | 841 | A | 7 | 160 | A | 7 | 4.3 | A | 7 | 32000 | B | 7 | 77777 | A | 7 | 1.8 | E | 8 | 0.107 | F | 8 | 0.2 | F | 8 | 0 | 1 | D | 9 | 0 | C | 8
2001-08-01 | 1:00 | 0 | 0 | 0 | 2 | 0 | 0 | 2 | 0 | 0 | 2 | 0 | 0 | 2 | 0 | 0 | 2 | 0 | 0 | 2 | 0 | 0 | 2 | 0 | 6 | E | 9 | 4 | E | 9 | 20.9 | A | 7 | 10.7 | A | 7 | 73 | A | 7 | 838 | A | 7 | 220 | A | 7 | 4.5 | A | 7 | 16000 | B | 7 | 77777 | A | 7 | 2.2 | E | 8 | 0.079 | F | 8 | 0.19 | F | 8 | 0 | 1 | D | 9 | 0 | C | 8
2001-08-01 | 2:00 | 0 | 0 | 0 | 2 | 0 | 0 | 2 | 0 | 0 | 2 | 0 | 0 | 2 | 0 | 0 | 2 | 0 | 0 | 2 | 0 | 0 | 2 | 0 | 5 | E | 9 | 4 | E | 9 | 20 | A | 7 | 11 | A | 7 | 75 | A | 7 | 838 | A | 7 | 200 | A | 7 | 4.7 | A | 7 | 16000 | B | 7 | 77777 | A | 7 | 2.3 | E | 8 | 0.079 | F | 8 | 0.19 | F | 8 | 0 | 1 | D | 9 | 0 | C | 8
2001-08-01 | 3:00 | 0 | 0 | 0 | 2 | 0 | 0 | 2 | 0 | 0 | 2 | 0 | 0 | 2 | 0 | 0 | 2 | 0 | 0 | 2 | 0 | 0 | 2 | 0 | 4 | E | 9 | 3 | E | 9 | 19.2 | A | 7 | 11.4 | A | 7 | 63 | A | 7 | 839 | A | 7 | 210 | A | 7 | 5 | A | 7 | 16000 | B | 7 | 77777 | A | 7 | 2.3 | E | 8 | 0.079 | F | 8 | 0.19 | F | 8 | 3 | 1 | D | 9 | 0 | C | 8
2001-08-01 | 4:00 | 0 | 0 | 0 | 2 | 0 | 0 | 2 | 0 | 0 | 2 | 0 | 0 | 2 | 0 | 0 | 2 | 0 | 0 | 2 | 0 | 0 | 2 | 0 | 5 | E | 9 | 4 | E | 9 | 18.3 | A | 7 | 11.7 | A | 7 | 65 | A | 7 | 839 | A | 7 | 210 | A | 7 | 5.2 | A | 7 | 16000 | B | 7 | 77777 | A | 7 | 2.4 | E | 8 | 0.079 | F | 8 | 0.19 | F | 8 | 0 | 1 | D | 9 | 0 | C | 8
2001-08-01 | 5:00 | 0 | 11 | 0 | 2 | 0 | 0 | 2 | 0 | 0 | 2 | 0 | 0 | 2 | 1 | 0 | 2 | 2 | 0 | 2 | 2 | 0 | 2 | 1 | 8 | E | 9 | 6 | E | 9 | 19.4 | A | 7 | 11.1 | A | 7 | 59 | A | 7 | 838 | A | 7 | 220 | A | 7 | 4.6 | A | 7 | 16000 | B | 7 | 6096 | A | 7 | 2.4 | E | 8 | 0.079 | F | 8 | 0.19 | F | 8 | 0 | 1 | D | 9 | 0 | C | 8
2001-08-01 | 6:00 | 119 | 1326 | 0 | 2 | 8 | 0 | 2 | 15 | 0 | 2 | 8 | 0 | 2 | 8 | 0 | 2 | 15 | 0 | 2 | 8 | 0 | 2 | 19 | 10 | E | 9 | 5 | E | 9 | 17.8 | A | 7 | 13.3 | A | 7 | 75 | A | 7 | 842 | A | 7 | 20 | A | 7 | 2.6 | A | 7 | 16000 | B | 7 | 4267 | A | 7 | 2.5 | E | 8 | 0.079 | F | 8 | 0.19 | F | 8 | 0 | 1 | D | 9 | 0 | C | 8
2001-08-01 | 7:00 | 368 | 1326 | 182 | 2 | 8 | 249 | 2 | 15 | 113 | 2 | 8 | 192 | 2 | 8 | 218 | 2 | 15 | 131 | 2 | 8 | 227 | 2 | 19 | 8 | E | 9 | 7 | E | 9 | 20.6 | A | 7 | 13.3 | A | 7 | 63 | A | 7 | 843 | A | 7 | 290 | A | 7 | 2.1 | A | 7 | 16000 | B | 7 | 4267 | A | 7 | 2.5 | E | 8 | 0.079 | F | 8 | 0.19 | F | 8 | 0 | 1 | D | 9 | 0 | C | 8
2001-08-01 | 8:00 | 612 | 1326 | 131 | 2 | 8 | 0 | 2 | 15 | 131 | 2 | 8 | 152 | 2 | 8 | 0 | 2 | 15 | 152 | 2 | 8 | 559 | 2 | 19 | 8 | E | 9 | 8 | E | 9 | 20 | A | 7 | 16.1 | A | 7 | 78 | A | 7 | 844 | A | 7 | 300 | A | 7 | 4.1 | A | 7 | 16000 | B | 7 | 4267 | A | 7 | 2.6 | E | 8 | 0.079 | F | 8 | 0.19 | F | 8 | 0 | 1 | D | 9 | 0 | C | 8
2001-08-01 | 9:00 | 833 | 1326 | 208 | 2 | 8 | 6 | 2 | 15 | 204 | 2 | 8 | 243 | 2 | 8 | 5 | 2 | 15 | 240 | 2 | 8 | 915 | 2 | 19 | 9 | E | 9 | 7 | E | 9 | 21.7 | A | 7 | 16.7 | A | 7 | 73 | A | 7 | 845 | A | 7 | 320 | A | 7 | 4.1 | A | 7 | 16000 | B | 7 | 6706 | A | 7 | 2.7 | E | 8 | 0.079 | F | 8 | 0.19 | F | 8 | 0 | 1 | D | 9 | 0 | C | 8
2001-08-01 | 10:00 | 1015 | 1326 | 656 | 2 | 8 | 460 | 2 | 15 | 303 | 2 | 8 | 694 | 2 | 8 | 478 | 2 | 15 | 327 | 2 | 8 | 1000 | 2 | 19 | 7 | E | 9 | 6 | E | 9 | 21.7 | A | 7 | 16.7 | A | 7 | 73 | A | 7 | 845 | A | 7 | 320 | A | 7 | 4.1 | A | 7 | 16000 | B | 7 | 6706 | A | 7 | 2.7 | E | 8 | 0.079 | F | 8 | 0.19 | F | 8 | 0 | 1 | D | 9 | 0 | C | 8
2001-08-01 | 11:00 | 1145 | 1326 | 828 | 2 | 8 | 681 | 2 | 15 | 238 | 2 | 8 | 876 | 2 | 8 | 692 | 2 | 15 | 276 | 2 | 8 | 1062 | 2 | 19 | 7 | E | 9 | 7 | E | 9 | 26.1 | A | 7 | 10 | A | 7 | 36 | A | 7 | 841 | A | 7 | 20 | A | 7 | 4.6 | A | 7 | 16000 | B | 7 | 77777 | A | 7 | 2.8 | E | 8 | 0.079 | F | 8 | 0.19 | F | 8 | 0 | 1 | D | 9 | 0 | C | 8
2001-08-01 | 12:00 | 1216 | 1326 | 947 | 2 | 8 | 866 | 2 | 15 | 151 | 2 | 8 | 968 | 2 | 8 | 867 | 2 | 15 | 171 | 2 | 8 | 664 | 2 | 19 | 6 | E | 9 | 5 | E | 9 | 27 | A | 7 | 12 | A | 7 | 39 | A | 7 | 847 | A | 7 | 40 | A | 7 | 3.6 | A | 7 | 16100 | B | 7 | 77777 | A | 7 | 2.8 | E | 8 | 0.079 | F | 8 | 0.19 | F | 8 | 0 | 1 | D | 9 | 0 | C | 8
2001-08-01 | 13:00 | 1221 | 1326 | 932 | 2 | 8 | 815 | 2 | 15 | 179 | 2 | 8 | 981 | 2 | 8 | 821 | 2 | 15 | 223 | 2 | 8 | 1002 | 2 | 19 | 5 | E | 9 | 5 | E | 9 | 28 | A | 7 | 9 | A | 7 | 30 | A | 7 | 847 | A | 7 | 30 | A | 7 | 3.6 | A | 7 | 16100 | B | 7 | 77777 | A | 7 | 2.9 | E | 8 | 0.079 | F | 8 | 0.19 | F | 8 | 0 | 1 | D | 9 | 0 | C | 8
2001-08-01 | 14:00 | 1161 | 1326 | 869 | 2 | 8 | 688 | 2 | 15 | 266 | 2 | 8 | 914 | 2 | 8 | 695 | 2 | 15 | 304 | 2 | 8 | 1239 | 2 | 19 | 7 | E | 9 | 6 | E | 9 | 28 | A | 7 | 10 | A | 7 | 32 | A | 7 | 847 | A | 7 | 50 | B | 8 | 2.1 | A | 7 | 16100 | B | 7 | 77777 | A | 7 | 2.9 | E | 8 | 0.079 | F | 8 | 0.19 | F | 8 | 0 | 1 | D | 9 | 0 | C | 8
2001-08-01 | 15:00 | 1039 | 1326 | 357 | 2 | 8 | 95 | 2 | 15 | 282 | 2 | 8 | 398 | 2 | 8 | 102 | 2 | 15 | 318 | 2 | 8 | 979 | 2 | 19 | 9 | E | 9 | 8 | E | 9 | 29 | A | 7 | 11 | A | 7 | 33 | A | 7 | 847 | A | 7 | 70 | A | 7 | 3.6 | A | 7 | 16100 | B | 7 | 3000 | A | 7 | 3 | E | 8 | 0.079 | F | 8 | 0.19 | F | 8 | 3 | 1 | D | 9 | 0 | C | 8
2001-08-01 | 16:00 | 865 | 1326 | 101 | 2 | 8 | 0 | 2 | 15 | 101 | 2 | 8 | 125 | 2 | 8 | 0 | 2 | 15 | 125 | 2 | 8 | 515 | 2 | 19 | 10 | E | 9 | 8 | E | 9 | 29 | A | 7 | 11 | A | 7 | 33 | A | 7 | 846 | A | 7 | 90 | A | 7 | 4.1 | A | 7 | 16100 | B | 7 | 3000 | A | 7 | 3.1 | E | 8 | 0.079 | F | 8 | 0.19 | F | 8 | 0 | 1 | D | 9 | 17 | C | 8
2001-08-01 | 17:00 | 649 | 1326 | 178 | 2 | 8 | 12 | 2 | 15 | 172 | 2 | 8 | 204 | 2 | 8 | 9 | 2 | 15 | 200 | 2 | 8 | 706 | 2 | 19 | 8 | E | 9 | 8 | A | 7 | 26.1 | A | 7 | 12.2 | A | 7 | 42 | A | 7 | 841 | A | 7 | 310 | A | 7 | 6.7 | A | 7 | 16000 | B | 7 | 1500 | A | 7 | 3.1 | E | 8 | 0.079 | F | 8 | 0.19 | F | 8 | 0 | 1 | D | 9 | 80 | C | 8
2001-08-01 | 18:00 | 407 | 1326 | 256 | 2 | 8 | 510 | 2 | 15 | 99 | 2 | 8 | 268 | 2 | 8 | 454 | 2 | 15 | 129 | 2 | 8 | 185 | 2 | 19 | 9 | E | 9 | 8 | E | 9 | 19 | A | 7 | 15 | A | 7 | 78 | A | 7 | 844 | A | 7 | 340 | A | 7 | 9.3 | A | 7 | 16100 | B | 7 | 3000 | A | 7 | 3.2 | E | 8 | 0.079 | F | 8 | 0.19 | F | 8 | 0 | 1 | D | 9 | 80 | C | 8
2001-08-01 | 19:00 | 157 | 1326 | 70 | 2 | 8 | 415 | 2 | 15 | 21 | 2 | 8 | 72 | 2 | 8 | 276 | 2 | 15 | 40 | 2 | 8 | 43 | 2 | 19 | 8 | E | 9 | 6 | E | 9 | 20 | A | 7 | 15 | A | 7 | 73 | A | 7 | 845 | A | 7 | 290 | A | 7 | 3.6 | A | 7 | 16100 | B | 7 | 4200 | A | 7 | 3.2 | E | 8 | 0.079 | F | 8 | 0.19 | F | 8 | 0 | 1 | D | 9 | 0 | C | 8
2001-08-01 | 20:00 | 3 | 232 | 0 | 2 | 8 | 0 | 2 | 15 | 0 | 2 | 8 | 0 | 2 | 8 | 0 | 2 | 15 | 0 | 2 | 8 | 0 | 2 | 19 | 9 | E | 9 | 8 | E | 9 | 18 | A | 7 | 16 | A | 7 | 88 | A | 7 | 845 | B | 8 | 130 | A | 7 | 1.5 | A | 7 | 16100 | B | 7 | 2100 | A | 7 | 3.3 | E | 8 | 0.079 | F | 8 | 0.19 | F | 8 | 0 | 1 | D | 9 | 80 | C | 8
2001-08-01 | 21:00 | 0 | 0 | 0 | 2 | 0 | 0 | 2 | 0 | 0 | 2 | 0 | 0 | 2 | 0 | 0 | 2 | 0 | 0 | 2 | 0 | 0 | 2 | 0 | 9 | E | 9 | 7 | E | 9 | 18 | A | 7 | 16 | A | 7 | 88 | A | 7 | 844 | A | 7 | 150 | A | 7 | 3.1 | A | 7 | 16100 | B | 7 | 6000 | A | 7 | 3.3 | E | 8 | 0.079 | F | 8 | 0.19 | F | 8 | 0 | 1 | D | 9 | 0 | C | 8
2001-08-01 | 22:00 | 0 | 0 | 0 | 2 | 0 | 0 | 2 | 0 | 0 | 2 | 0 | 0 | 2 | 0 | 0 | 2 | 0 | 0 | 2 | 0 | 0 | 2 | 0 | 9 | E | 9 | 9 | E | 9 | 19 | A | 7 | 16 | A | 7 | 83 | A | 7 | 845 | A | 7 | 200 | A | 7 | 5.7 | A | 7 | 16100 | B | 7 | 2100 | A | 7 | 3.4 | E | 8 | 0.079 | F | 8 | 0.19 | F | 8 | 0 | 1 | D | 9 | 17 | C | 8
2001-08-01 | 23:00 | 0 | 0 | 0 | 2 | 0 | 0 | 2 | 0 | 0 | 2 | 0 | 0 | 2 | 0 | 0 | 2 | 0 | 0 | 2 | 0 | 0 | 2 | 0 | 10 | E | 9 | 10 | A | 7 | 17.8 | A | 7 | 15 | A | 7 | 84 | A | 7 | 843 | A | 7 | 290 | A | 7 | 2.6 | A | 7 | 16000 | B | 7 | 1800 | B | 8 | 3.4 | E | 8 | 0.079 | F | 8 | 0.19 | F | 8 | 0 | 1 | D | 9 | 61 | C | 8
2001-08-01 | 24:00 | 0 | 0 | 0 | 2 | 0 | 0 | 2 | 0 | 0 | 2 | 0 | 0 | 2 | 0 | 0 | 2 | 0 | 0 | 2 | 0 | 0 | 2 | 0 | 9 | E | 9 | 8 | E | 9 | 19 | A | 7 | 14 | A | 7 | 73 | A | 7 | 844 | A | 7 | 190 | A | 7 | 3.6 | A | 7 | 16100 | B | 7 | 1500 | A | 7 | 3.3 | E | 8 | 0.079 | F | 8 | 0.19 | F | 8 | 0 | 1 | D | 9 | 61 | C | 8
2001-08-02 | 1:00 | 0 | 0 | 0 | 2 | 0 | 0 | 2 | 0 | 0 | 2 | 0 | 0 | 2 | 0 | 0 | 2 | 0 | 0 | 2 | 0 | 0 | 2 | 0 | 9 | E | 9 | 9 | E | 9 | 19 | A | 7 | 14 | A | 7 | 73 | A | 7 | 843 | A | 7 | 210 | A | 7 | 5.1 | A | 7 | 16100 | B | 7 | 2100 | A | 7 | 3.2 | E | 8 | 0.079 | F | 8 | 0.19 | F | 8 | 0 | 1 | D | 9 | 0 | C | 8
2001-08-02 | 2:00 | 0 | 0 | 0 | 2 | 0 | 0 | 2 | 0 | 0 | 2 | 0 | 0 | 2 | 0 | 0 | 2 | 0 | 0 | 2 | 0 | 0 | 2 | 0 | 10 | E | 9 | 9 | E | 9 | 18.3 | A | 7 | 14.4 | A | 7 | 78 | A | 7 | 843 | A | 7 | 200 | A | 7 | 4.6 | A | 7 | 16000 | B | 7 | 3353 | A | 7 | 3.1 | E | 8 | 0.079 | F | 8 | 0.19 | F | 8 | 0 | 1 | D | 9 | 0 | C | 8
2001-08-02 | 3:00 | 0 | 0 | 0 | 2 | 0 | 0 | 2 | 0 | 0 | 2 | 0 | 0 | 2 | 0 | 0 | 2 | 0 | 0 | 2 | 0 | 0 | 2 | 0 | 8 | E | 9 | 4 | E | 9 | 17.2 | A | 7 | 15 | A | 7 | 87 | A | 7 | 842 | A | 7 | 180 | A | 7 | 4.1 | A | 7 | 16000 | B | 7 | 6096 | A | 7 | 3 | E | 8 | 0.079 | F | 8 | 0.19 | F | 8 | 36 | 1 | D | 9 | 0 | C | 8
2001-08-02 | 4:00 | 0 | 0 | 0 | 2 | 0 | 0 | 2 | 0 | 0 | 2 | 0 | 0 | 2 | 0 | 0 | 2 | 0 | 0 | 2 | 0 | 0 | 2 | 0 | 9 | E | 9 | 5 | E | 9 | 17.2 | A | 7 | 15 | A | 7 | 87 | A | 7 | 842 | A | 7 | 140 | A | 7 | 3.1 | A | 7 | 16000 | B | 7 | 6096 | A | 7 | 2.9 | E | 8 | 0.079 | F | 8 | 0.19 | F | 8 | 0 | 1 | D | 9 | 0 | C | 8
2001-08-02 | 5:00 | 0 | 11 | 0 | 2 | 0 | 0 | 2 | 0 | 0 | 2 | 0 | 0 | 2 | 1 | 0 | 2 | 2 | 0 | 2 | 2 | 0 | 2 | 1 | 6 | E | 9 | 3 | E | 9 | 17.8 | A | 7 | 13.3 | A | 7 | 75 | A | 7 | 841 | A | 7 | 210 | A | 7 | 3.1 | A | 7 | 16000 | B | 7 | 77777 | A | 7 | 2.8 | E | 8 | 0.079 | F | 8 | 0.19 | F | 8 | 0 | 1 | D | 9 | 0 | C | 8
2001-08-02 | 6:00 | 116 | 1326 | 0 | 2 | 8 | 0 | 2 | 15 | 0 | 2 | 8 | 0 | 2 | 8 | 0 | 2 | 15 | 0 | 2 | 8 | 0 | 2 | 19 | 2 | E | 9 | 1 | E | 9 | 18.9 | A | 7 | 13.9 | A | 7 | 73 | A | 7 | 845 | A | 7 | 200 | A | 7 | 3.6 | A | 7 | 16000 | B | 7 | 77777 | A | 7 | 2.7 | E | 8 | 0.079 | F | 8 | 0.19 | F | 8 | 0 | 1 | D | 9 | 0 | C | 8
2001-08-02 | 7:00 | 365 | 1326 | 238 | 2 | 8 | 578 | 2 | 15 | 79 | 2 | 8 | 243 | 2 | 8 | 491 | 2 | 15 | 108 | 2 | 8 | 142 | 2 | 19 | 2 | E | 9 | 2 | E | 9 | 20 | A | 7 | 15.6 | A | 7 | 76 | A | 7 | 845 | A | 7 | 210 | B | 8 | 1.5 | A | 7 | 16000 | B | 7 | 77777 | A | 7 | 2.6 | E | 8 | 0.079 | F | 8 | 0.19 | F | 8 | 0 | 1 | D | 9 | 0 | C | 8
2001-08-02 | 8:00 | 610 | 1326 | 434 | 2 | 8 | 782 | 2 | 15 | 73 | 2 | 8 | 457 | 2 | 8 | 761 | 2 | 15 | 106 | 2 | 8 | 158 | 2 | 19 | 1 | E | 9 | 1 | E | 9 | 22.8 | A | 7 | 15 | A | 7 | 61 | A | 7 | 846 | A | 7 | 220 | A | 7 | 4.1 | A | 7 | 16000 | B | 7 | 77777 | A | 7 | 2.5 | E | 8 | 0.079 | F | 8 | 0.19 | F | 8 | 0 | 1 | D | 9 | 0 | C | 8
2001-08-02 | 9:00 | 831 | 1326 | 632 | 2 | 8 | 848 | 2 | 15 | 99 | 2 | 8 | 671 | 2 | 8 | 851 | 2 | 15 | 137 | 2 | 8 | 245 | 2 | 19 | 3 | E | 9 | 3 | E | 9 | 24.4 | A | 7 | 15 | A | 7 | 56 | A | 7 | 847 | A | 7 | 250 | A | 7 | 3.1 | A | 7 | 16000 | B | 7 | 77777 | A | 7 | 2.4 | E | 8 | 0.079 | F | 8 | 0.19 | F | 8 | 0 | 1 | D | 9 | 0 | C | 8
2001-08-02 | 10:00 | 1013 | 1326 | 795 | 2 | 8 | 926 | 2 | 15 | 86 | 2 | 8 | 827 | 2 | 8 | 927 | 2 | 15 | 118 | 2 | 8 | 262 | 2 | 19 | 3 | E | 9 | 3 | E | 9 | 26.7 | A | 7 | 15.6 | A | 7 | 51 | A | 7 | 848 | A | 7 | 280 | B | 8 | 2.6 | A | 7 | 16000 | B | 7 | 77777 | A | 7 | 2.3 | E | 8 | 0.079 | F | 8 | 0.19 | F | 8 | 0 | 1 | D | 9 | 0 | C | 8
2001-08-02 | 11:00 | 1144 | 1326 | 896 | 2 | 8 | 940 | 2 | 15 | 83 | 2 | 8 | 932 | 2 | 8 | 944 | 2 | 15 | 117 | 2 | 8 | 343 | 2 | 19 | 4 | E | 9 | 4 | E | 9 | 27.2 | A | 7 | 16.1 | A | 7 | 51 | A | 7 | 841 | A | 7 | 310 | A | 7 | 4.1 | A | 7 | 16000 | B | 7 | 77777 | A | 7 | 2.2 | E | 8 | 0.079 | F | 8 | 0.19 | F | 8 | 0 | 1 | D | 9 | 0 | C | 8
2001-08-02 | 12:00 | 1214 | 1326 | 965 | 2 | 8 | 962 | 2 | 15 | 83 | 2 | 8 | 1005 | 2 | 8 | 967 | 2 | 15 | 118 | 2 | 8 | 435 | 2 | 19 | 5 | E | 9 | 5 | E | 9 | 28.9 | A | 7 | 16.1 | A | 7 | 46 | A | 7 | 848 | A | 7 | 10 | A | 7 | 3.6 | A | 7 | 16000 | B | 7 | 77777 | A | 7 | 2.3 | E | 8 | 0.079 | F | 8 | 0.19 | F | 8 | 0 | 1 | D | 9 | 0 | C | 8
2001-08-02 | 13:00 | 1219 | 1326 | 961 | 2 | 8 | 929 | 2 | 15 | 105 | 2 | 8 | 993 | 2 | 8 | 933 | 2 | 15 | 134 | 2 | 8 | 532 | 2 | 19 | 7 | E | 9 | 6 | E | 9 | 30.6 | A | 7 | 16.1 | A | 7 | 42 | A | 7 | 848 | A | 7 | 330 | A | 7 | 5.2 | A | 7 | 16000 | B | 7 | 77777 | A | 7 | 2.5 | E | 8 | 0.079 | F | 8 | 0.19 | F | 8 | 0 | 1 | D | 9 | 0 | C | 8
2001-08-02 | 14:00 | 1159 | 1326 | 904 | 2 | 8 | 759 | 2 | 15 | 239 | 2 | 8 | 957 | 2 | 8 | 772 | 2 | 15 | 281 | 2 | 8 | 1114 | 2 | 19 | 6 | E | 9 | 4 | E | 9 | 30 | A | 7 | 15 | A | 7 | 40 | A | 7 | 847 | A | 7 | 310 | A | 7 | 7.2 | A | 7 | 16000 | B | 7 | 6706 | A | 7 | 2.6 | E | 8 | 0.079 | F | 8 | 0.19 | F | 8 | 0 | 1 | D | 9 | 0 | C | 8
2001-08-02 | 15:00 | 1037 | 1326 | 127 | 2 | 8 | 0 | 2 | 15 | 127 | 2 | 8 | 159 | 2 | 8 | 0 | 2 | 15 | 159 | 2 | 8 | 666 | 2 | 19 | 9 | E | 9 | 8 | E | 9 | 21.7 | A | 7 | 13.3 | A | 7 | 59 | A | 7 | 846 | A | 7 | 140 | A | 7 | 7.7 | A | 7 | 8000 | B | 7 | 2134 | A | 7 | 2.7 | E | 8 | 0.079 | F | 8 | 0.19 | F | 8 | 0 | 1 | D | 9 | 17 | C | 8
2001-08-02 | 16:00 | 862 | 1326 | 107 | 2 | 8 | 0 | 2 | 15 | 107 | 2 | 8 | 132 | 2 | 8 | 0 | 2 | 15 | 132 | 2 | 8 | 541 | 2 | 19 | 8 | B | 8 | 8 | B | 8 | 22.8 | A | 7 | 14.4 | A | 7 | 59 | A | 7 | 846 | A | 7 | 90 | A | 7 | 3.6 | A | 7 | 16000 | B | 7 | 2744 | B | 8 | 2.9 | E | 8 | 0.079 | F | 8 | 0.19 | F | 8 | 0 | 1 | D | 9 | 17 | C | 8
2001-08-02 | 17:00 | 646 | 1326 | 70 | 2 | 8 | 0 | 2 | 15 | 70 | 2 | 8 | 86 | 2 | 8 | 0 | 2 | 15 | 86 | 2 | 8 | 335 | 2 | 19 | 7 | E | 9 | 7 | A | 7 | 22.8 | A | 7 | 16.1 | A | 7 | 66 | A | 7 | 841 | A | 7 | 170 | A | 7 | 2.6 | A | 7 | 16000 | B | 7 | 3353 | A | 7 | 3 | E | 8 | 0.079 | F | 8 | 0.19 | F | 8 | 0 | 1 | D | 9 | 0 | C | 8
2001-08-02 | 18:00 | 404 | 1326 | 98 | 2 | 8 | 0 | 2 | 15 | 98 | 2 | 8 | 111 | 2 | 8 | 0 | 2 | 15 | 111 | 2 | 8 | 369 | 2 | 19 | 3 | E | 9 | 3 | E | 9 | 25.6 | A | 7 | 15.6 | A | 7 | 54 | A | 7 | 846 | A | 7 | 180 | A | 7 | 4.1 | A | 7 | 16000 | B | 7 | 6096 | A | 7 | 3.1 | E | 8 | 0.079 | F | 8 | 0.19 | F | 8 | 0 | 1 | D | 9 | 0 | C | 8
2001-08-02 | 19:00 | 153 | 1326 | 69 | 2 | 8 | 208 | 2 | 15 | 45 | 2 | 8 | 70 | 2 | 8 | 115 | 2 | 15 | 57 | 2 | 8 | 83 | 2 | 19 | 4 | E | 9 | 4 | E | 9 | 22.2 | A | 7 | 16.1 | A | 7 | 68 | A | 7 | 845 | A | 7 | 180 | A | 7 | 7.2 | A | 7 | 16000 | B | 7 | 6096 | A | 7 | 3.3 | E | 8 | 0.079 | F | 8 | 0.19 | F | 8 | 0 | 1 | D | 9 | 0 | C | 8
2001-08-02 | 20:00 | 2 | 210 | 0 | 2 | 8 | 0 | 2 | 15 | 0 | 2 | 8 | 0 | 2 | 8 | 0 | 2 | 15 | 0 | 2 | 8 | 0 | 2 | 19 | 3 | E | 9 | 3 | E | 9 | 21.1 | A | 7 | 13.9 | A | 7 | 63 | A | 7 | 844 | A | 7 | 190 | A | 7 | 5.7 | A | 7 | 16000 | B | 7 | 77777 | A | 7 | 3.4 | E | 8 | 0.079 | F | 8 | 0.19 | F | 8 | 0 | 1 | D | 9 | 0 | C | 8
2001-08-02 | 21:00 | 0 | 0 | 0 | 2 | 0 | 0 | 2 | 0 | 0 | 2 | 0 | 0 | 2 | 0 | 0 | 2 | 0 | 0 | 2 | 0 | 0 | 2 | 0 | 3 | E | 9 | 3 | E | 9 | 18.9 | A | 7 | 14.4 | A | 7 | 75 | A | 7 | 843 | A | 7 | 190 | A | 7 | 4.1 | A | 7 | 16000 | B | 7 | 77777 | A | 7 | 3.5 | E | 8 | 0.079 | F | 8 | 0.19 | F | 8 | 0 | 1 | D | 9 | 0 | C | 8
2001-08-02 | 22:00 | 0 | 0 | 0 | 2 | 0 | 0 | 2 | 0 | 0 | 2 | 0 | 0 | 2 | 0 | 0 | 2 | 0 | 0 | 2 | 0 | 0 | 2 | 0 | 3 | E | 9 | 3 | E | 9 | 20.6 | A | 7 | 14.4 | A | 7 | 68 | A | 7 | 843 | A | 7 | 220 | A | 7 | 5.7 | A | 7 | 16000 | B | 7 | 77777 | A | 7 | 3.7 | E | 8 | 0.079 | F | 8 | 0.19 | F | 8 | 0 | 1 | D | 9 | 0 | C | 8
2001-08-02 | 23:00 | 0 | 0 | 0 | 2 | 0 | 0 | 2 | 0 | 0 | 2 | 0 | 0 | 2 | 0 | 0 | 2 | 0 | 0 | 2 | 0 | 0 | 2 | 0 | 0 | E | 9 | 0 | E | 9 | 20 | A | 7 | 13.3 | A | 7 | 65 | A | 7 | 840 | A | 7 | 220 | A | 7 | 6.2 | A | 7 | 16000 | B | 7 | 77777 | A | 7 | 3.8 | E | 8 | 0.079 | F | 8 | 0.19 | F | 8 | 0 | 1 | D | 9 | 0 | C | 8
2001-08-02 | 24:00 | 0 | 0 | 0 | 2 | 0 | 0 | 2 | 0 | 0 | 2 | 0 | 0 | 2 | 0 | 0 | 2 | 0 | 0 | 2 | 0 | 0 | 2 | 0 | 0 | E | 9 | 0 | E | 9 | 18.3 | A | 7 | 13.3 | A | 7 | 73 | A | 7 | 841 | A | 7 | 190 | A | 7 | 4.1 | A | 7 | 16000 | B | 7 | 77777 | A | 7 | 3.7 | E | 8 | 0.079 | F | 8 | 0.19 | F | 8 | 0 | 1 | D | 9 | 0 | C | 8
2001-08-03 | 1:00 | 0 | 0 | 0 | 2 | 0 | 0 | 2 | 0 | 0 | 2 | 0 | 0 | 2 | 0 | 0 | 2 | 0 | 0 | 2 | 0 | 0 | 2 | 0 | 0 | E | 9 | 0 | E | 9 | 17.2 | A | 7 | 12.8 | A | 7 | 75 | A | 7 | 840 | A | 7 | 190 | A | 7 | 4.6 | A | 7 | 16000 | B | 7 | 77777 | A | 7 | 3.6 | E | 8 | 0.08 | F | 8 | 0.19 | F | 8 | 0 | 1 | D | 9 | 0 | C | 8
2001-08-03 | 2:00 | 0 | 0 | 0 | 2 | 0 | 0 | 2 | 0 | 0 | 2 | 0 | 0 | 2 | 0 | 0 | 2 | 0 | 0 | 2 | 0 | 0 | 2 | 0 | 0 | E | 9 | 0 | E | 9 | 17.2 | A | 7 | 12.2 | A | 7 | 72 | A | 7 | 840 | A | 7 | 170 | A | 7 | 3.1 | A | 7 | 16000 | B | 7 | 77777 | A | 7 | 3.5 | E | 8 | 0.08 | F | 8 | 0.19 | F | 8 | 0 | 1 | D | 9 | 0 | C | 8
2001-08-03 | 3:00 | 0 | 0 | 0 | 2 | 0 | 0 | 2 | 0 | 0 | 2 | 0 | 0 | 2 | 0 | 0 | 2 | 0 | 0 | 2 | 0 | 0 | 2 | 0 | 0 | E | 9 | 0 | E | 9 | 17.8 | A | 7 | 12.2 | A | 7 | 70 | A | 7 | 842 | A | 7 | 190 | A | 7 | 3.6 | A | 7 | 16000 | B | 7 | 77777 | A | 7 | 3.4 | E | 8 | 0.08 | F | 8 | 0.19 | F | 8 | 0 | 1 | D | 9 | 0 | C | 8
2001-08-03 | 4:00 | 0 | 0 | 0 | 2 | 0 | 0 | 2 | 0 | 0 | 2 | 0 | 0 | 2 | 0 | 0 | 2 | 0 | 0 | 2 | 0 | 0 | 2 | 0 | 0 | E | 9 | 0 | E | 9 | 15.6 | A | 7 | 12.2 | A | 7 | 80 | A | 7 | 841 | A | 7 | 170 | A | 7 | 2.6 | A | 7 | 16000 | B | 7 | 77777 | A | 7 | 3.4 | E | 8 | 0.08 | F | 8 | 0.19 | F | 8 | 0 | 1 | D | 9 | 0 | C | 8
2001-08-03 | 5:00 | 0 | 0 | 0 | 2 | 0 | 0 | 2 | 0 | 0 | 2 | 0 | 0 | 2 | 0 | 0 | 2 | 0 | 0 | 2 | 0 | 0 | 2 | 0 | 3 | E | 9 | 3 | E | 9 | 17.2 | A | 7 | 11.1 | A | 7 | 67 | A | 7 | 839 | A | 7 | 240 | A | 7 | 5.2 | A | 7 | 16000 | B | 7 | 77777 | A | 7 | 3.3 | E | 8 | 0.08 | F | 8 | 0.19 | F | 8 | 0 | 1 | D | 9 | 0 | C | 8
2001-08-03 | 6:00 | 113 | 1316 | 0 | 2 | 8 | 0 | 2 | 15 | 0 | 2 | 8 | 0 | 2 | 8 | 0 | 2 | 15 | 0 | 2 | 8 | 0 | 2 | 19 | 0 | E | 9 | 0 | E | 9 | 16.7 | A | 7 | 12.8 | A | 7 | 78 | A | 7 | 841 | A | 7 | 230 | A | 7 | 3.6 | A | 7 | 16000 | B | 7 | 77777 | A | 7 | 3.2 | E | 8 | 0.08 | F | 8 | 0.19 | F | 8 | 0 | 1 | D | 9 | 0 | C | 8
2001-08-03 | 7:00 | 362 | 1327 | 239 | 2 | 8 | 671 | 2 | 15 | 56 | 2 | 8 | 243 | 2 | 8 | 581 | 2 | 15 | 85 | 2 | 8 | 104 | 2 | 19 | 0 | E | 9 | 0 | E | 9 | 19.4 | A | 7 | 13.9 | A | 7 | 70 | A | 7 | 842 | A | 7 | 270 | A | 7 | 4.6 | A | 7 | 16000 | B | 7 | 77777 | A | 7 | 3.1 | E | 8 | 0.08 | F | 8 | 0.19 | F | 8 | 0 | 1 | D | 9 | 0 | C | 8
2001-08-03 | 8:00 | 607 | 1327 | 448 | 2 | 8 | 820 | 2 | 15 | 72 | 2 | 8 | 472 | 2 | 8 | 798 | 2 | 15 | 107 | 2 | 8 | 156 | 2 | 19 | 0 | E | 9 | 0 | E | 9 | 21.7 | A | 7 | 14.4 | A | 7 | 63 | A | 7 | 844 | A | 7 | 310 | A | 7 | 3.1 | A | 7 | 16000 | B | 7 | 77777 | A | 7 | 3 | E | 8 | 0.08 | F | 8 | 0.19 | F | 8 | 0 | 1 | D | 9 | 0 | C | 8
2001-08-03 | 9:00 | 828 | 1327 | 632 | 2 | 8 | 891 | 2 | 15 | 75 | 2 | 8 | 661 | 2 | 8 | 884 | 2 | 15 | 108 | 2 | 8 | 189 | 2 | 19 | 0 | E | 9 | 0 | E | 9 | 23.9 | A | 7 | 13.3 | A | 7 | 51 | A | 7 | 844 | A | 7 | 280 | A | 7 | 2.6 | A | 7 | 16000 | B | 7 | 77777 | A | 7 | 2.9 | E | 8 | 0.08 | F | 8 | 0.19 | F | 8 | 0 | 1 | D | 9 | 0 | C | 8
2001-08-03 | 10:00 | 1011 | 1327 | 770 | 2 | 8 | 902 | 2 | 15 | 81 | 2 | 8 | 803 | 2 | 8 | 903 | 2 | 15 | 113 | 2 | 8 | 252 | 2 | 19 | 3 | E | 9 | 3 | E | 9 | 26.7 | A | 7 | 12.8 | A | 7 | 42 | A | 7 | 845 | A | 7 | 340 | B | 8 | 2.1 | A | 7 | 16000 | B | 7 | 77777 | A | 7 | 2.8 | E | 8 | 0.08 | F | 8 | 0.19 | F | 8 | 0 | 1 | D | 9 | 0 | C | 8
2001-08-03 | 11:00 | 1142 | 1327 | 877 | 2 | 8 | 898 | 2 | 15 | 102 | 2 | 8 | 907 | 2 | 8 | 901 | 2 | 15 | 130 | 2 | 8 | 392 | 2 | 19 | 3 | E | 9 | 3 | E | 9 | 28.3 | A | 7 | 12.8 | A | 7 | 38 | A | 7 | 839 | A | 7 | 30 | B | 8 | 1.5 | A | 7 | 16000 | B | 7 | 77777 | A | 7 | 2.7 | E | 8 | 0.08 | F | 8 | 0.19 | F | 8 | 0 | 1 | D | 9 | 0 | C | 8
2001-08-03 | 12:00 | 1212 | 1327 | 947 | 2 | 8 | 926 | 2 | 15 | 99 | 2 | 8 | 980 | 2 | 8 | 930 | 2 | 15 | 129 | 2 | 8 | 493 | 2 | 19 | 3 | E | 9 | 3 | E | 9 | 30 | A | 7 | 10.6 | A | 7 | 30 | A | 7 | 845 | A | 7 | 90 | A | 7 | 2.1 | A | 7 | 16000 | B | 7 | 77777 | A | 7 | 2.8 | E | 8 | 0.08 | F | 8 | 0.19 | F | 8 | 0 | 1 | D | 9 | 0 | C | 8
2001-08-03 | 13:00 | 1217 | 1327 | 955 | 2 | 8 | 917 | 2 | 15 | 112 | 2 | 8 | 985 | 2 | 8 | 920 | 2 | 15 | 139 | 2 | 8 | 551 | 2 | 19 | 3 | E | 9 | 3 | E | 9 | 31.1 | A | 7 | 11.7 | A | 7 | 30 | A | 7 | 845 | A | 7 | 170 | A | 7 | 3.1 | A | 7 | 16000 | B | 7 | 77777 | A | 7 | 2.9 | E | 8 | 0.08 | F | 8 | 0.19 | F | 8 | 0 | 1 | D | 9 | 0 | C | 8
2001-08-03 | 14:00 | 1157 | 1327 | 904 | 2 | 8 | 921 | 2 | 15 | 100 | 2 | 8 | 937 | 2 | 8 | 924 | 2 | 15 | 129 | 2 | 8 | 405 | 2 | 19 | 3 | E | 9 | 3 | E | 9 | 31.7 | A | 7 | 10 | A | 7 | 26 | A | 7 | 845 | A | 7 | 130 | B | 8 | 1.5 | A | 7 | 16000 | B | 7 | 77777 | A | 7 | 3.1 | E | 8 | 0.08 | F | 8 | 0.19 | F | 8 | 0 | 1 | D | 9 | 0 | C | 8
2001-08-03 | 15:00 | 1034 | 1327 | 806 | 2 | 8 | 929 | 2 | 15 | 80 | 2 | 8 | 841 | 2 | 8 | 931 | 2 | 15 | 113 | 2 | 8 | 261 | 2 | 19 | 3 | E | 9 | 3 | E | 9 | 32.2 | A | 7 | 8.9 | A | 7 | 24 | A | 7 | 844 | A | 7 | 80 | A | 7 | 4.1 | A | 7 | 16000 | B | 7 | 77777 | A | 7 | 3.2 | E | 8 | 0.08 | F | 8 | 0.19 | F | 8 | 0 | 1 | D | 9 | 0 | C | 8
2001-08-03 | 16:00 | 859 | 1327 | 645 | 2 | 8 | 853 | 2 | 15 | 91 | 2 | 8 | 670 | 2 | 8 | 847 | 2 | 15 | 120 | 2 | 8 | 211 | 2 | 19 | 3 | E | 9 | 3 | E | 9 | 32.8 | A | 7 | 7.8 | A | 7 | 21 | A | 7 | 844 | A | 7 | 60 | A | 7 | 2.1 | A | 7 | 16000 | B | 7 | 77777 | A | 7 | 3.3 | E | 8 | 0.08 | F | 8 | 0.19 | F | 8 | 0 | 1 | D | 9 | 0 | C | 8
2001-08-03 | 17:00 | 643 | 1327 | 456 | 2 | 8 | 801 | 2 | 15 | 68 | 2 | 8 | 478 | 2 | 8 | 777 | 2 | 15 | 101 | 2 | 8 | 150 | 2 | 19 | 5 | E | 9 | 5 | A | 7 | 32.8 | A | 7 | 6.7 | A | 7 | 20 | A | 7 | 835 | A | 7 | 140 | A | 7 | 2.1 | A | 7 | 16000 | B | 7 | 77777 | A | 7 | 3.4 | E | 8 | 0.08 | F | 8 | 0.19 | F | 8 | 0 | 1 | D | 9 | 0 | C | 8
2001-08-03 | 18:00 | 400 | 1327 | 249 | 2 | 8 | 673 | 2 | 15 | 46 | 2 | 8 | 262 | 2 | 8 | 606 | 2 | 15 | 79 | 2 | 8 | 98 | 2 | 19 | 4 | E | 9 | 4 | E | 9 | 31.7 | A | 7 | 10 | A | 7 | 26 | A | 7 | 843 | A | 7 | 0 | A | 7 | 0 | A | 7 | 16000 | B | 7 | 77777 | A | 7 | 3.5 | E | 8 | 0.08 | F | 8 | 0.19 | F | 8 | 0 | 1 | D | 9 | 0 | C | 8
2001-08-03 | 19:00 | 149 | 1327 | 68 | 2 | 8 | 419 | 2 | 15 | 21 | 2 | 8 | 69 | 2 | 8 | 273 | 2 | 15 | 39 | 2 | 8 | 43 | 2 | 19 | 4 | E | 9 | 4 | E | 9 | 28.3 | A | 7 | 12.8 | A | 7 | 38 | A | 7 | 841 | A | 7 | 150 | A | 7 | 3.6 | A | 7 | 16000 | B | 7 | 77777 | A | 7 | 3.6 | E | 8 | 0.08 | F | 8 | 0.19 | F | 8 | 0 | 1 | D | 9 | 0 | C | 8
2001-08-03 | 20:00 | 2 | 166 | 0 | 2 | 8 | 0 | 2 | 15 | 0 | 2 | 8 | 0 | 2 | 8 | 0 | 2 | 15 | 0 | 2 | 8 | 0 | 2 | 19 | 4 | E | 9 | 3 | E | 9 | 26.7 | A | 7 | 12.8 | A | 7 | 42 | A | 7 | 840 | A | 7 | 190 | A | 7 | 5.7 | A | 7 | 16000 | B | 7 | 77777 | A | 7 | 3.7 | E | 8 | 0.08 | F | 8 | 0.19 | F | 8 | 0 | 1 | D | 9 | 0 | C | 8
2001-08-03 | 21:00 | 0 | 0 | 0 | 2 | 0 | 0 | 2 | 0 | 0 | 2 | 0 | 0 | 2 | 0 | 0 | 2 | 0 | 0 | 2 | 0 | 0 | 2 | 0 | 6 | E | 9 | 4 | E | 9 | 26.1 | A | 7 | 11.1 | A | 7 | 39 | A | 7 | 840 | A | 7 | 210 | A | 7 | 7.2 | A | 7 | 16000 | B | 7 | 77777 | A | 7 | 3.8 | E | 8 | 0.08 | F | 8 | 0.19 | F | 8 | 0 | 1 | D | 9 | 0 | C | 8
2001-08-03 | 22:00 | 0 | 0 | 0 | 2 | 0 | 0 | 2 | 0 | 0 | 2 | 0 | 0 | 2 | 0 | 0 | 2 | 0 | 0 | 2 | 0 | 0 | 2 | 0 | 7 | E | 9 | 5 | E | 9 | 25.6 | A | 7 | 10.6 | A | 7 | 39 | A | 7 | 840 | A | 7 | 210 | A | 7 | 8.2 | A | 7 | 16000 | B | 7 | 77777 | A | 7 | 3.9 | E | 8 | 0.08 | F | 8 | 0.19 | F | 8 | 0 | 1 | D | 9 | 0 | C | 8
2001-08-03 | 23:00 | 0 | 0 | 0 | 2 | 0 | 0 | 2 | 0 | 0 | 2 | 0 | 0 | 2 | 0 | 0 | 2 | 0 | 0 | 2 | 0 | 0 | 2 | 0 | 7 | E | 9 | 4 | E | 9 | 25 | A | 7 | 11.1 | A | 7 | 42 | A | 7 | 834 | A | 7 | 210 | A | 7 | 6.7 | A | 7 | 16000 | B | 7 | 77777 | A | 7 | 4 | E | 8 | 0.08 | F | 8 | 0.19 | F | 8 | 0 | 1 | D | 9 | 0 | C | 8
2001-08-03 | 24:00 | 0 | 0 | 0 | 2 | 0 | 0 | 2 | 0 | 0 | 2 | 0 | 0 | 2 | 0 | 0 | 2 | 0 | 0 | 2 | 0 | 0 | 2 | 0 | 3 | E | 9 | 2 | E | 9 | 24.4 | A | 7 | 10.6 | A | 7 | 42 | A | 7 | 838 | A | 7 | 220 | A | 7 | 5.2 | A | 7 | 16000 | B | 7 | 6096 | A | 7 | 3.9 | E | 8 | 0.08 | F | 8 | 0.19 | F | 8 | 0 | 1 | D | 9 | 0 | C | 8
2001-08-04 | 1:00 | 0 | 0 | 0 | 2 | 0 | 0 | 2 | 0 | 0 | 2 | 0 | 0 | 2 | 0 | 0 | 2 | 0 | 0 | 2 | 0 | 0 | 2 | 0 | 2 | E | 9 | 2 | E | 9 | 22.2 | A | 7 | 10.6 | A | 7 | 48 | A | 7 | 837 | A | 7 | 180 | A | 7 | 5.7 | A | 7 | 16000 | B | 7 | 77777 | A | 7 | 3.9 | E | 8 | 0.08 | F | 8 | 0.19 | F | 8 | 0 | 1 | D | 9 | 0 | C | 8
2001-08-04 | 2:00 | 0 | 0 | 0 | 2 | 0 | 0 | 2 | 0 | 0 | 2 | 0 | 0 | 2 | 0 | 0 | 2 | 0 | 0 | 2 | 0 | 0 | 2 | 0 | 1 | E | 9 | 1 | E | 9 | 20.6 | A | 7 | 10.6 | A | 7 | 53 | A | 7 | 836 | A | 7 | 170 | A | 7 | 3.6 | A | 7 | 16000 | B | 7 | 77777 | A | 7 | 3.8 | E | 8 | 0.08 | F | 8 | 0.19 | F | 8 | 0 | 1 | D | 9 | 0 | C | 8
2001-08-04 | 3:00 | 0 | 0 | 0 | 2 | 0 | 0 | 2 | 0 | 0 | 2 | 0 | 0 | 2 | 0 | 0 | 2 | 0 | 0 | 2 | 0 | 0 | 2 | 0 | 0 | E | 9 | 0 | E | 9 | 18.9 | A | 7 | 11.1 | A | 7 | 61 | A | 7 | 835 | A | 7 | 170 | A | 7 | 4.1 | A | 7 | 16000 | B | 7 | 77777 | A | 7 | 3.7 | E | 8 | 0.08 | F | 8 | 0.19 | F | 8 | 0 | 1 | D | 9 | 0 | C | 8
2001-08-04 | 4:00 | 0 | 0 | 0 | 2 | 0 | 0 | 2 | 0 | 0 | 2 | 0 | 0 | 2 | 0 | 0 | 2 | 0 | 0 | 2 | 0 | 0 | 2 | 0 | 0 | E | 9 | 0 | E | 9 | 18.9 | A | 7 | 10.6 | A | 7 | 59 | A | 7 | 835 | A | 7 | 200 | A | 7 | 3.1 | A | 7 | 16000 | B | 7 | 77777 | A | 7 | 3.7 | E | 8 | 0.08 | F | 8 | 0.19 | F | 8 | 0 | 1 | D | 9 | 0 | C | 8
2001-08-04 | 5:00 | 0 | 0 | 0 | 2 | 0 | 0 | 2 | 0 | 0 | 2 | 0 | 0 | 2 | 0 | 0 | 2 | 0 | 0 | 2 | 0 | 0 | 2 | 0 | 0 | E | 9 | 0 | E | 9 | 20.6 | A | 7 | 10 | A | 7 | 51 | A | 7 | 833 | A | 7 | 230 | A | 7 | 4.6 | A | 7 | 16000 | B | 7 | 77777 | A | 7 | 3.6 | E | 8 | 0.08 | F | 8 | 0.19 | F | 8 | 0 | 1 | D | 9 | 0 | C | 8
2001-08-04 | 6:00 | 109 | 1294 | 0 | 2 | 8 | 0 | 2 | 15 | 0 | 2 | 8 | 0 | 2 | 8 | 0 | 2 | 15 | 0 | 2 | 8 | 0 | 2 | 19 | 0 | E | 9 | 0 | E | 9 | 20 | A | 7 | 11.1 | A | 7 | 57 | A | 7 | 836 | A | 7 | 250 | A | 7 | 4.6 | A | 7 | 16000 | B | 7 | 77777 | A | 7 | 3.6 | E | 8 | 0.08 | F | 8 | 0.19 | F | 8 | 0 | 1 | D | 9 | 0 | C | 8
2001-08-04 | 7:00 | 359 | 1327 | 240 | 2 | 8 | 652 | 2 | 15 | 63 | 2 | 8 | 248 | 2 | 8 | 558 | 2 | 15 | 97 | 2 | 8 | 117 | 2 | 19 | 0 | E | 9 | 0 | E | 9 | 22.2 | A | 7 | 12.8 | A | 7 | 55 | A | 7 | 837 | A | 7 | 330 | A | 7 | 4.6 | A | 7 | 16000 | B | 7 | 77777 | A | 7 | 3.5 | E | 8 | 0.08 | F | 8 | 0.19 | F | 8 | 0 | 1 | D | 9 | 0 | C | 8
2001-08-04 | 8:00 | 604 | 1327 | 414 | 2 | 8 | 652 | 2 | 15 | 116 | 2 | 8 | 430 | 2 | 8 | 631 | 2 | 15 | 142 | 2 | 8 | 234 | 2 | 19 | 3 | E | 9 | 3 | E | 9 | 23.9 | A | 7 | 13.9 | A | 7 | 54 | A | 7 | 839 | A | 7 | 290 | A | 7 | 3.6 | A | 7 | 16000 | B | 7 | 77777 | A | 7 | 3.4 | E | 8 | 0.08 | F | 8 | 0.19 | F | 8 | 0 | 1 | D | 9 | 0 | C | 8
2001-08-04 | 9:00 | 826 | 1327 | 606 | 2 | 8 | 812 | 2 | 15 | 100 | 2 | 8 | 643 | 2 | 8 | 814 | 2 | 15 | 136 | 2 | 8 | 245 | 2 | 19 | 3 | E | 9 | 3 | E | 9 | 26.7 | A | 7 | 13.3 | A | 7 | 44 | A | 7 | 840 | A | 7 | 350 | A | 7 | 4.6 | A | 7 | 16000 | B | 7 | 77777 | A | 7 | 3.4 | E | 8 | 0.08 | F | 8 | 0.19 | F | 8 | 0 | 1 | D | 9 | 0 | C | 8
2001-08-04 | 10:00 | 1009 | 1327 | 751 | 2 | 8 | 842 | 2 | 15 | 110 | 2 | 8 | 776 | 2 | 8 | 841 | 2 | 15 | 136 | 2 | 8 | 291 | 2 | 19 | 5 | E | 9 | 5 | E | 9 | 29.4 | A | 7 | 11.1 | A | 7 | 32 | A | 7 | 841 | A | 7 | 360 | A | 7 | 6.7 | A | 7 | 16000 | B | 7 | 77777 | A | 7 | 3.3 | E | 8 | 0.08 | F | 8 | 0.19 | F | 8 | 0 | 1 | D | 9 | 0 | C | 8
2001-08-04 | 11:00 | 1140 | 1327 | 828 | 2 | 8 | 729 | 2 | 15 | 200 | 2 | 8 | 886 | 2 | 8 | 747 | 2 | 15 | 243 | 2 | 8 | 886 | 2 | 19 | 5 | E | 9 | 5 | E | 9 | 29.4 | A | 7 | 11.7 | A | 7 | 34 | A | 7 | 835 | A | 7 | 20 | A | 7 | 7.2 | A | 7 | 16000 | B | 7 | 77777 | A | 7 | 3.3 | E | 8 | 0.08 | F | 8 | 0.19 | F | 8 | 0 | 1 | D | 9 | 0 | C | 8
2001-08-04 | 12:00 | 1210 | 1327 | 941 | 2 | 8 | 890 | 2 | 15 | 128 | 2 | 8 | 967 | 2 | 8 | 892 | 2 | 15 | 152 | 2 | 8 | 582 | 2 | 19 | 6 | E | 9 | 5 | E | 9 | 30 | A | 7 | 13.9 | A | 7 | 37 | A | 7 | 841 | A | 7 | 80 | A | 7 | 4.6 | A | 7 | 16000 | B | 7 | 77777 | A | 7 | 3.3 | E | 8 | 0.08 | F | 8 | 0.19 | F | 8 | 0 | 1 | D | 9 | 0 | C | 8
2001-08-04 | 13:00 | 1215 | 1327 | 955 | 2 | 8 | 923 | 2 | 15 | 108 | 2 | 8 | 986 | 2 | 8 | 927 | 2 | 15 | 136 | 2 | 8 | 531 | 2 | 19 | 6 | E | 9 | 6 | E | 9 | 31.1 | A | 7 | 12.8 | A | 7 | 33 | A | 7 | 842 | A | 7 | 50 | A | 7 | 3.6 | A | 7 | 16000 | B | 7 | 77777 | A | 7 | 3.3 | E | 8 | 0.08 | F | 8 | 0.19 | F | 8 | 0 | 1 | D | 9 | 0 | C | 8
2001-08-04 | 14:00 | 1154 | 1327 | 916 | 2 | 8 | 873 | 2 | 15 | 155 | 2 | 8 | 972 | 2 | 8 | 883 | 2 | 15 | 203 | 2 | 8 | 675 | 2 | 19 | 7 | E | 9 | 6 | E | 9 | 31.1 | A | 7 | 11.7 | A | 7 | 30 | A | 7 | 841 | A | 7 | 40 | A | 7 | 4.1 | A | 7 | 16000 | B | 7 | 77777 | A | 7 | 3.3 | E | 8 | 0.08 | F | 8 | 0.19 | F | 8 | 0 | 1 | D | 9 | 0 | C | 8
2001-08-04 | 15:00 | 1032 | 1327 | 558 | 2 | 8 | 292 | 2 | 15 | 331 | 2 | 8 | 609 | 2 | 8 | 316 | 2 | 15 | 362 | 2 | 8 | 1105 | 2 | 19 | 9 | E | 9 | 9 | E | 9 | 32.2 | A | 7 | 12.2 | A | 7 | 30 | A | 7 | 842 | A | 7 | 100 | A | 7 | 3.6 | A | 7 | 16000 | B | 7 | 3353 | A | 7 | 3.3 | E | 8 | 0.08 | F | 8 | 0.19 | F | 8 | 0 | 1 | D | 9 | 0 | C | 8
2001-08-04 | 16:00 | 856 | 1327 | 594 | 2 | 8 | 604 | 2 | 15 | 204 | 2 | 8 | 638 | 2 | 8 | 624 | 2 | 15 | 235 | 2 | 8 | 513 | 2 | 19 | 9 | E | 9 | 8 | E | 9 | 31.7 | A | 7 | 11.7 | A | 7 | 29 | A | 7 | 842 | A | 7 | 130 | B | 8 | 1.5 | A | 7 | 16000 | B | 7 | 3658 | A | 7 | 3.3 | E | 8 | 0.08 | F | 8 | 0.19 | F | 8 | 0 | 1 | D | 9 | 0 | C | 8
2001-08-04 | 17:00 | 639 | 1327 | 182 | 2 | 8 | 18 | 2 | 15 | 174 | 2 | 8 | 209 | 2 | 8 | 14 | 2 | 15 | 202 | 2 | 8 | 706 | 2 | 19 | 9 | E | 9 | 7 | A | 7 | 31.7 | A | 7 | 11.7 | A | 7 | 29 | A | 7 | 834 | A | 7 | 150 | A | 7 | 3.1 | A | 7 | 16000 | B | 7 | 3658 | A | 7 | 3.3 | E | 8 | 0.08 | F | 8 | 0.19 | F | 8 | 0 | 1 | D | 9 | 0 | C | 8
2001-08-04 | 18:00 | 396 | 1327 | 44 | 2 | 8 | 0 | 2 | 15 | 44 | 2 | 8 | 53 | 2 | 8 | 0 | 2 | 15 | 53 | 2 | 8 | 191 | 2 | 19 | 8 | E | 9 | 8 | E | 9 | 30 | A | 7 | 12.8 | A | 7 | 35 | A | 7 | 841 | A | 7 | 130 | A | 7 | 4.1 | A | 7 | 16000 | B | 7 | 3658 | A | 7 | 3.3 | E | 8 | 0.08 | F | 8 | 0.19 | F | 8 | 0 | 1 | D | 9 | 0 | C | 8
2001-08-04 | 19:00 | 145 | 1327 | 60 | 2 | 8 | 167 | 2 | 15 | 42 | 2 | 8 | 63 | 2 | 8 | 85 | 2 | 15 | 54 | 2 | 8 | 79 | 2 | 19 | 6 | E | 9 | 5 | E | 9 | 27.8 | A | 7 | 13.9 | A | 7 | 42 | A | 7 | 840 | A | 7 | 130 | A | 7 | 2.6 | A | 7 | 16000 | B | 7 | 3658 | A | 7 | 3.3 | E | 8 | 0.08 | F | 8 | 0.19 | F | 8 | 0 | 1 | D | 9 | 0 | C | 8
2001-08-04 | 20:00 | 1 | 144 | 0 | 2 | 8 | 0 | 2 | 15 | 0 | 2 | 8 | 0 | 2 | 8 | 0 | 2 | 15 | 0 | 2 | 8 | 0 | 2 | 19 | 6 | E | 9 | 6 | E | 9 | 27.2 | A | 7 | 13.9 | A | 7 | 44 | A | 7 | 840 | A | 7 | 170 | A | 7 | 1.5 | A | 7 | 16000 | B | 7 | 3658 | A | 7 | 3.3 | E | 8 | 0.08 | F | 8 | 0.19 | F | 8 | 0 | 1 | D | 9 | 0 | C | 8
2001-08-04 | 21:00 | 0 | 0 | 0 | 2 | 0 | 0 | 2 | 0 | 0 | 2 | 0 | 0 | 2 | 0 | 0 | 2 | 0 | 0 | 2 | 0 | 0 | 2 | 0 | 7 | E | 9 | 6 | E | 9 | 26.7 | A | 7 | 13.3 | A | 7 | 44 | A | 7 | 840 | A | 7 | 190 | A | 7 | 2.6 | A | 7 | 16000 | B | 7 | 3658 | A | 7 | 3.3 | E | 8 | 0.08 | F | 8 | 0.19 | F | 8 | 0 | 1 | D | 9 | 0 | C | 8
2001-08-04 | 22:00 | 0 | 0 | 0 | 2 | 0 | 0 | 2 | 0 | 0 | 2 | 0 | 0 | 2 | 0 | 0 | 2 | 0 | 0 | 2 | 0 | 0 | 2 | 0 | 6 | E | 9 | 6 | E | 9 | 25.6 | A | 7 | 12.8 | A | 7 | 45 | A | 7 | 839 | A | 7 | 230 | A | 7 | 4.1 | A | 7 | 16000 | B | 7 | 3658 | A | 7 | 3.3 | E | 8 | 0.08 | F | 8 | 0.19 | F | 8 | 0 | 1 | D | 9 | 0 | C | 8
2001-08-04 | 23:00 | 0 | 0 | 0 | 2 | 0 | 0 | 2 | 0 | 0 | 2 | 0 | 0 | 2 | 0 | 0 | 2 | 0 | 0 | 2 | 0 | 0 | 2 | 0 | 8 | E | 9 | 8 | E | 9 | 25 | A | 7 | 13.3 | A | 7 | 48 | A | 7 | 839 | A | 7 | 220 | A | 7 | 7.7 | A | 7 | 16000 | B | 7 | 3353 | A | 7 | 3.3 | E | 8 | 0.08 | F | 8 | 0.19 | F | 8 | 0 | 1 | D | 9 | 0 | C | 8
2001-08-04 | 24:00 | 0 | 0 | 0 | 2 | 0 | 0 | 2 | 0 | 0 | 2 | 0 | 0 | 2 | 0 | 0 | 2 | 0 | 0 | 2 | 0 | 0 | 2 | 0 | 8 | E | 9 | 8 | E | 9 | 24.4 | A | 7 | 12.8 | A | 7 | 48 | A | 7 | 839 | A | 7 | 200 | A | 7 | 5.2 | A | 7 | 16000 | B | 7 | 3048 | A | 7 | 3.3 | E | 8 | 0.08 | F | 8 | 0.19 | F | 8 | 0 | 1 | D | 9 | 0 | C | 8
2001-08-05 | 1:00 | 0 | 0 | 0 | 2 | 0 | 0 | 2 | 0 | 0 | 2 | 0 | 0 | 2 | 0 | 0 | 2 | 0 | 0 | 2 | 0 | 0 | 2 | 0 | 7 | E | 9 | 6 | E | 9 | 24.4 | A | 7 | 11.1 | A | 7 | 43 | A | 7 | 838 | A | 7 | 220 | A | 7 | 4.1 | A | 7 | 16000 | B | 7 | 77777 | A | 7 | 3.2 | E | 8 | 0.08 | F | 8 | 0.19 | F | 8 | 0 | 1 | D | 9 | 0 | C | 8
2001-08-05 | 2:00 | 0 | 0 | 0 | 2 | 0 | 0 | 2 | 0 | 0 | 2 | 0 | 0 | 2 | 0 | 0 | 2 | 0 | 0 | 2 | 0 | 0 | 2 | 0 | 6 | E | 9 | 4 | E | 9 | 22.8 | A | 7 | 11.1 | A | 7 | 48 | A | 7 | 838 | A | 7 | 250 | A | 7 | 5.2 | A | 7 | 16000 | B | 7 | 77777 | A | 7 | 3.2 | E | 8 | 0.08 | F | 8 | 0.19 | F | 8 | 0 | 1 | D | 9 | 0 | C | 8
2001-08-05 | 3:00 | 0 | 0 | 0 | 2 | 0 | 0 | 2 | 0 | 0 | 2 | 0 | 0 | 2 | 0 | 0 | 2 | 0 | 0 | 2 | 0 | 0 | 2 | 0 | 5 | E | 9 | 3 | E | 9 | 22.2 | A | 7 | 11.7 | A | 7 | 51 | A | 7 | 838 | A | 7 | 230 | A | 7 | 6.2 | A | 7 | 16000 | B | 7 | 6096 | A | 7 | 3.1 | E | 8 | 0.08 | F | 8 | 0.19 | F | 8 | 0 | 1 | D | 9 | 0 | C | 8
2001-08-05 | 4:00 | 0 | 0 | 0 | 2 | 0 | 0 | 2 | 0 | 0 | 2 | 0 | 0 | 2 | 0 | 0 | 2 | 0 | 0 | 2 | 0 | 0 | 2 | 0 | 3 | E | 9 | 2 | E | 9 | 21.1 | A | 7 | 11.7 | A | 7 | 55 | A | 7 | 838 | A | 7 | 230 | A | 7 | 5.2 | A | 7 | 16000 | B | 7 | 6096 | A | 7 | 3.1 | E | 8 | 0.08 | F | 8 | 0.19 | F | 8 | 0 | 1 | D | 9 | 0 | C | 8
2001-08-05 | 5:00 | 0 | 0 | 0 | 2 | 0 | 0 | 2 | 0 | 0 | 2 | 0 | 0 | 2 | 0 | 0 | 2 | 0 | 0 | 2 | 0 | 0 | 2 | 0 | 2 | E | 9 | 2 | E | 9 | 21.1 | A | 7 | 11.7 | A | 7 | 55 | A | 7 | 836 | A | 7 | 240 | A | 7 | 4.6 | A | 7 | 16000 | B | 7 | 6096 | A | 7 | 3 | E | 8 | 0.08 | F | 8 | 0.19 | F | 8 | 0 | 1 | D | 9 | 0 | C | 8
2001-08-05 | 6:00 | 106 | 1272 | 0 | 2 | 8 | 0 | 2 | 15 | 0 | 2 | 8 | 0 | 2 | 8 | 0 | 2 | 15 | 0 | 2 | 8 | 0 | 2 | 19 | 3 | E | 9 | 2 | E | 9 | 21.1 | A | 7 | 11.7 | A | 7 | 55 | A | 7 | 840 | A | 7 | 250 | A | 7 | 4.6 | A | 7 | 16000 | B | 7 | 6096 | A | 7 | 3 | E | 8 | 0.08 | F | 8 | 0.19 | F | 8 | 0 | 1 | D | 9 | 0 | C | 8
2001-08-05 | 7:00 | 356 | 1327 | 217 | 2 | 8 | 462 | 2 | 15 | 93 | 2 | 8 | 225 | 2 | 8 | 391 | 2 | 15 | 120 | 2 | 8 | 173 | 2 | 19 | 2 | E | 9 | 1 | E | 9 | 23.9 | A | 7 | 12.8 | A | 7 | 50 | A | 7 | 842 | A | 7 | 240 | A | 7 | 4.1 | A | 7 | 16000 | B | 7 | 6096 | A | 7 | 2.9 | E | 8 | 0.08 | F | 8 | 0.19 | F | 8 | 0 | 1 | D | 9 | 0 | C | 8
2001-08-05 | 8:00 | 601 | 1327 | 394 | 2 | 8 | 615 | 2 | 15 | 114 | 2 | 8 | 409 | 2 | 8 | 595 | 2 | 15 | 139 | 2 | 8 | 230 | 2 | 19 | 2 | E | 9 | 2 | E | 9 | 27.2 | A | 7 | 11.7 | A | 7 | 38 | A | 7 | 844 | A | 7 | 300 | B | 8 | 2.1 | A | 7 | 16000 | B | 7 | 77777 | A | 7 | 2.9 | E | 8 | 0.08 | F | 8 | 0.19 | F | 8 | 0 | 1 | D | 9 | 0 | C | 8
2001-08-05 | 9:00 | 823 | 1327 | 600 | 2 | 8 | 751 | 2 | 15 | 133 | 2 | 8 | 637 | 2 | 8 | 760 | 2 | 15 | 165 | 2 | 8 | 329 | 2 | 19 | 3 | E | 9 | 3 | E | 9 | 29.4 | A | 7 | 10.6 | A | 7 | 31 | A | 7 | 845 | A | 7 | 0 | A | 7 | 0 | A | 7 | 16000 | B | 7 | 77777 | A | 7 | 2.8 | E | 8 | 0.08 | F | 8 | 0.19 | F | 8 | 0 | 1 | D | 9 | 0 | C | 8
2001-08-05 | 10:00 | 1006 | 1327 | 739 | 2 | 8 | 781 | 2 | 15 | 145 | 2 | 8 | 774 | 2 | 8 | 785 | 2 | 15 | 177 | 2 | 8 | 428 | 2 | 19 | 6 | E | 9 | 6 | E | 9 | 31.1 | A | 7 | 8.9 | A | 7 | 25 | A | 7 | 846 | A | 7 | 310 | A | 7 | 2.6 | A | 7 | 16000 | B | 7 | 77777 | A | 7 | 2.7 | E | 8 | 0.08 | F | 8 | 0.19 | F | 8 | 0 | 1 | D | 9 | 0 | C | 8
2001-08-05 | 11:00 | 1137 | 1327 | 859 | 2 | 8 | 856 | 2 | 15 | 123 | 2 | 8 | 883 | 2 | 8 | 857 | 2 | 15 | 147 | 2 | 8 | 430 | 2 | 19 | 7 | E | 9 | 7 | E | 9 | 33.3 | A | 7 | 8.3 | A | 7 | 21 | A | 7 | 839 | A | 7 | 10 | A | 7 | 4.6 | A | 7 | 16000 | B | 7 | 77777 | A | 7 | 2.7 | E | 8 | 0.08 | F | 8 | 0.19 | F | 8 | 0 | 1 | D | 9 | 0 | C | 8
2001-08-05 | 12:00 | 1208 | 1327 | 922 | 2 | 8 | 872 | 2 | 15 | 128 | 2 | 8 | 949 | 2 | 8 | 874 | 2 | 15 | 151 | 2 | 8 | 576 | 2 | 19 | 5 | E | 9 | 5 | E | 9 | 32.8 | A | 7 | 9.4 | A | 7 | 24 | A | 7 | 847 | A | 7 | 50 | A | 7 | 5.7 | A | 7 | 16000 | B | 7 | 77777 | A | 7 | 2.7 | E | 8 | 0.08 | F | 8 | 0.19 | F | 8 | 0 | 1 | D | 9 | 0 | C | 8
2001-08-05 | 13:00 | 1213 | 1327 | 931 | 2 | 8 | 857 | 2 | 15 | 146 | 2 | 8 | 952 | 2 | 8 | 858 | 2 | 15 | 167 | 2 | 8 | 638 | 2 | 19 | 5 | E | 9 | 5 | E | 9 | 33.3 | A | 7 | 9.4 | A | 7 | 23 | A | 7 | 847 | A | 7 | 50 | A | 7 | 5.2 | A | 7 | 16000 | B | 7 | 77777 | A | 7 | 2.6 | E | 8 | 0.08 | F | 8 | 0.19 | F | 8 | 0 | 1 | D | 9 | 0 | C | 8
2001-08-05 | 14:00 | 1152 | 1327 | 886 | 2 | 8 | 879 | 2 | 15 | 122 | 2 | 8 | 913 | 2 | 8 | 881 | 2 | 15 | 147 | 2 | 8 | 449 | 2 | 19 | 5 | E | 9 | 5 | E | 9 | 33.3 | A | 7 | 9.4 | A | 7 | 23 | A | 7 | 847 | A | 7 | 70 | A | 7 | 4.6 | A | 7 | 16000 | B | 7 | 77777 | A | 7 | 2.6 | E | 8 | 0.08 | F | 8 | 0.19 | F | 8 | 0 | 1 | D | 9 | 0 | C | 8
2001-08-05 | 15:00 | 1029 | 1327 | 788 | 2 | 8 | 888 | 2 | 15 | 99 | 2 | 8 | 818 | 2 | 8 | 888 | 2 | 15 | 128 | 2 | 8 | 291 | 2 | 19 | 5 | E | 9 | 5 | E | 9 | 33.9 | A | 7 | 8.3 | A | 7 | 21 | A | 7 | 847 | A | 7 | 90 | A | 7 | 3.1 | A | 7 | 16000 | B | 7 | 77777 | A | 7 | 2.6 | E | 8 | 0.08 | F | 8 | 0.19 | F | 8 | 0 | 1 | D | 9 | 0 | C | 8
2001-08-05 | 16:00 | 853 | 1327 | 639 | 2 | 8 | 876 | 2 | 15 | 74 | 2 | 8 | 667 | 2 | 8 | 871 | 2 | 15 | 107 | 2 | 8 | 193 | 2 | 19 | 5 | E | 9 | 5 | E | 9 | 33.9 | A | 7 | 8.3 | A | 7 | 21 | A | 7 | 847 | A | 7 | 40 | A | 7 | 3.6 | A | 7 | 16000 | B | 7 | 77777 | A | 7 | 2.6 | E | 8 | 0.08 | F | 8 | 0.19 | F | 8 | 0 | 1 | D | 9 | 0 | C | 8
2001-08-05 | 17:00 | 636 | 1327 | 450 | 2 | 8 | 795 | 2 | 15 | 69 | 2 | 8 | 480 | 2 | 8 | 781 | 2 | 15 | 106 | 2 | 8 | 156 | 2 | 19 | 8 | E | 9 | 5 | A | 7 | 33.3 | A | 7 | 7.2 | A | 7 | 20 | A | 7 | 839 | A | 7 | 50 | A | 7 | 2.1 | A | 7 | 16000 | B | 7 | 77777 | A | 7 | 2.6 | E | 8 | 0.08 | F | 8 | 0.19 | F | 8 | 0 | 1 | D | 9 | 0 | C | 8
2001-08-05 | 18:00 | 392 | 1327 | 238 | 2 | 8 | 547 | 2 | 15 | 77 | 2 | 8 | 245 | 2 | 8 | 478 | 2 | 15 | 104 | 2 | 8 | 142 | 2 | 19 | 7 | E | 9 | 6 | E | 9 | 32.2 | A | 7 | 10 | A | 7 | 26 | A | 7 | 847 | A | 7 | 40 | A | 7 | 3.6 | A | 7 | 16000 | B | 7 | 77777 | A | 7 | 2.5 | E | 8 | 0.08 | F | 8 | 0.19 | F | 8 | 0 | 1 | D | 9 | 0 | C | 8
2001-08-05 | 19:00 | 140 | 1327 | 43 | 2 | 8 | 119 | 2 | 15 | 30 | 2 | 8 | 46 | 2 | 8 | 60 | 2 | 15 | 39 | 2 | 8 | 53 | 2 | 19 | 8 | E | 9 | 6 | E | 9 | 28.3 | A | 7 | 12.2 | A | 7 | 37 | A | 7 | 845 | A | 7 | 40 | A | 7 | 3.1 | A | 7 | 16000 | B | 7 | 77777 | A | 7 | 2.5 | E | 8 | 0.08 | F | 8 | 0.19 | F | 8 | 0 | 1 | D | 9 | 0 | C | 8
2001-08-05 | 20:00 | 1 | 122 | 0 | 2 | 8 | 0 | 2 | 15 | 0 | 2 | 8 | 0 | 2 | 8 | 0 | 2 | 15 | 0 | 2 | 8 | 0 | 2 | 19 | 7 | E | 9 | 6 | E | 9 | 27.2 | A | 7 | 10.6 | A | 7 | 35 | A | 7 | 846 | A | 7 | 320 | A | 7 | 6.7 | A | 7 | 16000 | B | 7 | 77777 | A | 7 | 2.5 | E | 8 | 0.08 | F | 8 | 0.19 | F | 8 | 0 | 1 | D | 9 | 0 | C | 8
2001-08-05 | 21:00 | 0 | 0 | 0 | 2 | 0 | 0 | 2 | 0 | 0 | 2 | 0 | 0 | 2 | 0 | 0 | 2 | 0 | 0 | 2 | 0 | 0 | 2 | 0 | 6 | E | 9 | 6 | E | 9 | 27.2 | A | 7 | 10 | A | 7 | 34 | A | 7 | 846 | A | 7 | 340 | A | 7 | 4.6 | A | 7 | 16000 | B | 7 | 77777 | A | 7 | 2.5 | E | 8 | 0.08 | F | 8 | 0.19 | F | 8 | 0 | 1 | D | 9 | 0 | C | 8
2001-08-05 | 22:00 | 0 | 0 | 0 | 2 | 0 | 0 | 2 | 0 | 0 | 2 | 0 | 0 | 2 | 0 | 0 | 2 | 0 | 0 | 2 | 0 | 0 | 2 | 0 | 5 | E | 9 | 5 | E | 9 | 26.1 | A | 7 | 10.6 | A | 7 | 38 | A | 7 | 845 | A | 7 | 320 | A | 7 | 3.6 | A | 7 | 16000 | B | 7 | 77777 | A | 7 | 2.5 | E | 8 | 0.08 | F | 8 | 0.19 | F | 8 | 0 | 1 | D | 9 | 0 | C | 8
2001-08-05 | 23:00 | 0 | 0 | 0 | 2 | 0 | 0 | 2 | 0 | 0 | 2 | 0 | 0 | 2 | 0 | 0 | 2 | 0 | 0 | 2 | 0 | 0 | 2 | 0 | 8 | E | 9 | 7 | E | 9 | 25 | A | 7 | 10 | A | 7 | 39 | A | 7 | 841 | A | 7 | 220 | A | 7 | 4.6 | A | 7 | 16000 | B | 7 | 77777 | A | 7 | 2.4 | E | 8 | 0.08 | F | 8 | 0.19 | F | 8 | 0 | 1 | D | 9 | 0 | C | 8
2001-08-05 | 24:00 | 0 | 0 | 0 | 2 | 0 | 0 | 2 | 0 | 0 | 2 | 0 | 0 | 2 | 0 | 0 | 2 | 0 | 0 | 2 | 0 | 0 | 2 | 0 | 4 | E | 9 | 4 | E | 9 | 23.3 | A | 7 | 10.6 | A | 7 | 45 | A | 7 | 844 | A | 7 | 200 | A | 7 | 6.7 | A | 7 | 16000 | B | 7 | 77777 | A | 7 | 2.5 | E | 8 | 0.08 | F | 8 | 0.19 | F | 8 | 0 | 1 | D | 9 | 0 | C | 8
2001-08-06 | 1:00 | 0 | 0 | 0 | 2 | 0 | 0 | 2 | 0 | 0 | 2 | 0 | 0 | 2 | 0 | 0 | 2 | 0 | 0 | 2 | 0 | 0 | 2 | 0 | 1 | E | 9 | 0 | E | 9 | 23.3 | A | 7 | 10 | A | 7 | 43 | A | 7 | 844 | A | 7 | 220 | A | 7 | 6.2 | A | 7 | 16000 | B | 7 | 77777 | A | 7 | 2.6 | E | 8 | 0.08 | F | 8 | 0.19 | F | 8 | 0 | 1 | D | 9 | 0 | C | 8
2001-08-06 | 2:00 | 0 | 0 | 0 | 2 | 0 | 0 | 2 | 0 | 0 | 2 | 0 | 0 | 2 | 0 | 0 | 2 | 0 | 0 | 2 | 0 | 0 | 2 | 0 | 2 | E | 9 | 1 | E | 9 | 23.3 | A | 7 | 10 | A | 7 | 43 | A | 7 | 844 | A | 7 | 220 | A | 7 | 6.7 | A | 7 | 16000 | B | 7 | 77777 | A | 7 | 2.6 | E | 8 | 0.08 | F | 8 | 0.19 | F | 8 | 0 | 1 | D | 9 | 0 | C | 8
2001-08-06 | 3:00 | 0 | 0 | 0 | 2 | 0 | 0 | 2 | 0 | 0 | 2 | 0 | 0 | 2 | 0 | 0 | 2 | 0 | 0 | 2 | 0 | 0 | 2 | 0 | 5 | E | 9 | 4 | E | 9 | 22.8 | A | 7 | 10 | A | 7 | 44 | A | 7 | 844 | A | 7 | 220 | A | 7 | 5.2 | A | 7 | 16000 | B | 7 | 77777 | A | 7 | 2.7 | E | 8 | 0.08 | F | 8 | 0.19 | F | 8 | 0 | 1 | D | 9 | 0 | C | 8
2001-08-06 | 4:00 | 0 | 0 | 0 | 2 | 0 | 0 | 2 | 0 | 0 | 2 | 0 | 0 | 2 | 0 | 0 | 2 | 0 | 0 | 2 | 0 | 0 | 2 | 0 | 6 | E | 9 | 5 | E | 9 | 21.7 | A | 7 | 10.6 | A | 7 | 49 | A | 7 | 844 | A | 7 | 250 | A | 7 | 3.1 | A | 7 | 16000 | B | 7 | 77777 | A | 7 | 2.8 | E | 8 | 0.08 | F | 8 | 0.19 | F | 8 | 0 | 1 | D | 9 | 0 | C | 8
2001-08-06 | 5:00 | 0 | 0 | 0 | 2 | 0 | 0 | 2 | 0 | 0 | 2 | 0 | 0 | 2 | 0 | 0 | 2 | 0 | 0 | 2 | 0 | 0 | 2 | 0 | 4 | E | 9 | 2 | E | 9 | 21.1 | A | 7 | 11.1 | A | 7 | 53 | A | 7 | 842 | A | 7 | 260 | A | 7 | 2.6 | A | 7 | 16000 | B | 7 | 7620 | A | 7 | 2.8 | E | 8 | 0.08 | F | 8 | 0.19 | F | 8 | 0 | 1 | D | 9 | 0 | C | 8
2001-08-06 | 6:00 | 103 | 1250 | 0 | 2 | 8 | 0 | 2 | 15 | 0 | 2 | 8 | 0 | 2 | 8 | 0 | 2 | 15 | 0 | 2 | 8 | 0 | 2 | 19 | 7 | E | 9 | 6 | E | 9 | 21.7 | A | 7 | 11.7 | A | 7 | 53 | A | 7 | 844 | A | 7 | 280 | A | 7 | 3.6 | A | 7 | 16000 | B | 7 | 6706 | A | 7 | 2.9 | E | 8 | 0.08 | F | 8 | 0.19 | F | 8 | 0 | 1 | D | 9 | 0 | C | 8
2001-08-06 | 7:00 | 352 | 1328 | 161 | 2 | 8 | 172 | 2 | 15 | 115 | 2 | 8 | 174 | 2 | 8 | 150 | 2 | 15 | 134 | 2 | 8 | 254 | 2 | 19 | 6 | E | 9 | 6 | E | 9 | 22.2 | A | 7 | 11.7 | A | 7 | 51 | A | 7 | 845 | A | 7 | 280 | A | 7 | 4.1 | A | 7 | 16000 | B | 7 | 6706 | A | 7 | 3 | E | 8 | 0.08 | F | 8 | 0.19 | F | 8 | 0 | 1 | D | 9 | 0 | C | 8
2001-08-06 | 8:00 | 599 | 1328 | 380 | 2 | 8 | 491 | 2 | 15 | 158 | 2 | 8 | 398 | 2 | 8 | 483 | 2 | 15 | 180 | 2 | 8 | 322 | 2 | 19 | 5 | E | 9 | 5 | E | 9 | 24.4 | A | 7 | 12.8 | A | 7 | 48 | A | 7 | 847 | A | 7 | 290 | A | 7 | 5.2 | A | 7 | 16000 | B | 7 | 6706 | A | 7 | 3.1 | E | 8 | 0.08 | F | 8 | 0.19 | F | 8 | 0 | 1 | D | 9 | 0 | C | 8
2001-08-06 | 9:00 | 821 | 1328 | 548 | 2 | 8 | 586 | 2 | 15 | 185 | 2 | 8 | 591 | 2 | 8 | 603 | 2 | 15 | 217 | 2 | 8 | 444 | 2 | 19 | 3 | E | 9 | 3 | E | 9 | 25.6 | A | 7 | 12.8 | A | 7 | 45 | A | 7 | 848 | A | 7 | 300 | A | 7 | 3.6 | A | 7 | 16000 | B | 7 | 7620 | A | 7 | 3.1 | E | 8 | 0.08 | F | 8 | 0.19 | F | 8 | 0 | 1 | D | 9 | 0 | C | 8
2001-08-06 | 10:00 | 1004 | 1328 | 733 | 2 | 8 | 733 | 2 | 15 | 177 | 2 | 8 | 779 | 2 | 8 | 748 | 2 | 15 | 212 | 2 | 8 | 564 | 2 | 19 | 6 | E | 9 | 6 | E | 9 | 29 | A | 7 | 13 | A | 7 | 37 | A | 7 | 849 | A | 7 | 30 | A | 7 | 3.6 | A | 7 | 16100 | B | 7 | 7500 | A | 7 | 3.2 | E | 8 | 0.08 | F | 8 | 0.19 | F | 8 | 0 | 1 | D | 9 | 0 | C | 8
2001-08-06 | 11:00 | 1135 | 1328 | 797 | 2 | 8 | 651 | 2 | 15 | 239 | 2 | 8 | 842 | 2 | 8 | 661 | 2 | 15 | 275 | 2 | 8 | 1028 | 2 | 19 | 3 | E | 9 | 3 | E | 9 | 31.1 | A | 7 | 12.2 | A | 7 | 31 | A | 7 | 843 | A | 7 | 50 | A | 7 | 3.6 | A | 7 | 16000 | B | 7 | 7620 | A | 7 | 3.3 | E | 8 | 0.08 | F | 8 | 0.19 | F | 8 | 0 | 1 | D | 9 | 0 | C | 8
2001-08-06 | 12:00 | 1206 | 1328 | 886 | 2 | 8 | 739 | 2 | 15 | 213 | 2 | 8 | 950 | 2 | 8 | 757 | 2 | 15 | 261 | 2 | 8 | 1190 | 2 | 19 | 3 | E | 9 | 3 | E | 9 | 32.2 | A | 7 | 10.6 | A | 7 | 27 | A | 7 | 850 | A | 7 | 140 | A | 7 | 4.6 | A | 7 | 16000 | B | 7 | 77777 | A | 7 | 3.2 | E | 8 | 0.08 | F | 8 | 0.19 | F | 8 | 0 | 1 | D | 9 | 0 | C | 8
2001-08-06 | 13:00 | 1211 | 1328 | 908 | 2 | 8 | 785 | 2 | 15 | 190 | 2 | 8 | 949 | 2 | 8 | 788 | 2 | 15 | 228 | 2 | 8 | 993 | 2 | 19 | 3 | E | 9 | 3 | E | 9 | 33.3 | A | 7 | 10.6 | A | 7 | 25 | A | 7 | 850 | A | 7 | 150 | A | 7 | 6.2 | A | 7 | 16000 | B | 7 | 77777 | A | 7 | 3 | E | 8 | 0.08 | F | 8 | 0.19 | F | 8 | 0 | 1 | D | 9 | 0 | C | 8
2001-08-06 | 14:00 | 1149 | 1328 | 863 | 2 | 8 | 795 | 2 | 15 | 173 | 2 | 8 | 904 | 2 | 8 | 800 | 2 | 15 | 210 | 2 | 8 | 722 | 2 | 19 | 7 | E | 9 | 6 | E | 9 | 31.7 | A | 7 | 10.6 | A | 7 | 27 | A | 7 | 848 | A | 7 | 130 | A | 7 | 7.7 | A | 7 | 16000 | B | 7 | 7620 | A | 7 | 2.9 | E | 8 | 0.08 | F | 8 | 0.19 | F | 8 | 0 | 1 | D | 9 | 0 | C | 8
2001-08-06 | 15:00 | 1026 | 1328 | 759 | 2 | 8 | 667 | 2 | 15 | 243 | 2 | 8 | 792 | 2 | 8 | 671 | 2 | 15 | 272 | 2 | 8 | 782 | 2 | 19 | 8 | E | 9 | 7 | E | 9 | 28.3 | A | 7 | 12.8 | A | 7 | 38 | A | 7 | 848 | A | 7 | 230 | A | 7 | 10.3 | A | 7 | 16000 | B | 7 | 4267 | A | 7 | 2.8 | E | 8 | 0.08 | F | 8 | 0.19 | F | 8 | 0 | 1 | D | 9 | 95 | C | 8
2001-08-06 | 16:00 | 850 | 1328 | 207 | 2 | 8 | 18 | 2 | 15 | 196 | 2 | 8 | 244 | 2 | 8 | 14 | 2 | 15 | 235 | 2 | 8 | 895 | 2 | 19 | 9 | E | 9 | 8 | E | 9 | 22.2 | A | 7 | 13 | A | 7 | 56 | A | 7 | 845 | A | 7 | 270 | A | 7 | 8.2 | A | 7 | 16000 | B | 7 | 2896 | A | 7 | 2.7 | E | 8 | 0.08 | F | 8 | 0.19 | F | 8 | 0 | 1 | D | 9 | 95 | C | 8
2001-08-06 | 17:00 | 632 | 1328 | 70 | 2 | 8 | 0 | 2 | 15 | 70 | 2 | 8 | 86 | 2 | 8 | 0 | 2 | 15 | 86 | 2 | 8 | 333 | 2 | 19 | 10 | B | 8 | 8 | B | 8 | 22.8 | A | 7 | 13 | A | 7 | 54 | A | 7 | 843 | A | 7 | 40 | A | 7 | 6.7 | A | 7 | 16000 | B | 7 | 2400 | A | 7 | 2.6 | E | 8 | 0.08 | F | 8 | 0.19 | F | 8 | 0 | 1 | D | 9 | 95 | C | 8
2001-08-06 | 18:00 | 388 | 1328 | 39 | 2 | 8 | 0 | 2 | 15 | 39 | 2 | 8 | 47 | 2 | 8 | 0 | 2 | 15 | 47 | 2 | 8 | 170 | 2 | 19 | 10 | E | 9 | 9 | E | 9 | 20 | A | 7 | 15 | A | 7 | 73 | A | 7 | 846 | A | 7 | 300 | A | 7 | 2.1 | A | 7 | 16000 | B | 7 | 3300 | A | 7 | 2.5 | E | 8 | 0.08 | F | 8 | 0.19 | F | 8 | 0 | 1 | D | 9 | 0 | C | 8
2001-08-06 | 19:00 | 136 | 1328 | 55 | 2 | 8 | 155 | 2 | 15 | 39 | 2 | 8 | 57 | 2 | 8 | 75 | 2 | 15 | 50 | 2 | 8 | 73 | 2 | 19 | 10 | E | 9 | 8 | E | 9 | 21.1 | A | 7 | 16 | A | 7 | 73 | A | 7 | 846 | A | 7 | 270 | A | 7 | 3.6 | A | 7 | 16000 | B | 7 | 3353 | A | 7 | 2.4 | E | 8 | 0.08 | F | 8 | 0.19 | F | 8 | 0 | 1 | D | 9 | 0 | C | 8
2001-08-06 | 20:00 | 1 | 100 | 0 | 2 | 8 | 0 | 2 | 15 | 0 | 2 | 8 | 0 | 2 | 8 | 0 | 2 | 15 | 0 | 2 | 8 | 0 | 2 | 19 | 10 | E | 9 | 6 | E | 9 | 21.7 | A | 7 | 16 | A | 7 | 70 | A | 7 | 847 | A | 7 | 320 | A | 7 | 3.1 | A | 7 | 16000 | B | 7 | 3658 | A | 7 | 2.3 | E | 8 | 0.08 | F | 8 | 0.19 | F | 8 | 0 | 1 | D | 9 | 0 | C | 8
2001-08-06 | 21:00 | 0 | 0 | 0 | 2 | 0 | 0 | 2 | 0 | 0 | 2 | 0 | 0 | 2 | 0 | 0 | 2 | 0 | 0 | 2 | 0 | 0 | 2 | 0 | 9 | E | 9 | 6 | E | 9 | 20.6 | A | 7 | 16 | A | 7 | 75 | A | 7 | 846 | A | 7 | 0 | A | 7 | 0 | A | 7 | 16000 | B | 7 | 6096 | A | 7 | 2.2 | E | 8 | 0.08 | F | 8 | 0.19 | F | 8 | 0 | 1 | D | 9 | 0 | C | 8
2001-08-06 | 22:00 | 0 | 0 | 0 | 2 | 0 | 0 | 2 | 0 | 0 | 2 | 0 | 0 | 2 | 0 | 0 | 2 | 0 | 0 | 2 | 0 | 0 | 2 | 0 | 9 | E | 9 | 5 | E | 9 | 19.4 | A | 7 | 15 | A | 7 | 76 | A | 7 | 845 | A | 7 | 240 | A | 7 | 5.7 | A | 7 | 16000 | B | 7 | 6096 | A | 7 | 2.1 | E | 8 | 0.08 | F | 8 | 0.19 | F | 8 | 10 | 1 | D | 9 | 0 | C | 8
2001-08-06 | 23:00 | 0 | 0 | 0 | 2 | 0 | 0 | 2 | 0 | 0 | 2 | 0 | 0 | 2 | 0 | 0 | 2 | 0 | 0 | 2 | 0 | 0 | 2 | 0 | 9 | E | 9 | 6 | E | 9 | 20 | A | 7 | 13 | A | 7 | 64 | A | 7 | 843 | A | 7 | 0 | A | 7 | 0 | A | 7 | 16000 | B | 7 | 6096 | A | 7 | 2 | E | 8 | 0.08 | F | 8 | 0.19 | F | 8 | 0 | 1 | D | 9 | 0 | C | 8
2001-08-06 | 24:00 | 0 | 0 | 0 | 2 | 0 | 0 | 2 | 0 | 0 | 2 | 0 | 0 | 2 | 0 | 0 | 2 | 0 | 0 | 2 | 0 | 0 | 2 | 0 | 9 | E | 9 | 7 | E | 9 | 18.9 | A | 7 | 13 | A | 7 | 69 | A | 7 | 844 | A | 7 | 180 | A | 7 | 4.1 | A | 7 | 16000 | B | 7 | 77777 | A | 7 | 2 | E | 8 | 0.08 | F | 8 | 0.19 | F | 8 | 0 | 1 | D | 9 | 0 | C | 8
2001-08-07 | 1:00 | 0 | 0 | 0 | 2 | 0 | 0 | 2 | 0 | 0 | 2 | 0 | 0 | 2 | 0 | 0 | 2 | 0 | 0 | 2 | 0 | 0 | 2 | 0 | 7 | E | 9 | 5 | E | 9 | 19.4 | A | 7 | 12 | A | 7 | 62 | A | 7 | 844 | A | 7 | 200 | A | 7 | 6.7 | A | 7 | 16000 | B | 7 | 77777 | A | 7 | 2.1 | E | 8 | 0.08 | F | 8 | 0.19 | F | 8 | 0 | 1 | D | 9 | 0 | C | 8
2001-08-07 | 2:00 | 0 | 0 | 0 | 2 | 0 | 0 | 2 | 0 | 0 | 2 | 0 | 0 | 2 | 0 | 0 | 2 | 0 | 0 | 2 | 0 | 0 | 2 | 0 | 5 | E | 9 | 4 | E | 9 | 19.4 | A | 7 | 12 | A | 7 | 62 | A | 7 | 844 | A | 7 | 200 | A | 7 | 4.1 | A | 7 | 16000 | B | 7 | 77777 | A | 7 | 2.2 | E | 8 | 0.08 | F | 8 | 0.19 | F | 8 | 0 | 1 | D | 9 | 0 | C | 8
2001-08-07 | 3:00 | 0 | 0 | 0 | 2 | 0 | 0 | 2 | 0 | 0 | 2 | 0 | 0 | 2 | 0 | 0 | 2 | 0 | 0 | 2 | 0 | 0 | 2 | 0 | 3 | E | 9 | 3 | E | 9 | 20 | A | 7 | 12 | A | 7 | 60 | A | 7 | 844 | A | 7 | 210 | A | 7 | 6.2 | A | 7 | 16000 | B | 7 | 77777 | A | 7 | 2.2 | E | 8 | 0.08 | F | 8 | 0.19 | F | 8 | 0 | 1 | D | 9 | 0 | C | 8
2001-08-07 | 4:00 | 0 | 0 | 0 | 2 | 0 | 0 | 2 | 0 | 0 | 2 | 0 | 0 | 2 | 0 | 0 | 2 | 0 | 0 | 2 | 0 | 0 | 2 | 0 | 2 | E | 9 | 1 | E | 9 | 17.2 | A | 7 | 11 | A | 7 | 67 | A | 7 | 844 | A | 7 | 180 | A | 7 | 3.6 | A | 7 | 16000 | B | 7 | 77777 | A | 7 | 2.3 | E | 8 | 0.08 | F | 8 | 0.19 | F | 8 | 0 | 1 | D | 9 | 0 | C | 8
2001-08-07 | 5:00 | 0 | 0 | 0 | 2 | 0 | 0 | 2 | 0 | 0 | 2 | 0 | 0 | 2 | 0 | 0 | 2 | 0 | 0 | 2 | 0 | 0 | 2 | 0 | 1 | E | 9 | 1 | E | 9 | 16.7 | A | 7 | 11.7 | A | 7 | 72 | A | 7 | 842 | A | 7 | 180 | A | 7 | 3.6 | A | 7 | 16000 | B | 7 | 77777 | A | 7 | 2.4 | E | 8 | 0.08 | F | 8 | 0.19 | F | 8 | 0 | 1 | D | 9 | 0 | C | 8
2001-08-07 | 6:00 | 100 | 1229 | 0 | 2 | 8 | 0 | 2 | 15 | 0 | 2 | 8 | 0 | 2 | 8 | 0 | 2 | 15 | 0 | 2 | 8 | 0 | 2 | 19 | 0 | E | 9 | 0 | E | 9 | 20 | A | 7 | 11.7 | A | 7 | 59 | A | 7 | 846 | A | 7 | 230 | A | 7 | 2.6 | A | 7 | 16000 | B | 7 | 77777 | A | 7 | 2.4 | E | 8 | 0.08 | F | 8 | 0.19 | F | 8 | 0 | 1 | D | 9 | 0 | C | 8
2001-08-07 | 7:00 | 349 | 1328 | 210 | 2 | 8 | 496 | 2 | 15 | 80 | 2 | 8 | 214 | 2 | 8 | 414 | 2 | 15 | 105 | 2 | 8 | 141 | 2 | 19 | 0 | E | 9 | 0 | E | 9 | 20.6 | A | 7 | 12.2 | A | 7 | 59 | A | 7 | 845 | A | 7 | 250 | A | 7 | 4.6 | A | 7 | 16000 | B | 7 | 77777 | A | 7 | 2.5 | E | 8 | 0.08 | F | 8 | 0.19 | F | 8 | 0 | 1 | D | 9 | 0 | C | 8
2001-08-07 | 8:00 | 596 | 1328 | 429 | 2 | 8 | 765 | 2 | 15 | 85 | 2 | 8 | 443 | 2 | 8 | 736 | 2 | 15 | 112 | 2 | 8 | 170 | 2 | 19 | 2 | E | 9 | 1 | E | 9 | 22.2 | A | 7 | 12.8 | A | 7 | 55 | A | 7 | 846 | A | 7 | 250 | A | 7 | 2.6 | A | 7 | 16000 | B | 7 | 77777 | A | 7 | 2.5 | E | 8 | 0.08 | F | 8 | 0.19 | F | 8 | 0 | 1 | D | 9 | 0 | C | 8
2001-08-07 | 9:00 | 819 | 1328 | 581 | 2 | 8 | 727 | 2 | 15 | 132 | 2 | 8 | 617 | 2 | 8 | 736 | 2 | 15 | 163 | 2 | 8 | 325 | 2 | 19 | 3 | E | 9 | 3 | E | 9 | 25 | A | 7 | 12.8 | A | 7 | 47 | A | 7 | 847 | A | 7 | 260 | A | 7 | 2.6 | A | 7 | 16000 | B | 7 | 77777 | A | 7 | 2.6 | E | 8 | 0.08 | F | 8 | 0.19 | F | 8 | 0 | 1 | D | 9 | 0 | C | 8
2001-08-07 | 10:00 | 1002 | 1328 | 771 | 2 | 8 | 854 | 2 | 15 | 125 | 2 | 8 | 820 | 2 | 8 | 863 | 2 | 15 | 167 | 2 | 8 | 381 | 2 | 19 | 3 | E | 9 | 3 | E | 9 | 27.2 | A | 7 | 11.7 | A | 7 | 38 | A | 7 | 848 | A | 7 | 0 | A | 7 | 0 | A | 7 | 16000 | B | 7 | 77777 | A | 7 | 2.7 | E | 8 | 0.08 | F | 8 | 0.19 | F | 8 | 0 | 1 | D | 9 | 0 | C | 8
2001-08-07 | 11:00 | 1133 | 1328 | 890 | 2 | 8 | 910 | 2 | 15 | 111 | 2 | 8 | 918 | 2 | 8 | 912 | 2 | 15 | 138 | 2 | 8 | 400 | 2 | 19 | 3 | E | 9 | 3 | E | 9 | 31.1 | A | 7 | 10.6 | A | 7 | 28 | A | 7 | 841 | A | 7 | 130 | A | 7 | 5.2 | A | 7 | 16000 | B | 7 | 77777 | A | 7 | 2.7 | E | 8 | 0.08 | F | 8 | 0.19 | F | 8 | 0 | 1 | D | 9 | 0 | C | 8
2001-08-07 | 12:00 | 1204 | 1328 | 916 | 2 | 8 | 848 | 2 | 15 | 147 | 2 | 8 | 938 | 2 | 8 | 849 | 2 | 15 | 167 | 2 | 8 | 610 | 2 | 19 | 3 | E | 9 | 3 | E | 9 | 32.8 | A | 7 | 8.9 | A | 7 | 23 | A | 7 | 848 | A | 7 | 120 | A | 7 | 5.7 | A | 7 | 16000 | B | 7 | 77777 | A | 7 | 2.8 | E | 8 | 0.08 | F | 8 | 0.19 | F | 8 | 0 | 1 | D | 9 | 0 | C | 8
2001-08-07 | 13:00 | 1208 | 1328 | 949 | 2 | 8 | 893 | 2 | 15 | 135 | 2 | 8 | 974 | 2 | 8 | 895 | 2 | 15 | 158 | 2 | 8 | 594 | 2 | 19 | 3 | E | 9 | 3 | E | 9 | 32.2 | A | 7 | 8.9 | A | 7 | 24 | A | 7 | 847 | A | 7 | 160 | A | 7 | 4.6 | A | 7 | 16000 | B | 7 | 77777 | A | 7 | 2.9 | E | 8 | 0.08 | F | 8 | 0.19 | F | 8 | 0 | 1 | D | 9 | 0 | C | 8
2001-08-07 | 14:00 | 1147 | 1328 | 880 | 2 | 8 | 753 | 2 | 15 | 228 | 2 | 8 | 933 | 2 | 8 | 767 | 2 | 15 | 270 | 2 | 8 | 1020 | 2 | 19 | 4 | E | 9 | 3 | E | 9 | 33.9 | A | 7 | 8.9 | A | 7 | 22 | A | 7 | 847 | A | 7 | 150 | A | 7 | 5.7 | A | 7 | 16000 | B | 7 | 77777 | A | 7 | 3 | E | 8 | 0.08 | F | 8 | 0.19 | F | 8 | 0 | 1 | D | 9 | 0 | C | 8
2001-08-07 | 15:00 | 1024 | 1328 | 391 | 2 | 8 | 155 | 2 | 15 | 272 | 2 | 8 | 437 | 2 | 8 | 166 | 2 | 15 | 309 | 2 | 8 | 921 | 2 | 19 | 4 | E | 9 | 4 | E | 9 | 33.3 | A | 7 | 8.9 | A | 7 | 22 | A | 7 | 846 | A | 7 | 130 | A | 7 | 8.2 | A | 7 | 16000 | B | 7 | 77777 | A | 7 | 3.1 | E | 8 | 0.08 | F | 8 | 0.19 | F | 8 | 0 | 1 | D | 9 | 0 | C | 8
2001-08-07 | 16:00 | 847 | 1328 | 576 | 2 | 8 | 562 | 2 | 15 | 217 | 2 | 8 | 613 | 2 | 8 | 579 | 2 | 15 | 244 | 2 | 8 | 542 | 2 | 19 | 5 | E | 9 | 4 | E | 9 | 32.8 | A | 7 | 8.3 | A | 7 | 22 | A | 7 | 846 | A | 7 | 150 | A | 7 | 6.7 | A | 7 | 16000 | B | 7 | 77777 | A | 7 | 3.2 | E | 8 | 0.08 | F | 8 | 0.19 | F | 8 | 0 | 1 | D | 9 | 0 | C | 8
2001-08-07 | 17:00 | 628 | 1328 | 439 | 2 | 8 | 765 | 2 | 15 | 76 | 2 | 8 | 462 | 2 | 8 | 747 | 2 | 15 | 108 | 2 | 8 | 165 | 2 | 19 | 5 | E | 9 | 5 | A | 7 | 30.6 | A | 7 | 8.3 | A | 7 | 25 | A | 7 | 837 | A | 7 | 160 | A | 7 | 4.6 | A | 7 | 16000 | B | 7 | 77777 | A | 7 | 3.3 | E | 8 | 0.08 | F | 8 | 0.19 | F | 8 | 0 | 1 | D | 9 | 0 | C | 8
2001-08-07 | 18:00 | 384 | 1328 | 242 | 2 | 8 | 698 | 2 | 15 | 40 | 2 | 8 | 255 | 2 | 8 | 623 | 2 | 15 | 75 | 2 | 8 | 95 | 2 | 19 | 4 | E | 9 | 4 | E | 9 | 30 | A | 7 | 8.3 | A | 7 | 26 | A | 7 | 844 | A | 7 | 130 | A | 7 | 7.2 | A | 7 | 16000 | B | 7 | 77777 | A | 7 | 3.4 | E | 8 | 0.08 | F | 8 | 0.19 | F | 8 | 0 | 1 | D | 9 | 0 | C | 8
2001-08-07 | 19:00 | 132 | 1328 | 53 | 2 | 8 | 345 | 2 | 15 | 20 | 2 | 8 | 55 | 2 | 8 | 213 | 2 | 15 | 34 | 2 | 8 | 40 | 2 | 19 | 4 | E | 9 | 4 | E | 9 | 27.8 | A | 7 | 8.3 | A | 7 | 29 | A | 7 | 843 | A | 7 | 140 | A | 7 | 5.7 | A | 7 | 16000 | B | 7 | 77777 | A | 7 | 3.4 | E | 8 | 0.08 | F | 8 | 0.19 | F | 8 | 0 | 1 | D | 9 | 0 | C | 8
2001-08-07 | 20:00 | 0 | 77 | 0 | 2 | 8 | 0 | 2 | 15 | 0 | 2 | 8 | 0 | 2 | 8 | 0 | 2 | 15 | 0 | 2 | 8 | 0 | 2 | 19 | 4 | B | 8 | 4 | B | 8 | 24.4 | A | 7 | 8.3 | A | 7 | 36 | A | 7 | 842 | A | 7 | 150 | A | 7 | 4.6 | A | 7 | 16000 | B | 7 | 77777 | A | 7 | 3.5 | E | 8 | 0.08 | F | 8 | 0.19 | F | 8 | 0 | 1 | D | 9 | 0 | C | 8
2001-08-07 | 21:00 | 0 | 0 | 0 | 2 | 0 | 0 | 2 | 0 | 0 | 2 | 0 | 0 | 2 | 0 | 0 | 2 | 0 | 0 | 2 | 0 | 0 | 2 | 0 | 3 | E | 9 | 3 | E | 9 | 22.2 | A | 7 | 6.7 | A | 7 | 37 | A | 7 | 842 | A | 7 | 160 | A | 7 | 5.2 | A | 7 | 16000 | B | 7 | 77777 | A | 7 | 3.6 | E | 8 | 0.08 | F | 8 | 0.19 | F | 8 | 0 | 1 | D | 9 | 0 | C | 8
2001-08-07 | 22:00 | 0 | 0 | 0 | 2 | 0 | 0 | 2 | 0 | 0 | 2 | 0 | 0 | 2 | 0 | 0 | 2 | 0 | 0 | 2 | 0 | 0 | 2 | 0 | 3 | E | 9 | 3 | E | 9 | 22.2 | A | 7 | 7.2 | A | 7 | 38 | A | 7 | 841 | A | 7 | 180 | A | 7 | 6.2 | A | 7 | 16000 | B | 7 | 77777 | A | 7 | 3.7 | E | 8 | 0.08 | F | 8 | 0.19 | F | 8 | 0 | 1 | D | 9 | 0 | C | 8
2001-08-07 | 23:00 | 0 | 0 | 0 | 2 | 0 | 0 | 2 | 0 | 0 | 2 | 0 | 0 | 2 | 0 | 0 | 2 | 0 | 0 | 2 | 0 | 0 | 2 | 0 | 0 | E | 9 | 0 | E | 9 | 21.7 | A | 7 | 7.2 | A | 7 | 39 | A | 7 | 837 | A | 7 | 160 | A | 7 | 6.2 | A | 7 | 16000 | B | 7 | 77777 | A | 7 | 3.8 | E | 8 | 0.08 | F | 8 | 0.19 | F | 8 | 0 | 1 | D | 9 | 0 | C | 8
2001-08-07 | 24:00 | 0 | 0 | 0 | 2 | 0 | 0 | 2 | 0 | 0 | 2 | 0 | 0 | 2 | 0 | 0 | 2 | 0 | 0 | 2 | 0 | 0 | 2 | 0 | 1 | E | 9 | 1 | E | 9 | 21.7 | A | 7 | 6.7 | A | 7 | 38 | A | 7 | 840 | A | 7 | 200 | A | 7 | 5.7 | A | 7 | 16000 | B | 7 | 77777 | A | 7 | 3.6 | E | 8 | 0.08 | F | 8 | 0.19 | F | 8 | 0 | 1 | D | 9 | 0 | C | 8
2001-08-08 | 1:00 | 0 | 0 | 0 | 2 | 0 | 0 | 2 | 0 | 0 | 2 | 0 | 0 | 2 | 0 | 0 | 2 | 0 | 0 | 2 | 0 | 0 | 2 | 0 | 1 | E | 9 | 0 | E | 9 | 21.1 | A | 7 | 7.8 | A | 7 | 42 | A | 7 | 839 | A | 7 | 190 | A | 7 | 7.2 | A | 7 | 16000 | B | 7 | 77777 | A | 7 | 3.5 | E | 8 | 0.08 | F | 8 | 0.19 | F | 8 | 0 | 1 | D | 9 | 0 | C | 8
2001-08-08 | 2:00 | 0 | 0 | 0 | 2 | 0 | 0 | 2 | 0 | 0 | 2 | 0 | 0 | 2 | 0 | 0 | 2 | 0 | 0 | 2 | 0 | 0 | 2 | 0 | 1 | E | 9 | 1 | E | 9 | 19.4 | A | 7 | 7.8 | A | 7 | 47 | A | 7 | 837 | A | 7 | 180 | A | 7 | 6.2 | A | 7 | 16000 | B | 7 | 77777 | A | 7 | 3.3 | E | 8 | 0.08 | F | 8 | 0.19 | F | 8 | 0 | 1 | D | 9 | 0 | C | 8
2001-08-08 | 3:00 | 0 | 0 | 0 | 2 | 0 | 0 | 2 | 0 | 0 | 2 | 0 | 0 | 2 | 0 | 0 | 2 | 0 | 0 | 2 | 0 | 0 | 2 | 0 | 2 | E | 9 | 2 | E | 9 | 18.9 | A | 7 | 7.8 | A | 7 | 48 | A | 7 | 837 | A | 7 | 180 | A | 7 | 5.7 | A | 7 | 16000 | B | 7 | 77777 | A | 7 | 3.1 | E | 8 | 0.08 | F | 8 | 0.19 | F | 8 | 0 | 1 | D | 9 | 0 | C | 8
2001-08-08 | 4:00 | 0 | 0 | 0 | 2 | 0 | 0 | 2 | 0 | 0 | 2 | 0 | 0 | 2 | 0 | 0 | 2 | 0 | 0 | 2 | 0 | 0 | 2 | 0 | 0 | E | 9 | 0 | E | 9 | 20 | A | 7 | 7.2 | A | 7 | 43 | A | 7 | 837 | A | 7 | 190 | A | 7 | 4.6 | A | 7 | 16000 | B | 7 | 77777 | A | 7 | 3 | E | 8 | 0.08 | F | 8 | 0.19 | F | 8 | 0 | 1 | D | 9 | 0 | C | 8
2001-08-08 | 5:00 | 0 | 0 | 0 | 2 | 0 | 0 | 2 | 0 | 0 | 2 | 0 | 0 | 2 | 0 | 0 | 2 | 0 | 0 | 2 | 0 | 0 | 2 | 0 | 0 | E | 9 | 0 | E | 9 | 17.8 | A | 7 | 7.8 | A | 7 | 52 | A | 7 | 835 | A | 7 | 280 | A | 7 | 4.1 | A | 7 | 16000 | B | 7 | 77777 | A | 7 | 2.8 | E | 8 | 0.08 | F | 8 | 0.19 | F | 8 | 0 | 1 | D | 9 | 0 | C | 8
2001-08-08 | 6:00 | 97 | 1207 | 0 | 2 | 8 | 0 | 2 | 15 | 0 | 2 | 8 | 0 | 2 | 8 | 0 | 2 | 15 | 0 | 2 | 8 | 0 | 2 | 19 | 3 | E | 9 | 3 | E | 9 | 18.9 | A | 7 | 8.9 | A | 7 | 52 | A | 7 | 837 | A | 7 | 220 | A | 7 | 3.6 | A | 7 | 16000 | B | 7 | 77777 | A | 7 | 2.6 | E | 8 | 0.08 | F | 8 | 0.19 | F | 8 | 0 | 1 | D | 9 | 0 | C | 8
2001-08-08 | 7:00 | 346 | 1329 | 211 | 2 | 8 | 511 | 2 | 15 | 78 | 2 | 8 | 215 | 2 | 8 | 425 | 2 | 15 | 104 | 2 | 8 | 138 | 2 | 19 | 3 | E | 9 | 3 | E | 9 | 21.1 | A | 7 | 8.9 | A | 7 | 46 | A | 7 | 839 | A | 7 | 240 | A | 7 | 5.7 | A | 7 | 16000 | B | 7 | 77777 | A | 7 | 2.4 | E | 8 | 0.08 | F | 8 | 0.19 | F | 8 | 0 | 1 | D | 9 | 0 | C | 8
2001-08-08 | 8:00 | 593 | 1329 | 423 | 2 | 8 | 753 | 2 | 15 | 86 | 2 | 8 | 436 | 2 | 8 | 724 | 2 | 15 | 113 | 2 | 8 | 170 | 2 | 19 | 3 | E | 9 | 3 | E | 9 | 23.9 | A | 7 | 11.1 | A | 7 | 45 | A | 7 | 840 | A | 7 | 260 | A | 7 | 4.1 | A | 7 | 16000 | B | 7 | 77777 | A | 7 | 2.3 | E | 8 | 0.08 | F | 8 | 0.19 | F | 8 | 0 | 1 | D | 9 | 0 | C | 8
2001-08-08 | 9:00 | 816 | 1329 | 607 | 2 | 8 | 849 | 2 | 15 | 85 | 2 | 8 | 633 | 2 | 8 | 841 | 2 | 15 | 115 | 2 | 8 | 195 | 2 | 19 | 2 | E | 9 | 2 | A | 7 | 26.1 | A | 7 | 10 | A | 7 | 36 | A | 7 | 841 | A | 7 | 290 | B | 8 | 2.1 | A | 7 | 16000 | B | 7 | 77777 | A | 7 | 2.1 | E | 8 | 0.08 | F | 8 | 0.19 | F | 8 | 0 | 1 | D | 9 | 0 | C | 8
2001-08-08 | 10:00 | 1000 | 1329 | 746 | 2 | 8 | 848 | 2 | 15 | 106 | 2 | 8 | 771 | 2 | 8 | 847 | 2 | 15 | 132 | 2 | 8 | 281 | 2 | 19 | 6 | E | 9 | 5 | E | 9 | 27.8 | A | 7 | 10 | A | 7 | 33 | A | 7 | 841 | A | 7 | 330 | B | 8 | 2.1 | A | 7 | 16000 | B | 7 | 77777 | A | 7 | 1.9 | E | 8 | 0.08 | F | 8 | 0.19 | F | 8 | 0 | 1 | D | 9 | 0 | C | 8
2001-08-08 | 11:00 | 1131 | 1329 | 816 | 2 | 8 | 730 | 2 | 15 | 193 | 2 | 8 | 875 | 2 | 8 | 748 | 2 | 15 | 236 | 2 | 8 | 832 | 2 | 19 | 3 | E | 9 | 3 | E | 9 | 30.6 | A | 7 | 9.4 | A | 7 | 27 | A | 7 | 834 | A | 7 | 0 | A | 7 | 0 | A | 7 | 16000 | B | 7 | 77777 | A | 7 | 1.8 | E | 8 | 0.08 | F | 8 | 0.19 | F | 8 | 0 | 1 | D | 9 | 0 | C | 8
2001-08-08 | 12:00 | 1201 | 1329 | 874 | 2 | 8 | 715 | 2 | 15 | 226 | 2 | 8 | 933 | 2 | 8 | 731 | 2 | 15 | 271 | 2 | 8 | 1232 | 2 | 19 | 3 | E | 9 | 3 | E | 9 | 31.7 | A | 7 | 9.4 | A | 7 | 25 | A | 7 | 841 | A | 7 | 210 | A | 7 | 2.6 | A | 7 | 16000 | B | 7 | 77777 | A | 7 | 1.8 | E | 8 | 0.08 | F | 8 | 0.19 | F | 8 | 0 | 1 | D | 9 | 0 | C | 8
2001-08-08 | 13:00 | 1206 | 1329 | 937 | 2 | 8 | 869 | 2 | 15 | 146 | 2 | 8 | 958 | 2 | 8 | 870 | 2 | 15 | 167 | 2 | 8 | 614 | 2 | 19 | 4 | E | 9 | 3 | E | 9 | 32.2 | A | 7 | 8.3 | A | 7 | 23 | A | 7 | 841 | A | 7 | 240 | B | 8 | 1.5 | A | 7 | 16000 | B | 7 | 77777 | A | 7 | 1.8 | E | 8 | 0.08 | F | 8 | 0.19 | F | 8 | 0 | 1 | D | 9 | 0 | C | 8
2001-08-08 | 14:00 | 1144 | 1329 | 857 | 2 | 8 | 777 | 2 | 15 | 186 | 2 | 8 | 890 | 2 | 8 | 778 | 2 | 15 | 218 | 2 | 8 | 746 | 2 | 19 | 4 | E | 9 | 4 | E | 9 | 33.3 | A | 7 | 8.3 | A | 7 | 21 | A | 7 | 841 | A | 7 | 260 | B | 8 | 2.6 | A | 7 | 16000 | B | 7 | 77777 | A | 7 | 1.9 | E | 8 | 0.08 | F | 8 | 0.19 | F | 8 | 0 | 1 | D | 9 | 0 | C | 8
2001-08-08 | 15:00 | 1021 | 1329 | 776 | 2 | 8 | 852 | 2 | 15 | 121 | 2 | 8 | 800 | 2 | 8 | 851 | 2 | 15 | 146 | 2 | 8 | 307 | 2 | 19 | 6 | E | 9 | 5 | E | 9 | 31.7 | A | 7 | 7.2 | A | 7 | 22 | A | 7 | 840 | A | 7 | 290 | B | 8 | 3.1 | A | 7 | 16000 | B | 7 | 77777 | A | 7 | 1.9 | E | 8 | 0.08 | F | 8 | 0.19 | F | 8 | 0 | 1 | D | 9 | 0 | C | 8
2001-08-08 | 16:00 | 843 | 1329 | 599 | 2 | 8 | 728 | 2 | 15 | 136 | 2 | 8 | 637 | 2 | 8 | 738 | 2 | 15 | 167 | 2 | 8 | 344 | 2 | 19 | 6 | E | 9 | 4 | E | 9 | 32.2 | A | 7 | 10 | A | 7 | 26 | A | 7 | 840 | A | 7 | 310 | A | 7 | 7.2 | A | 7 | 16000 | B | 7 | 77777 | A | 7 | 1.9 | E | 8 | 0.08 | F | 8 | 0.19 | F | 8 | 0 | 1 | D | 9 | 0 | C | 8
2001-08-08 | 17:00 | 625 | 1329 | 433 | 2 | 8 | 759 | 2 | 15 | 75 | 2 | 8 | 456 | 2 | 8 | 741 | 2 | 15 | 107 | 2 | 8 | 163 | 2 | 19 | 5 | E | 9 | 5 | A | 7 | 31.1 | A | 7 | 8.3 | A | 7 | 24 | A | 7 | 832 | A | 7 | 330 | A | 7 | 8.8 | A | 7 | 16000 | B | 7 | 77777 | A | 7 | 2 | E | 8 | 0.08 | F | 8 | 0.19 | F | 8 | 0 | 1 | D | 9 | 0 | C | 8
2001-08-08 | 18:00 | 379 | 1329 | 236 | 2 | 8 | 501 | 2 | 15 | 93 | 2 | 8 | 247 | 2 | 8 | 435 | 2 | 15 | 123 | 2 | 8 | 173 | 2 | 19 | 9 | E | 9 | 5 | E | 9 | 26.7 | A | 7 | 11.7 | A | 7 | 39 | A | 7 | 839 | A | 7 | 350 | A | 7 | 8.2 | A | 7 | 16000 | B | 7 | 6706 | A | 7 | 2 | E | 8 | 0.08 | F | 8 | 0.19 | F | 8 | 0 | 1 | D | 9 | 0 | C | 8
2001-08-08 | 19:00 | 127 | 1329 | 12 | 2 | 8 | 0 | 2 | 15 | 12 | 2 | 8 | 14 | 2 | 8 | 0 | 2 | 15 | 14 | 2 | 8 | 47 | 2 | 19 | 9 | E | 9 | 7 | E | 9 | 26.1 | A | 7 | 9.4 | A | 7 | 35 | A | 7 | 839 | A | 7 | 220 | A | 7 | 6.2 | A | 7 | 16000 | B | 7 | 6706 | A | 7 | 2 | E | 8 | 0.08 | F | 8 | 0.19 | F | 8 | 0 | 1 | D | 9 | 0 | C | 8
2001-08-08 | 20:00 | 0 | 55 | 0 | 2 | 8 | 0 | 2 | 15 | 0 | 2 | 8 | 0 | 2 | 8 | 0 | 2 | 15 | 0 | 2 | 8 | 0 | 2 | 19 | 8 | E | 9 | 7 | E | 9 | 22.8 | A | 7 | 10.6 | A | 7 | 46 | A | 7 | 838 | A | 7 | 200 | A | 7 | 5.7 | A | 7 | 16000 | B | 7 | 3658 | A | 7 | 2.1 | E | 8 | 0.08 | F | 8 | 0.19 | F | 8 | 0 | 1 | D | 9 | 0 | C | 8
2001-08-08 | 21:00 | 0 | 0 | 0 | 2 | 0 | 0 | 2 | 0 | 0 | 2 | 0 | 0 | 2 | 0 | 0 | 2 | 0 | 0 | 2 | 0 | 0 | 2 | 0 | 8 | E | 9 | 7 | E | 9 | 22.2 | A | 7 | 10.6 | A | 7 | 48 | A | 7 | 838 | A | 7 | 260 | A | 7 | 3.6 | A | 7 | 16000 | B | 7 | 4267 | A | 7 | 2.1 | E | 8 | 0.08 | F | 8 | 0.19 | F | 8 | 0 | 1 | D | 9 | 0 | C | 8
2001-08-08 | 22:00 | 0 | 0 | 0 | 2 | 0 | 0 | 2 | 0 | 0 | 2 | 0 | 0 | 2 | 0 | 0 | 2 | 0 | 0 | 2 | 0 | 0 | 2 | 0 | 9 | E | 9 | 8 | E | 9 | 21.7 | A | 7 | 10.6 | A | 7 | 49 | A | 7 | 839 | A | 7 | 330 | A | 7 | 4.6 | A | 7 | 16000 | B | 7 | 4267 | A | 7 | 2.1 | E | 8 | 0.08 | F | 8 | 0.19 | F | 8 | 0 | 1 | D | 9 | 0 | C | 8
2001-08-08 | 23:00 | 0 | 0 | 0 | 2 | 0 | 0 | 2 | 0 | 0 | 2 | 0 | 0 | 2 | 0 | 0 | 2 | 0 | 0 | 2 | 0 | 0 | 2 | 0 | 7 | E | 9 | 6 | E | 9 | 20 | A | 7 | 12.2 | A | 7 | 61 | A | 7 | 839 | A | 7 | 10 | A | 7 | 11.8 | A | 7 | 16000 | B | 7 | 77777 | A | 7 | 2.2 | E | 8 | 0.08 | F | 8 | 0.19 | F | 8 | 0 | 1 | D | 9 | 0 | C | 8
2001-08-08 | 24:00 | 0 | 0 | 0 | 2 | 0 | 0 | 2 | 0 | 0 | 2 | 0 | 0 | 2 | 0 | 0 | 2 | 0 | 0 | 2 | 0 | 0 | 2 | 0 | 8 | E | 9 | 7 | E | 9 | 18.3 | A | 7 | 13.3 | A | 7 | 73 | A | 7 | 838 | A | 7 | 360 | A | 7 | 7.2 | A | 7 | 16000 | B | 7 | 77777 | A | 7 | 2.1 | E | 8 | 0.08 | F | 8 | 0.19 | F | 8 | 0 | 1 | D | 9 | 0 | C | 8
2001-08-09 | 1:00 | 0 | 0 | 0 | 2 | 0 | 0 | 2 | 0 | 0 | 2 | 0 | 0 | 2 | 0 | 0 | 2 | 0 | 0 | 2 | 0 | 0 | 2 | 0 | 9 | E | 9 | 9 | E | 9 | 18.9 | A | 7 | 13.3 | A | 7 | 70 | A | 7 | 839 | A | 7 | 360 | A | 7 | 5.2 | A | 7 | 16000 | B | 7 | 2438 | A | 7 | 2.1 | E | 8 | 0.08 | F | 8 | 0.19 | F | 8 | 0 | 1 | D | 9 | 0 | C | 8
2001-08-09 | 2:00 | 0 | 0 | 0 | 2 | 0 | 0 | 2 | 0 | 0 | 2 | 0 | 0 | 2 | 0 | 0 | 2 | 0 | 0 | 2 | 0 | 0 | 2 | 0 | 9 | E | 9 | 9 | E | 9 | 18.9 | A | 7 | 12.2 | A | 7 | 65 | A | 7 | 839 | A | 7 | 330 | A | 7 | 6.2 | A | 7 | 16000 | B | 7 | 2591 | A | 7 | 2.1 | E | 8 | 0.08 | F | 8 | 0.19 | F | 8 | 0 | 1 | D | 9 | 0 | C | 8
2001-08-09 | 3:00 | 0 | 0 | 0 | 2 | 0 | 0 | 2 | 0 | 0 | 2 | 0 | 0 | 2 | 0 | 0 | 2 | 0 | 0 | 2 | 0 | 0 | 2 | 0 | 10 | E | 9 | 9 | E | 9 | 18.3 | A | 7 | 12.2 | A | 7 | 68 | A | 7 | 840 | A | 7 | 10 | A | 7 | 3.6 | A | 7 | 16000 | B | 7 | 2438 | A | 7 | 2.1 | E | 8 | 0.08 | F | 8 | 0.19 | F | 8 | 0 | 1 | D | 9 | 0 | C | 8
2001-08-09 | 4:00 | 0 | 0 | 0 | 2 | 0 | 0 | 2 | 0 | 0 | 2 | 0 | 0 | 2 | 0 | 0 | 2 | 0 | 0 | 2 | 0 | 0 | 2 | 0 | 10 | E | 9 | 10 | E | 9 | 18.3 | A | 7 | 12.2 | A | 7 | 68 | A | 7 | 840 | A | 7 | 350 | A | 7 | 6.2 | A | 7 | 16000 | B | 7 | 2591 | A | 7 | 2.1 | E | 8 | 0.08 | F | 8 | 0.19 | F | 8 | 0 | 1 | D | 9 | 0 | C | 8
2001-08-09 | 5:00 | 0 | 0 | 0 | 2 | 0 | 0 | 2 | 0 | 0 | 2 | 0 | 0 | 2 | 0 | 0 | 2 | 0 | 0 | 2 | 0 | 0 | 2 | 0 | 10 | E | 9 | 10 | E | 9 | 17.8 | A | 7 | 12.8 | A | 7 | 73 | A | 7 | 840 | A | 7 | 20 | A | 7 | 5.2 | A | 7 | 16000 | B | 7 | 2286 | A | 7 | 2.1 | E | 8 | 0.08 | F | 8 | 0.19 | F | 8 | 0 | 1 | D | 9 | 0 | C | 8
2001-08-09 | 6:00 | 93 | 1185 | 0 | 2 | 8 | 0 | 2 | 15 | 0 | 2 | 8 | 0 | 2 | 8 | 0 | 2 | 15 | 0 | 2 | 8 | 0 | 2 | 19 | 10 | E | 9 | 10 | E | 9 | 17.2 | A | 7 | 13.3 | A | 7 | 78 | A | 7 | 842 | A | 7 | 20 | A | 7 | 6.2 | A | 7 | 16000 | B | 7 | 488 | A | 7 | 2.1 | E | 8 | 0.08 | F | 8 | 0.19 | F | 8 | 0 | 1 | D | 9 | 0 | C | 8
2001-08-09 | 7:00 | 343 | 1329 | 49 | 2 | 8 | 0 | 2 | 15 | 49 | 2 | 8 | 58 | 2 | 8 | 0 | 2 | 15 | 58 | 2 | 8 | 201 | 2 | 19 | 10 | E | 9 | 10 | E | 9 | 17.2 | A | 7 | 13.9 | A | 7 | 81 | A | 7 | 842 | A | 7 | 40 | A | 7 | 6.7 | A | 7 | 16000 | B | 7 | 396 | A | 7 | 2.1 | E | 8 | 0.08 | F | 8 | 0.19 | F | 8 | 0 | 1 | D | 9 | 61 | C | 8
2001-08-09 | 8:00 | 590 | 1329 | 69 | 2 | 8 | 0 | 2 | 15 | 69 | 2 | 8 | 84 | 2 | 8 | 0 | 2 | 15 | 84 | 2 | 8 | 321 | 2 | 19 | 10 | E | 9 | 10 | E | 9 | 16.1 | A | 7 | 13.9 | A | 7 | 87 | A | 7 | 843 | A | 7 | 60 | A | 7 | 6.7 | A | 7 | 12800 | B | 7 | 396 | A | 7 | 2.1 | E | 8 | 0.08 | F | 8 | 0.19 | F | 8 | 0 | 1 | D | 9 | 0 | C | 8
2001-08-09 | 9:00 | 813 | 1329 | 98 | 2 | 8 | 0 | 2 | 15 | 98 | 2 | 8 | 121 | 2 | 8 | 0 | 2 | 15 | 121 | 2 | 8 | 490 | 2 | 19 | 10 | E | 9 | 10 | E | 9 | 15.6 | A | 7 | 12.8 | A | 7 | 83 | A | 7 | 844 | A | 7 | 50 | A | 7 | 6.7 | A | 7 | 11200 | B | 7 | 305 | A | 7 | 2.1 | E | 8 | 0.08 | F | 8 | 0.19 | F | 8 | 0 | 1 | D | 9 | 10 | C | 8
2001-08-09 | 10:00 | 997 | 1329 | 120 | 2 | 8 | 0 | 2 | 15 | 120 | 2 | 8 | 150 | 2 | 8 | 0 | 2 | 15 | 150 | 2 | 8 | 627 | 2 | 19 | 10 | E | 9 | 10 | E | 9 | 15.6 | A | 7 | 12.2 | A | 7 | 80 | A | 7 | 844 | A | 7 | 20 | A | 7 | 5.7 | A | 7 | 16000 | B | 7 | 366 | A | 7 | 2 | E | 8 | 0.08 | F | 8 | 0.19 | F | 8 | 0 | 1 | D | 9 | 0 | C | 8
2001-08-09 | 11:00 | 1129 | 1329 | 142 | 2 | 8 | 0 | 2 | 15 | 142 | 2 | 8 | 178 | 2 | 8 | 0 | 2 | 15 | 178 | 2 | 8 | 745 | 2 | 19 | 10 | E | 9 | 10 | E | 9 | 14.4 | A | 7 | 12.2 | A | 7 | 87 | A | 7 | 843 | A | 7 | 10 | A | 7 | 6.2 | A | 7 | 11200 | B | 7 | 427 | A | 7 | 2 | E | 8 | 0.08 | F | 8 | 0.19 | F | 8 | 0 | 1 | D | 9 | 10 | C | 8
2001-08-09 | 12:00 | 1199 | 1329 | 194 | 2 | 8 | 0 | 2 | 15 | 194 | 2 | 8 | 241 | 2 | 8 | 0 | 2 | 15 | 241 | 2 | 8 | 987 | 2 | 19 | 10 | E | 9 | 10 | E | 9 | 14.4 | A | 7 | 12.8 | A | 7 | 90 | A | 7 | 844 | A | 7 | 330 | A | 7 | 4.6 | A | 7 | 11200 | B | 7 | 671 | A | 7 | 2.1 | E | 8 | 0.08 | F | 8 | 0.19 | F | 8 | 0 | 1 | D | 9 | 0 | C | 8
2001-08-09 | 13:00 | 1204 | 1329 | 281 | 2 | 8 | 6 | 2 | 15 | 275 | 2 | 8 | 339 | 2 | 8 | 5 | 2 | 15 | 334 | 2 | 8 | 1318 | 2 | 19 | 10 | E | 9 | 10 | E | 9 | 17.2 | A | 7 | 10 | A | 7 | 63 | A | 7 | 845 | A | 7 | 350 | A | 7 | 5.2 | A | 7 | 11200 | B | 7 | 1067 | A | 7 | 2.2 | E | 8 | 0.08 | F | 8 | 0.19 | F | 8 | 0 | 1 | D | 9 | 0 | C | 8
2001-08-09 | 14:00 | 1142 | 1329 | 194 | 2 | 8 | 6 | 2 | 15 | 188 | 2 | 8 | 238 | 2 | 8 | 5 | 2 | 15 | 234 | 2 | 8 | 955 | 2 | 19 | 10 | E | 9 | 10 | E | 9 | 17.2 | A | 7 | 9.4 | A | 7 | 60 | A | 7 | 844 | A | 7 | 340 | A | 7 | 3.1 | A | 7 | 11200 | B | 7 | 914 | A | 7 | 2.3 | E | 8 | 0.08 | F | 8 | 0.19 | F | 8 | 0 | 1 | D | 9 | 0 | C | 8
2001-08-09 | 15:00 | 1018 | 1329 | 431 | 2 | 8 | 113 | 2 | 15 | 344 | 2 | 8 | 473 | 2 | 8 | 120 | 2 | 15 | 381 | 2 | 8 | 1155 | 2 | 19 | 10 | E | 9 | 10 | E | 9 | 18.3 | A | 7 | 9.4 | A | 7 | 56 | A | 7 | 844 | A | 7 | 350 | A | 7 | 3.1 | A | 7 | 11200 | B | 7 | 1372 | A | 7 | 2.5 | E | 8 | 0.08 | F | 8 | 0.19 | F | 8 | 3 | 1 | D | 9 | 0 | C | 8
2001-08-09 | 16:00 | 840 | 1329 | 263 | 2 | 8 | 24 | 2 | 15 | 248 | 2 | 8 | 304 | 2 | 8 | 21 | 2 | 15 | 290 | 2 | 8 | 1058 | 2 | 19 | 8 | E | 9 | 8 | E | 9 | 18.9 | A | 7 | 8.3 | A | 7 | 50 | A | 7 | 844 | A | 7 | 0 | A | 7 | 0 | A | 7 | 16000 | B | 7 | 1676 | A | 7 | 2.6 | E | 8 | 0.08 | F | 8 | 0.19 | F | 8 | 0 | 1 | D | 9 | 0 | C | 8
2001-08-09 | 17:00 | 621 | 1329 | 235 | 2 | 8 | 47 | 2 | 15 | 213 | 2 | 8 | 258 | 2 | 8 | 47 | 2 | 15 | 236 | 2 | 8 | 611 | 2 | 19 | 10 | E | 9 | 10 | A | 7 | 18.9 | A | 7 | 8.3 | A | 7 | 50 | A | 7 | 841 | A | 7 | 0 | A | 7 | 0 | A | 7 | 16000 | B | 7 | 1676 | A | 7 | 2.7 | E | 8 | 0.08 | F | 8 | 0.19 | F | 8 | 0 | 1 | D | 9 | 0 | C | 8
2001-08-09 | 18:00 | 375 | 1329 | 82 | 2 | 8 | 0 | 2 | 15 | 82 | 2 | 8 | 94 | 2 | 8 | 0 | 2 | 15 | 94 | 2 | 8 | 313 | 2 | 19 | 10 | E | 9 | 10 | E | 9 | 18.9 | A | 7 | 8.3 | A | 7 | 50 | A | 7 | 844 | A | 7 | 210 | A | 7 | 2.6 | A | 7 | 16000 | B | 7 | 1676 | A | 7 | 2.8 | E | 8 | 0.08 | F | 8 | 0.19 | F | 8 | 0 | 1 | D | 9 | 0 | C | 8
2001-08-09 | 19:00 | 122 | 1329 | 6 | 2 | 8 | 0 | 2 | 15 | 6 | 2 | 8 | 8 | 2 | 8 | 0 | 2 | 15 | 8 | 2 | 8 | 25 | 2 | 19 | 10 | E | 9 | 10 | E | 9 | 18.3 | A | 7 | 9.4 | A | 7 | 56 | A | 7 | 844 | A | 7 | 220 | A | 7 | 3.6 | A | 7 | 16000 | B | 7 | 1676 | A | 7 | 2.9 | E | 8 | 0.08 | F | 8 | 0.19 | F | 8 | 0 | 1 | D | 9 | 0 | C | 8
2001-08-09 | 20:00 | 0 | 11 | 0 | 2 | 0 | 0 | 2 | 0 | 0 | 2 | 0 | 0 | 2 | 1 | 0 | 2 | 2 | 0 | 2 | 2 | 0 | 2 | 1 | 5 | E | 9 | 5 | E | 9 | 17.2 | A | 7 | 11.1 | A | 7 | 67 | A | 7 | 844 | A | 7 | 230 | A | 7 | 3.1 | A | 7 | 16000 | B | 7 | 6096 | A | 7 | 3 | E | 8 | 0.08 | F | 8 | 0.19 | F | 8 | 0 | 1 | D | 9 | 0 | C | 8
2001-08-09 | 21:00 | 0 | 0 | 0 | 2 | 0 | 0 | 2 | 0 | 0 | 2 | 0 | 0 | 2 | 0 | 0 | 2 | 0 | 0 | 2 | 0 | 0 | 2 | 0 | 8 | E | 9 | 8 | E | 9 | 16.7 | A | 7 | 11.7 | A | 7 | 72 | A | 7 | 844 | A | 7 | 230 | A | 7 | 3.1 | A | 7 | 16000 | B | 7 | 1676 | A | 7 | 3.1 | E | 8 | 0.08 | F | 8 | 0.19 | F | 8 | 0 | 1 | D | 9 | 0 | C | 8
2001-08-09 | 22:00 | 0 | 0 | 0 | 2 | 0 | 0 | 2 | 0 | 0 | 2 | 0 | 0 | 2 | 0 | 0 | 2 | 0 | 0 | 2 | 0 | 0 | 2 | 0 | 6 | E | 9 | 6 | E | 9 | 15.6 | A | 7 | 11.7 | A | 7 | 78 | A | 7 | 843 | A | 7 | 230 | A | 7 | 2.6 | A | 7 | 16000 | B | 7 | 77777 | A | 7 | 3.2 | E | 8 | 0.08 | F | 8 | 0.19 | F | 8 | 0 | 1 | D | 9 | 0 | C | 8
2001-08-09 | 23:00 | 0 | 0 | 0 | 2 | 0 | 0 | 2 | 0 | 0 | 2 | 0 | 0 | 2 | 0 | 0 | 2 | 0 | 0 | 2 | 0 | 0 | 2 | 0 | 7 | E | 9 | 5 | E | 9 | 12.8 | A | 7 | 10.6 | A | 7 | 86 | A | 7 | 841 | A | 7 | 150 | A | 7 | 2.6 | A | 7 | 11200 | B | 7 | 77777 | A | 7 | 3.3 | E | 8 | 0.08 | F | 8 | 0.19 | F | 8 | 0 | 1 | D | 9 | 0 | C | 8
2001-08-09 | 24:00 | 0 | 0 | 0 | 2 | 0 | 0 | 2 | 0 | 0 | 2 | 0 | 0 | 2 | 0 | 0 | 2 | 0 | 0 | 2 | 0 | 0 | 2 | 0 | 9 | E | 9 | 8 | E | 9 | 13.3 | A | 7 | 11.1 | A | 7 | 87 | A | 7 | 842 | A | 7 | 160 | A | 7 | 3.6 | A | 7 | 12800 | B | 7 | 3353 | A | 7 | 3.3 | E | 8 | 0.08 | F | 8 | 0.19 | F | 8 | 0 | 1 | D | 9 | 0 | C | 8
2001-08-10 | 1:00 | 0 | 0 | 0 | 2 | 0 | 0 | 2 | 0 | 0 | 2 | 0 | 0 | 2 | 0 | 0 | 2 | 0 | 0 | 2 | 0 | 0 | 2 | 0 | 8 | E | 9 | 5 | E | 9 | 13.9 | A | 7 | 10.6 | A | 7 | 80 | A | 7 | 842 | A | 7 | 160 | A | 7 | 3.1 | A | 7 | 16000 | B | 7 | 3658 | A | 7 | 3.2 | E | 8 | 0.08 | F | 8 | 0.19 | F | 8 | 0 | 1 | D | 9 | 0 | C | 8
2001-08-10 | 2:00 | 0 | 0 | 0 | 2 | 0 | 0 | 2 | 0 | 0 | 2 | 0 | 0 | 2 | 0 | 0 | 2 | 0 | 0 | 2 | 0 | 0 | 2 | 0 | 4 | E | 9 | 2 | E | 9 | 13.9 | A | 7 | 11.1 | A | 7 | 83 | A | 7 | 841 | A | 7 | 110 | A | 7 | 2.6 | A | 7 | 16000 | B | 7 | 3658 | A | 7 | 3.2 | E | 8 | 0.08 | F | 8 | 0.19 | F | 8 | 0 | 1 | D | 9 | 0 | C | 8
2001-08-10 | 3:00 | 0 | 0 | 0 | 2 | 0 | 0 | 2 | 0 | 0 | 2 | 0 | 0 | 2 | 0 | 0 | 2 | 0 | 0 | 2 | 0 | 0 | 2 | 0 | 8 | E | 9 | 6 | E | 9 | 14.4 | A | 7 | 10.6 | A | 7 | 78 | A | 7 | 840 | A | 7 | 120 | A | 7 | 3.6 | A | 7 | 16000 | B | 7 | 77777 | A | 7 | 3.2 | E | 8 | 0.08 | F | 8 | 0.19 | F | 8 | 0 | 1 | D | 9 | 0 | C | 8
2001-08-10 | 4:00 | 0 | 0 | 0 | 2 | 0 | 0 | 2 | 0 | 0 | 2 | 0 | 0 | 2 | 0 | 0 | 2 | 0 | 0 | 2 | 0 | 0 | 2 | 0 | 6 | E | 9 | 4 | E | 9 | 13.9 | A | 7 | 10.6 | A | 7 | 80 | A | 7 | 839 | A | 7 | 150 | A | 7 | 3.6 | A | 7 | 16000 | B | 7 | 77777 | A | 7 | 3.2 | E | 8 | 0.08 | F | 8 | 0.19 | F | 8 | 0 | 1 | D | 9 | 0 | C | 8
2001-08-10 | 5:00 | 0 | 0 | 0 | 2 | 0 | 0 | 2 | 0 | 0 | 2 | 0 | 0 | 2 | 0 | 0 | 2 | 0 | 0 | 2 | 0 | 0 | 2 | 0 | 5 | E | 9 | 4 | E | 9 | 13.3 | A | 7 | 10.6 | A | 7 | 84 | A | 7 | 839 | A | 7 | 90 | A | 7 | 2.1 | A | 7 | 16000 | B | 7 | 6706 | A | 7 | 3.1 | E | 8 | 0.08 | F | 8 | 0.19 | F | 8 | 0 | 1 | D | 9 | 0 | C | 8
2001-08-10 | 6:00 | 90 | 1163 | 0 | 2 | 8 | 0 | 2 | 15 | 0 | 2 | 8 | 0 | 2 | 8 | 0 | 2 | 15 | 0 | 2 | 8 | 0 | 2 | 19 | 5 | E | 9 | 5 | E | 9 | 13.9 | A | 7 | 11.1 | A | 7 | 83 | A | 7 | 840 | A | 7 | 0 | A | 7 | 0 | A | 7 | 16000 | B | 7 | 6706 | A | 7 | 3.1 | E | 8 | 0.08 | F | 8 | 0.19 | F | 8 | 0 | 1 | D | 9 | 0 | C | 8
2001-08-10 | 7:00 | 340 | 1330 | 33 | 2 | 8 | 0 | 2 | 15 | 33 | 2 | 8 | 40 | 2 | 8 | 0 | 2 | 15 | 40 | 2 | 8 | 141 | 2 | 19 | 9 | E | 9 | 8 | E | 9 | 15.6 | A | 7 | 11.7 | A | 7 | 78 | A | 7 | 841 | A | 7 | 240 | A | 7 | 3.6 | A | 7 | 16000 | B | 7 | 3048 | A | 7 | 3.1 | E | 8 | 0.08 | F | 8 | 0.19 | F | 8 | 0 | 1 | D | 9 | 0 | C | 8
2001-08-10 | 8:00 | 587 | 1330 | 69 | 2 | 8 | 0 | 2 | 15 | 69 | 2 | 8 | 84 | 2 | 8 | 0 | 2 | 15 | 84 | 2 | 8 | 321 | 2 | 19 | 9 | E | 9 | 8 | E | 9 | 15 | A | 7 | 11.1 | A | 7 | 77 | A | 7 | 842 | A | 7 | 280 | A | 7 | 4.6 | A | 7 | 16000 | B | 7 | 3048 | A | 7 | 3.1 | E | 8 | 0.08 | F | 8 | 0.19 | F | 8 | 0 | 1 | D | 9 | 0 | C | 8
2001-08-10 | 9:00 | 811 | 1330 | 157 | 2 | 8 | 0 | 2 | 15 | 157 | 2 | 8 | 187 | 2 | 8 | 0 | 2 | 15 | 187 | 2 | 8 | 734 | 2 | 19 | 9 | E | 9 | 9 | E | 9 | 15.6 | A | 7 | 11.1 | A | 7 | 75 | A | 7 | 842 | A | 7 | 280 | A | 7 | 4.6 | A | 7 | 16000 | B | 7 | 3048 | A | 7 | 3.1 | E | 8 | 0.08 | F | 8 | 0.19 | F | 8 | 0 | 1 | D | 9 | 0 | C | 8
2001-08-10 | 10:00 | 995 | 1330 | 645 | 2 | 8 | 466 | 2 | 15 | 295 | 2 | 8 | 681 | 2 | 8 | 484 | 2 | 15 | 318 | 2 | 8 | 932 | 2 | 19 | 7 | E | 9 | 7 | E | 9 | 18.3 | A | 7 | 11.7 | A | 7 | 65 | A | 7 | 843 | A | 7 | 310 | A | 7 | 3.1 | A | 7 | 16000 | B | 7 | 77777 | A | 7 | 3 | E | 8 | 0.08 | F | 8 | 0.19 | F | 8 | 0 | 1 | D | 9 | 0 | C | 8
2001-08-10 | 11:00 | 1126 | 1330 | 822 | 2 | 8 | 718 | 2 | 15 | 213 | 2 | 8 | 875 | 2 | 8 | 733 | 2 | 15 | 253 | 2 | 8 | 897 | 2 | 19 | 6 | E | 9 | 4 | E | 9 | 21.7 | A | 7 | 11.7 | A | 7 | 53 | A | 7 | 840 | A | 7 | 320 | B | 8 | 2.6 | A | 7 | 16000 | B | 7 | 7620 | A | 7 | 3 | E | 8 | 0.08 | F | 8 | 0.19 | F | 8 | 0 | 1 | D | 9 | 0 | C | 8
2001-08-10 | 12:00 | 1197 | 1330 | 892 | 2 | 8 | 697 | 2 | 15 | 263 | 2 | 8 | 942 | 2 | 8 | 706 | 2 | 15 | 304 | 2 | 8 | 1388 | 2 | 19 | 7 | E | 9 | 6 | E | 9 | 22.8 | A | 7 | 11.7 | A | 7 | 50 | A | 7 | 845 | A | 7 | 320 | A | 7 | 3.6 | A | 7 | 16000 | B | 7 | 7620 | A | 7 | 2.9 | E | 8 | 0.08 | F | 8 | 0.19 | F | 8 | 0 | 1 | D | 9 | 0 | C | 8
2001-08-10 | 13:00 | 1201 | 1330 | 513 | 2 | 8 | 120 | 2 | 15 | 405 | 2 | 8 | 568 | 2 | 8 | 128 | 2 | 15 | 451 | 2 | 8 | 1959 | 2 | 19 | 7 | E | 9 | 5 | E | 9 | 22.8 | A | 7 | 11.1 | A | 7 | 48 | A | 7 | 844 | A | 7 | 0 | A | 7 | 0 | A | 7 | 16000 | B | 7 | 7620 | A | 7 | 2.8 | E | 8 | 0.08 | F | 8 | 0.19 | F | 8 | 0 | 1 | D | 9 | 0 | C | 8
2001-08-10 | 14:00 | 1139 | 1330 | 428 | 2 | 8 | 72 | 2 | 15 | 367 | 2 | 8 | 474 | 2 | 8 | 74 | 2 | 15 | 410 | 2 | 8 | 1623 | 2 | 19 | 4 | E | 9 | 3 | E | 9 | 25 | A | 7 | 11.7 | A | 7 | 43 | A | 7 | 844 | A | 7 | 230 | A | 7 | 2.6 | A | 7 | 16000 | B | 7 | 7620 | A | 7 | 2.8 | E | 8 | 0.08 | F | 8 | 0.19 | F | 8 | 0 | 1 | D | 9 | 0 | C | 8
2001-08-10 | 15:00 | 1014 | 1330 | 736 | 2 | 8 | 619 | 2 | 15 | 262 | 2 | 8 | 789 | 2 | 8 | 645 | 2 | 15 | 296 | 2 | 8 | 850 | 2 | 19 | 6 | E | 9 | 6 | E | 9 | 26.1 | A | 7 | 11.1 | A | 7 | 39 | A | 7 | 844 | A | 7 | 110 | A | 7 | 2.6 | A | 7 | 16000 | B | 7 | 6706 | A | 7 | 2.7 | E | 8 | 0.08 | F | 8 | 0.19 | F | 8 | 0 | 1 | D | 9 | 0 | C | 8
2001-08-10 | 16:00 | 836 | 1330 | 458 | 2 | 8 | 308 | 2 | 15 | 264 | 2 | 8 | 494 | 2 | 8 | 329 | 2 | 15 | 287 | 2 | 8 | 682 | 2 | 19 | 9 | E | 9 | 7 | E | 9 | 26.1 | A | 7 | 10.6 | A | 7 | 38 | A | 7 | 844 | A | 7 | 110 | A | 7 | 2.1 | A | 7 | 16000 | B | 7 | 4572 | A | 7 | 2.6 | E | 8 | 0.08 | F | 8 | 0.19 | F | 8 | 0 | 1 | D | 9 | 0 | C | 8
2001-08-10 | 17:00 | 617 | 1330 | 69 | 2 | 8 | 0 | 2 | 15 | 69 | 2 | 8 | 84 | 2 | 8 | 0 | 2 | 15 | 84 | 2 | 8 | 326 | 2 | 19 | 10 | E | 9 | 10 | A | 7 | 21.7 | A | 7 | 11.7 | A | 7 | 53 | A | 7 | 838 | A | 7 | 20 | A | 7 | 10.8 | A | 7 | 16000 | B | 7 | 18410 | A | 7 | 2.5 | E | 8 | 0.08 | F | 8 | 0.19 | F | 8 | 5 | 1 | D | 9 | 17 | C | 8
2001-08-10 | 18:00 | 371 | 1330 | 38 | 2 | 8 | 0 | 2 | 15 | 38 | 2 | 8 | 46 | 2 | 8 | 0 | 2 | 15 | 46 | 2 | 8 | 164 | 2 | 19 | 9 | E | 9 | 8 | E | 9 | 20 | A | 7 | 10 | A | 7 | 53 | A | 7 | 843 | A | 7 | 250 | A | 7 | 10.8 | A | 7 | 8000 | B | 7 | 18349 | A | 7 | 2.5 | E | 8 | 0.08 | F | 8 | 0.19 | F | 8 | 0 | 1 | D | 9 | 17 | C | 8
2001-08-10 | 19:00 | 118 | 1318 | 26 | 2 | 8 | 72 | 2 | 15 | 20 | 2 | 8 | 29 | 2 | 8 | 33 | 2 | 15 | 26 | 2 | 8 | 34 | 2 | 19 | 10 | E | 9 | 9 | E | 9 | 17.2 | A | 7 | 13.9 | A | 7 | 81 | A | 7 | 841 | A | 7 | 0 | A | 7 | 0 | A | 7 | 16000 | B | 7 | 18288 | A | 7 | 2.4 | E | 8 | 0.08 | F | 8 | 0.19 | F | 8 | 0 | 1 | D | 9 | 10 | C | 8
2001-08-10 | 20:00 | 0 | 0 | 0 | 2 | 0 | 0 | 2 | 0 | 0 | 2 | 0 | 0 | 2 | 0 | 0 | 2 | 0 | 0 | 2 | 0 | 0 | 2 | 0 | 9 | E | 9 | 9 | E | 9 | 17.2 | A | 7 | 15 | A | 7 | 87 | A | 7 | 842 | A | 7 | 160 | A | 7 | 2.6 | A | 7 | 16000 | B | 7 | 3048 | A | 7 | 2.3 | E | 8 | 0.08 | F | 8 | 0.19 | F | 8 | 0 | 1 | D | 9 | 0 | C | 8
2001-08-10 | 21:00 | 0 | 0 | 0 | 2 | 0 | 0 | 2 | 0 | 0 | 2 | 0 | 0 | 2 | 0 | 0 | 2 | 0 | 0 | 2 | 0 | 0 | 2 | 0 | 10 | E | 9 | 9 | E | 9 | 16.1 | A | 7 | 13.9 | A | 7 | 87 | A | 7 | 841 | A | 7 | 160 | A | 7 | 5.7 | A | 7 | 16000 | B | 7 | 3048 | A | 7 | 2.2 | E | 8 | 0.08 | F | 8 | 0.19 | F | 8 | 0 | 1 | D | 9 | 0 | C | 8
2001-08-10 | 22:00 | 0 | 0 | 0 | 2 | 0 | 0 | 2 | 0 | 0 | 2 | 0 | 0 | 2 | 0 | 0 | 2 | 0 | 0 | 2 | 0 | 0 | 2 | 0 | 5 | E | 9 | 5 | E | 9 | 15.6 | A | 7 | 13.3 | A | 7 | 86 | A | 7 | 840 | A | 7 | 160 | A | 7 | 6.2 | A | 7 | 16000 | B | 7 | 77777 | A | 7 | 2.2 | E | 8 | 0.08 | F | 8 | 0.19 | F | 8 | 18 | 1 | D | 9 | 0 | C | 8
2001-08-10 | 23:00 | 0 | 0 | 0 | 2 | 0 | 0 | 2 | 0 | 0 | 2 | 0 | 0 | 2 | 0 | 0 | 2 | 0 | 0 | 2 | 0 | 0 | 2 | 0 | 2 | E | 9 | 2 | E | 9 | 15.6 | A | 7 | 13.3 | A | 7 | 86 | A | 7 | 839 | A | 7 | 180 | A | 7 | 5.7 | A | 7 | 16000 | B | 7 | 7620 | A | 7 | 2.1 | E | 8 | 0.08 | F | 8 | 0.19 | F | 8 | 0 | 1 | D | 9 | 0 | C | 8
2001-08-10 | 24:00 | 0 | 0 | 0 | 2 | 0 | 0 | 2 | 0 | 0 | 2 | 0 | 0 | 2 | 0 | 0 | 2 | 0 | 0 | 2 | 0 | 0 | 2 | 0 | 0 | E | 9 | 0 | E | 9 | 15.6 | A | 7 | 12.2 | A | 7 | 80 | A | 7 | 840 | A | 7 | 200 | A | 7 | 4.6 | A | 7 | 16000 | B | 7 | 77777 | A | 7 | 2.1 | E | 8 | 0.08 | F | 8 | 0.19 | F | 8 | 0 | 1 | D | 9 | 0 | C | 8
2001-08-11 | 1:00 | 0 | 0 | 0 | 2 | 0 | 0 | 2 | 0 | 0 | 2 | 0 | 0 | 2 | 0 | 0 | 2 | 0 | 0 | 2 | 0 | 0 | 2 | 0 | 0 | B | 8 | 0 | B | 8 | 15 | A | 7 | 12.2 | A | 7 | 83 | A | 7 | 839 | A | 7 | 210 | A | 7 | 4.6 | A | 7 | 16000 | B | 7 | 77777 | A | 7 | 2.1 | E | 8 | 0.08 | F | 8 | 0.19 | F | 8 | 0 | 1 | D | 9 | 0 | C | 8
2001-08-11 | 2:00 | 0 | 0 | 0 | 2 | 0 | 0 | 2 | 0 | 0 | 2 | 0 | 0 | 2 | 0 | 0 | 2 | 0 | 0 | 2 | 0 | 0 | 2 | 0 | 0 | E | 9 | 0 | E | 9 | 14.4 | A | 7 | 12.2 | A | 7 | 87 | A | 7 | 838 | A | 7 | 220 | A | 7 | 4.6 | A | 7 | 16000 | B | 7 | 77777 | A | 7 | 2.2 | E | 8 | 0.08 | F | 8 | 0.19 | F | 8 | 0 | 1 | D | 9 | 0 | C | 8
2001-08-11 | 3:00 | 0 | 0 | 0 | 2 | 0 | 0 | 2 | 0 | 0 | 2 | 0 | 0 | 2 | 0 | 0 | 2 | 0 | 0 | 2 | 0 | 0 | 2 | 0 | 0 | E | 9 | 0 | E | 9 | 14.4 | A | 7 | 12.2 | A | 7 | 87 | A | 7 | 838 | A | 7 | 220 | A | 7 | 3.6 | A | 7 | 16000 | B | 7 | 77777 | A | 7 | 2.2 | E | 8 | 0.08 | F | 8 | 0.19 | F | 8 | 0 | 1 | D | 9 | 0 | C | 8
2001-08-11 | 4:00 | 0 | 0 | 0 | 2 | 0 | 0 | 2 | 0 | 0 | 2 | 0 | 0 | 2 | 0 | 0 | 2 | 0 | 0 | 2 | 0 | 0 | 2 | 0 | 2 | B | 8 | 2 | B | 8 | 12.8 | A | 7 | 11.1 | A | 7 | 89 | A | 7 | 838 | A | 7 | 210 | A | 7 | 2.1 | A | 7 | 16000 | B | 7 | 77777 | A | 7 | 2.3 | E | 8 | 0.08 | F | 8 | 0.19 | F | 8 | 0 | 1 | D | 9 | 10 | C | 8
2001-08-11 | 5:00 | 0 | 0 | 0 | 2 | 0 | 0 | 2 | 0 | 0 | 2 | 0 | 0 | 2 | 0 | 0 | 2 | 0 | 0 | 2 | 0 | 0 | 2 | 0 | 4 | E | 9 | 4 | E | 9 | 13.3 | A | 7 | 11.1 | A | 7 | 87 | A | 7 | 838 | A | 7 | 240 | A | 7 | 2.6 | A | 7 | 4800 | B | 7 | 77777 | A | 7 | 2.3 | E | 8 | 0.08 | F | 8 | 0.19 | F | 8 | 0 | 1 | D | 9 | 10 | C | 8
2001-08-11 | 6:00 | 87 | 1142 | 0 | 2 | 8 | 0 | 2 | 15 | 0 | 2 | 8 | 0 | 2 | 8 | 0 | 2 | 15 | 0 | 2 | 8 | 0 | 2 | 19 | 10 | E | 9 | 10 | A | 7 | 13.9 | A | 7 | 12.8 | A | 7 | 93 | A | 7 | 840 | A | 7 | 270 | A | 7 | 2.1 | A | 7 | 100 | B | 7 | 30 | A | 7 | 2.3 | E | 8 | 0.08 | F | 8 | 0.19 | F | 8 | 0 | 1 | D | 9 | 44 | C | 8
2001-08-11 | 7:00 | 336 | 1330 | 115 | 2 | 8 | 40 | 2 | 15 | 105 | 2 | 8 | 126 | 2 | 8 | 35 | 2 | 15 | 117 | 2 | 8 | 263 | 2 | 19 | 8 | E | 9 | 8 | E | 9 | 15 | A | 7 | 14.4 | A | 7 | 96 | A | 7 | 841 | A | 7 | 280 | A | 7 | 3.1 | A | 7 | 400 | B | 7 | 30 | A | 7 | 2.4 | E | 8 | 0.08 | F | 8 | 0.19 | F | 8 | 0 | 1 | D | 9 | 44 | C | 8
2001-08-11 | 8:00 | 584 | 1330 | 389 | 2 | 8 | 536 | 2 | 15 | 153 | 2 | 8 | 408 | 2 | 8 | 524 | 2 | 15 | 177 | 2 | 8 | 309 | 2 | 19 | 6 | B | 8 | 6 | B | 8 | 17.8 | A | 7 | 14.4 | A | 7 | 80 | A | 7 | 842 | A | 7 | 260 | A | 7 | 3.1 | A | 7 | 4800 | B | 7 | 77777 | A | 7 | 2.4 | E | 8 | 0.08 | F | 8 | 0.19 | F | 8 | 0 | 1 | D | 9 | 45 | C | 8
2001-08-11 | 9:00 | 808 | 1330 | 595 | 2 | 8 | 776 | 2 | 15 | 122 | 2 | 8 | 615 | 2 | 8 | 769 | 2 | 15 | 147 | 2 | 8 | 269 | 2 | 19 | 5 | E | 9 | 5 | E | 9 | 20.6 | A | 7 | 13.3 | A | 7 | 63 | A | 7 | 843 | A | 7 | 260 | A | 7 | 5.7 | A | 7 | 14400 | B | 7 | 77777 | A | 7 | 2.4 | E | 8 | 0.08 | F | 8 | 0.19 | F | 8 | 0 | 1 | D | 9 | 0 | C | 8
2001-08-11 | 10:00 | 992 | 1330 | 759 | 2 | 8 | 884 | 2 | 15 | 97 | 2 | 8 | 786 | 2 | 8 | 883 | 2 | 15 | 126 | 2 | 8 | 267 | 2 | 19 | 3 | E | 9 | 3 | E | 9 | 22.8 | A | 7 | 13.3 | A | 7 | 55 | A | 7 | 844 | A | 7 | 270 | A | 7 | 3.1 | A | 7 | 16000 | B | 7 | 77777 | A | 7 | 2.5 | E | 8 | 0.08 | F | 8 | 0.19 | F | 8 | 0 | 1 | D | 9 | 0 | C | 8
2001-08-11 | 11:00 | 1124 | 1330 | 865 | 2 | 8 | 904 | 2 | 15 | 99 | 2 | 8 | 896 | 2 | 8 | 907 | 2 | 15 | 128 | 2 | 8 | 363 | 2 | 19 | 3 | E | 9 | 3 | E | 9 | 25 | A | 7 | 11.1 | A | 7 | 42 | A | 7 | 845 | A | 7 | 120 | A | 7 | 2.1 | A | 7 | 16000 | B | 7 | 77777 | A | 7 | 2.5 | E | 8 | 0.08 | F | 8 | 0.19 | F | 8 | 0 | 1 | D | 9 | 0 | C | 8
2001-08-11 | 12:00 | 1194 | 1330 | 929 | 2 | 8 | 920 | 2 | 15 | 101 | 2 | 8 | 962 | 2 | 8 | 924 | 2 | 15 | 130 | 2 | 8 | 461 | 2 | 19 | 5 | E | 9 | 5 | E | 9 | 26.7 | A | 7 | 10 | A | 7 | 35 | A | 7 | 845 | A | 7 | 140 | A | 7 | 3.6 | A | 7 | 16000 | B | 7 | 77777 | A | 7 | 2.5 | E | 8 | 0.08 | F | 8 | 0.19 | F | 8 | 0 | 1 | D | 9 | 0 | C | 8
2001-08-11 | 13:00 | 1198 | 1330 | 913 | 2 | 8 | 821 | 2 | 15 | 171 | 2 | 8 | 963 | 2 | 8 | 828 | 2 | 15 | 215 | 2 | 8 | 857 | 2 | 19 | 5 | E | 9 | 4 | E | 9 | 28.3 | A | 7 | 7.2 | A | 7 | 26 | A | 7 | 845 | A | 7 | 130 | A | 7 | 3.6 | A | 7 | 16000 | B | 7 | 77777 | A | 7 | 2.6 | E | 8 | 0.08 | F | 8 | 0.19 | F | 8 | 0 | 1 | D | 9 | 0 | C | 8
2001-08-11 | 14:00 | 1136 | 1330 | 874 | 2 | 8 | 831 | 2 | 15 | 163 | 2 | 8 | 921 | 2 | 8 | 837 | 2 | 15 | 204 | 2 | 8 | 655 | 2 | 19 | 6 | E | 9 | 5 | E | 9 | 29.4 | A | 7 | 5.6 | A | 7 | 22 | A | 7 | 846 | A | 7 | 110 | A | 7 | 5.2 | A | 7 | 16000 | B | 7 | 7620 | A | 7 | 2.6 | E | 8 | 0.08 | F | 8 | 0.19 | F | 8 | 0 | 1 | D | 9 | 0 | C | 8
2001-08-11 | 15:00 | 1011 | 1330 | 661 | 2 | 8 | 512 | 2 | 15 | 271 | 2 | 8 | 707 | 2 | 8 | 533 | 2 | 15 | 300 | 2 | 8 | 876 | 2 | 19 | 8 | E | 9 | 7 | E | 9 | 29.4 | A | 7 | 5.6 | A | 7 | 22 | A | 7 | 845 | A | 7 | 120 | A | 7 | 4.1 | A | 7 | 16000 | B | 7 | 7620 | A | 7 | 2.7 | E | 8 | 0.08 | F | 8 | 0.19 | F | 8 | 0 | 1 | D | 9 | 0 | C | 8
2001-08-11 | 16:00 | 833 | 1330 | 564 | 2 | 8 | 633 | 2 | 15 | 167 | 2 | 8 | 590 | 2 | 8 | 635 | 2 | 15 | 192 | 2 | 8 | 404 | 2 | 19 | 7 | E | 9 | 6 | E | 9 | 28.3 | A | 7 | 4.4 | A | 7 | 22 | A | 7 | 845 | A | 7 | 40 | B | 8 | 2.1 | A | 7 | 16000 | B | 7 | 7620 | A | 7 | 2.7 | E | 8 | 0.08 | F | 8 | 0.19 | F | 8 | 0 | 1 | D | 9 | 0 | C | 8
2001-08-11 | 17:00 | 612 | 1330 | 378 | 2 | 8 | 525 | 2 | 15 | 136 | 2 | 8 | 404 | 2 | 8 | 519 | 2 | 15 | 164 | 2 | 8 | 274 | 2 | 19 | 9 | E | 9 | 8 | A | 7 | 26.7 | A | 7 | 8.9 | A | 7 | 33 | A | 7 | 838 | A | 7 | 310 | A | 7 | 7.7 | A | 7 | 16000 | B | 7 | 3658 | A | 7 | 2.7 | E | 8 | 0.08 | F | 8 | 0.19 | F | 8 | 0 | 1 | D | 9 | 0 | C | 8
2001-08-11 | 18:00 | 366 | 1330 | 181 | 2 | 8 | 336 | 2 | 15 | 89 | 2 | 8 | 190 | 2 | 8 | 288 | 2 | 15 | 111 | 2 | 8 | 165 | 2 | 19 | 5 | E | 9 | 5 | E | 9 | 27.2 | A | 7 | 8.9 | A | 7 | 32 | A | 7 | 845 | A | 7 | 360 | A | 7 | 2.1 | A | 7 | 16000 | B | 7 | 7620 | A | 7 | 2.8 | E | 8 | 0.08 | F | 8 | 0.19 | F | 8 | 0 | 1 | D | 9 | 0 | C | 8
2001-08-11 | 19:00 | 113 | 1297 | 43 | 2 | 8 | 255 | 2 | 15 | 21 | 2 | 8 | 45 | 2 | 8 | 138 | 2 | 15 | 33 | 2 | 8 | 38 | 2 | 19 | 3 | E | 9 | 3 | E | 9 | 23.9 | A | 7 | 8.9 | A | 7 | 38 | A | 7 | 843 | A | 7 | 290 | A | 7 | 3.6 | A | 7 | 16000 | B | 7 | 77777 | A | 7 | 2.8 | E | 8 | 0.08 | F | 8 | 0.19 | F | 8 | 0 | 1 | D | 9 | 0 | C | 8
2001-08-11 | 20:00 | 0 | 0 | 0 | 2 | 0 | 0 | 2 | 0 | 0 | 2 | 0 | 0 | 2 | 0 | 0 | 2 | 0 | 0 | 2 | 0 | 0 | 2 | 0 | 5 | E | 9 | 5 | E | 9 | 22.8 | A | 7 | 10.6 | A | 7 | 46 | A | 7 | 843 | A | 7 | 240 | A | 7 | 2.6 | A | 7 | 16000 | B | 7 | 77777 | A | 7 | 2.8 | E | 8 | 0.08 | F | 8 | 0.19 | F | 8 | 0 | 1 | D | 9 | 0 | C | 8
2001-08-11 | 21:00 | 0 | 0 | 0 | 2 | 0 | 0 | 2 | 0 | 0 | 2 | 0 | 0 | 2 | 0 | 0 | 2 | 0 | 0 | 2 | 0 | 0 | 2 | 0 | 5 | E | 9 | 5 | E | 9 | 21.7 | A | 7 | 10.6 | A | 7 | 49 | A | 7 | 843 | A | 7 | 230 | A | 7 | 4.1 | A | 7 | 16000 | B | 7 | 77777 | A | 7 | 2.9 | E | 8 | 0.08 | F | 8 | 0.19 | F | 8 | 0 | 1 | D | 9 | 0 | C | 8
2001-08-11 | 22:00 | 0 | 0 | 0 | 2 | 0 | 0 | 2 | 0 | 0 | 2 | 0 | 0 | 2 | 0 | 0 | 2 | 0 | 0 | 2 | 0 | 0 | 2 | 0 | 3 | E | 9 | 3 | E | 9 | 20.6 | A | 7 | 10 | A | 7 | 51 | A | 7 | 842 | A | 7 | 210 | A | 7 | 5.2 | A | 7 | 16000 | B | 7 | 77777 | A | 7 | 2.9 | E | 8 | 0.08 | F | 8 | 0.19 | F | 8 | 0 | 1 | D | 9 | 0 | C | 8
2001-08-11 | 23:00 | 0 | 0 | 0 | 2 | 0 | 0 | 2 | 0 | 0 | 2 | 0 | 0 | 2 | 0 | 0 | 2 | 0 | 0 | 2 | 0 | 0 | 2 | 0 | 0 | E | 9 | 0 | E | 9 | 20.6 | A | 7 | 9.4 | A | 7 | 49 | A | 7 | 842 | A | 7 | 210 | A | 7 | 6.7 | A | 7 | 16000 | B | 7 | 77777 | A | 7 | 2.9 | E | 8 | 0.08 | F | 8 | 0.19 | F | 8 | 0 | 1 | D | 9 | 0 | C | 8
2001-08-11 | 24:00 | 0 | 0 | 0 | 2 | 0 | 0 | 2 | 0 | 0 | 2 | 0 | 0 | 2 | 0 | 0 | 2 | 0 | 0 | 2 | 0 | 0 | 2 | 0 | 0 | E | 9 | 0 | E | 9 | 18.3 | A | 7 | 9.4 | A | 7 | 56 | A | 7 | 840 | A | 7 | 180 | A | 7 | 4.6 | A | 7 | 16000 | B | 7 | 77777 | A | 7 | 2.9 | E | 8 | 0.08 | F | 8 | 0.19 | F | 8 | 0 | 1 | D | 9 | 0 | C | 8
2001-08-12 | 1:00 | 0 | 0 | 0 | 2 | 0 | 0 | 2 | 0 | 0 | 2 | 0 | 0 | 2 | 0 | 0 | 2 | 0 | 0 | 2 | 0 | 0 | 2 | 0 | 0 | E | 9 | 0 | E | 9 | 17.2 | A | 7 | 8.9 | A | 7 | 58 | A | 7 | 839 | A | 7 | 190 | A | 7 | 5.2 | A | 7 | 16000 | B | 7 | 77777 | A | 7 | 2.8 | E | 8 | 0.08 | F | 8 | 0.19 | F | 8 | 0 | 1 | D | 9 | 0 | C | 8
2001-08-12 | 2:00 | 0 | 0 | 0 | 2 | 0 | 0 | 2 | 0 | 0 | 2 | 0 | 0 | 2 | 0 | 0 | 2 | 0 | 0 | 2 | 0 | 0 | 2 | 0 | 0 | E | 9 | 0 | E | 9 | 18.9 | A | 7 | 8.9 | A | 7 | 52 | A | 7 | 839 | A | 7 | 190 | A | 7 | 7.2 | A | 7 | 16000 | B | 7 | 77777 | A | 7 | 2.8 | E | 8 | 0.08 | F | 8 | 0.19 | F | 8 | 0 | 1 | D | 9 | 0 | C | 8
2001-08-12 | 3:00 | 0 | 0 | 0 | 2 | 0 | 0 | 2 | 0 | 0 | 2 | 0 | 0 | 2 | 0 | 0 | 2 | 0 | 0 | 2 | 0 | 0 | 2 | 0 | 0 | E | 9 | 0 | E | 9 | 18.3 | A | 7 | 8.3 | A | 7 | 52 | A | 7 | 839 | A | 7 | 200 | A | 7 | 6.7 | A | 7 | 16000 | B | 7 | 77777 | A | 7 | 2.7 | E | 8 | 0.08 | F | 8 | 0.19 | F | 8 | 0 | 1 | D | 9 | 0 | C | 8
2001-08-12 | 4:00 | 0 | 0 | 0 | 2 | 0 | 0 | 2 | 0 | 0 | 2 | 0 | 0 | 2 | 0 | 0 | 2 | 0 | 0 | 2 | 0 | 0 | 2 | 0 | 0 | E | 9 | 0 | E | 9 | 16.1 | A | 7 | 8.3 | A | 7 | 60 | A | 7 | 839 | A | 7 | 200 | A | 7 | 4.1 | A | 7 | 16000 | B | 7 | 77777 | A | 7 | 2.6 | E | 8 | 0.08 | F | 8 | 0.19 | F | 8 | 0 | 1 | D | 9 | 0 | C | 8
2001-08-12 | 5:00 | 0 | 0 | 0 | 2 | 0 | 0 | 2 | 0 | 0 | 2 | 0 | 0 | 2 | 0 | 0 | 2 | 0 | 0 | 2 | 0 | 0 | 2 | 0 | 0 | E | 9 | 0 | E | 9 | 16.7 | A | 7 | 8.3 | A | 7 | 58 | A | 7 | 838 | A | 7 | 230 | A | 7 | 2.6 | A | 7 | 16000 | B | 7 | 77777 | A | 7 | 2.6 | E | 8 | 0.08 | F | 8 | 0.19 | F | 8 | 0 | 1 | D | 9 | 0 | C | 8
2001-08-12 | 6:00 | 84 | 1120 | 0 | 2 | 8 | 0 | 2 | 15 | 0 | 2 | 8 | 0 | 2 | 8 | 0 | 2 | 15 | 0 | 2 | 8 | 0 | 2 | 19 | 0 | E | 9 | 0 | E | 9 | 16.1 | A | 7 | 8.9 | A | 7 | 62 | A | 7 | 840 | A | 7 | 270 | A | 7 | 3.6 | A | 7 | 16000 | B | 7 | 77777 | A | 7 | 2.5 | E | 8 | 0.08 | F | 8 | 0.19 | F | 8 | 0 | 1 | D | 9 | 0 | C | 8
2001-08-12 | 7:00 | 333 | 1330 | 215 | 2 | 8 | 535 | 2 | 15 | 81 | 2 | 8 | 217 | 2 | 8 | 437 | 2 | 15 | 108 | 2 | 8 | 140 | 2 | 19 | 1 | E | 9 | 1 | E | 9 | 18.9 | A | 7 | 9.4 | A | 7 | 54 | A | 7 | 842 | A | 7 | 290 | A | 7 | 3.6 | A | 7 | 16000 | B | 7 | 77777 | A | 7 | 2.4 | E | 8 | 0.08 | F | 8 | 0.19 | F | 8 | 0 | 1 | D | 9 | 0 | C | 8
2001-08-12 | 8:00 | 581 | 1330 | 397 | 2 | 8 | 711 | 2 | 15 | 86 | 2 | 8 | 420 | 2 | 8 | 691 | 2 | 15 | 118 | 2 | 8 | 178 | 2 | 19 | 2 | E | 9 | 2 | E | 9 | 22.8 | A | 7 | 10 | A | 7 | 44 | A | 7 | 844 | A | 7 | 300 | A | 7 | 4.1 | A | 7 | 16000 | B | 7 | 77777 | A | 7 | 2.4 | E | 8 | 0.08 | F | 8 | 0.19 | F | 8 | 0 | 1 | D | 9 | 0 | C | 8
2001-08-12 | 9:00 | 806 | 1330 | 582 | 2 | 8 | 776 | 2 | 15 | 111 | 2 | 8 | 608 | 2 | 8 | 772 | 2 | 15 | 140 | 2 | 8 | 254 | 2 | 19 | 1 | E | 9 | 1 | E | 9 | 23.3 | A | 7 | 10 | A | 7 | 43 | A | 7 | 845 | A | 7 | 320 | A | 7 | 2.6 | A | 7 | 16000 | B | 7 | 77777 | A | 7 | 2.3 | E | 8 | 0.08 | F | 8 | 0.19 | F | 8 | 0 | 1 | D | 9 | 0 | C | 8
2001-08-12 | 10:00 | 990 | 1330 | 727 | 2 | 8 | 788 | 2 | 15 | 140 | 2 | 8 | 763 | 2 | 8 | 792 | 2 | 15 | 173 | 2 | 8 | 402 | 2 | 19 | 1 | E | 9 | 1 | E | 9 | 25 | A | 7 | 10.6 | A | 7 | 40 | A | 7 | 846 | A | 7 | 350 | B | 8 | 2.1 | A | 7 | 16000 | B | 7 | 77777 | A | 7 | 2.2 | E | 8 | 0.08 | F | 8 | 0.19 | F | 8 | 0 | 1 | D | 9 | 0 | C | 8
2001-08-12 | 11:00 | 1122 | 1330 | 853 | 2 | 8 | 856 | 2 | 15 | 129 | 2 | 8 | 876 | 2 | 8 | 857 | 2 | 15 | 152 | 2 | 8 | 414 | 2 | 19 | 3 | E | 9 | 3 | E | 9 | 27.8 | A | 7 | 10.6 | A | 7 | 34 | A | 7 | 847 | A | 7 | 10 | A | 7 | 5.2 | A | 7 | 16000 | B | 7 | 77777 | A | 7 | 2.2 | E | 8 | 0.08 | F | 8 | 0.19 | F | 8 | 0 | 1 | D | 9 | 0 | C | 8
2001-08-12 | 12:00 | 1192 | 1330 | 935 | 2 | 8 | 914 | 2 | 15 | 114 | 2 | 8 | 964 | 2 | 8 | 917 | 2 | 15 | 141 | 2 | 8 | 495 | 2 | 19 | 3 | E | 9 | 3 | E | 9 | 28.3 | A | 7 | 11.1 | A | 7 | 34 | A | 7 | 847 | A | 7 | 50 | A | 7 | 5.7 | A | 7 | 16000 | B | 7 | 77777 | A | 7 | 2.2 | E | 8 | 0.08 | F | 8 | 0.19 | F | 8 | 0 | 1 | D | 9 | 0 | C | 8
2001-08-12 | 13:00 | 1196 | 1330 | 925 | 2 | 8 | 881 | 2 | 15 | 131 | 2 | 8 | 950 | 2 | 8 | 883 | 2 | 15 | 154 | 2 | 8 | 548 | 2 | 19 | 3 | E | 9 | 3 | E | 9 | 29.4 | A | 7 | 9.4 | A | 7 | 29 | A | 7 | 848 | A | 7 | 10 | A | 7 | 4.6 | A | 7 | 16000 | B | 7 | 77777 | A | 7 | 2.2 | E | 8 | 0.08 | F | 8 | 0.19 | F | 8 | 0 | 1 | D | 9 | 0 | C | 8
2001-08-12 | 14:00 | 1133 | 1330 | 880 | 2 | 8 | 909 | 2 | 15 | 104 | 2 | 8 | 910 | 2 | 8 | 911 | 2 | 15 | 132 | 2 | 8 | 383 | 2 | 19 | 5 | E | 9 | 5 | A | 7 | 30 | A | 7 | 7.2 | A | 7 | 24 | A | 7 | 848 | A | 7 | 20 | A | 7 | 7.2 | A | 7 | 16000 | B | 7 | 77777 | A | 7 | 2.3 | E | 8 | 0.08 | F | 8 | 0.19 | F | 8 | 0 | 1 | D | 9 | 0 | C | 8
2001-08-12 | 15:00 | 1008 | 1330 | 753 | 2 | 8 | 810 | 2 | 15 | 138 | 2 | 8 | 793 | 2 | 8 | 816 | 2 | 15 | 174 | 2 | 8 | 413 | 2 | 19 | 3 | E | 9 | 3 | E | 9 | 30 | A | 7 | 8.3 | A | 7 | 26 | A | 7 | 847 | A | 7 | 80 | A | 7 | 2.6 | A | 7 | 16000 | B | 7 | 77777 | A | 7 | 2.3 | E | 8 | 0.08 | F | 8 | 0.19 | F | 8 | 0 | 1 | D | 9 | 0 | C | 8
2001-08-12 | 16:00 | 829 | 1330 | 592 | 2 | 8 | 710 | 2 | 15 | 149 | 2 | 8 | 624 | 2 | 8 | 716 | 2 | 15 | 178 | 2 | 8 | 365 | 2 | 19 | 3 | E | 9 | 3 | E | 9 | 30 | A | 7 | 6.1 | A | 7 | 22 | A | 7 | 848 | A | 7 | 60 | A | 7 | 4.1 | A | 7 | 16000 | B | 7 | 77777 | A | 7 | 2.3 | E | 8 | 0.08 | F | 8 | 0.19 | F | 8 | 0 | 1 | D | 9 | 0 | C | 8
2001-08-12 | 17:00 | 608 | 1330 | 362 | 2 | 8 | 420 | 2 | 15 | 170 | 2 | 8 | 378 | 2 | 8 | 414 | 2 | 15 | 188 | 2 | 8 | 350 | 2 | 19 | 5 | E | 9 | 5 | A | 7 | 30 | A | 7 | 6.1 | A | 7 | 22 | A | 7 | 840 | A | 7 | 20 | A | 7 | 4.1 | A | 7 | 16000 | B | 7 | 77777 | A | 7 | 2.4 | E | 8 | 0.08 | F | 8 | 0.19 | F | 8 | 0 | 1 | D | 9 | 0 | C | 8
2001-08-12 | 18:00 | 361 | 1330 | 214 | 2 | 8 | 610 | 2 | 15 | 48 | 2 | 8 | 221 | 2 | 8 | 531 | 2 | 15 | 77 | 2 | 8 | 96 | 2 | 19 | 5 | E | 9 | 4 | E | 9 | 28.9 | A | 7 | 5.6 | A | 7 | 23 | A | 7 | 847 | A | 7 | 30 | A | 7 | 4.6 | A | 7 | 16000 | B | 7 | 77777 | A | 7 | 2.4 | E | 8 | 0.08 | F | 8 | 0.19 | F | 8 | 0 | 1 | D | 9 | 0 | C | 8
2001-08-12 | 19:00 | 108 | 1275 | 39 | 2 | 8 | 295 | 2 | 15 | 15 | 2 | 8 | 43 | 2 | 8 | 178 | 2 | 15 | 27 | 2 | 8 | 32 | 2 | 19 | 5 | E | 9 | 5 | E | 9 | 25.6 | A | 7 | 12.8 | A | 7 | 45 | A | 7 | 846 | A | 7 | 70 | A | 7 | 5.7 | A | 7 | 16000 | B | 7 | 77777 | A | 7 | 2.5 | E | 8 | 0.08 | F | 8 | 0.19 | F | 8 | 0 | 1 | D | 9 | 0 | C | 8
2001-08-12 | 20:00 | 0 | 0 | 0 | 2 | 0 | 0 | 2 | 0 | 0 | 2 | 0 | 0 | 2 | 0 | 0 | 2 | 0 | 0 | 2 | 0 | 0 | 2 | 0 | 5 | E | 9 | 5 | E | 9 | 23.9 | A | 7 | 13.3 | A | 7 | 51 | A | 7 | 846 | A | 7 | 50 | A | 7 | 6.7 | A | 7 | 16000 | B | 7 | 77777 | A | 7 | 2.5 | E | 8 | 0.08 | F | 8 | 0.19 | F | 8 | 0 | 1 | D | 9 | 0 | C | 8
2001-08-12 | 21:00 | 0 | 0 | 0 | 2 | 0 | 0 | 2 | 0 | 0 | 2 | 0 | 0 | 2 | 0 | 0 | 2 | 0 | 0 | 2 | 0 | 0 | 2 | 0 | 5 | E | 9 | 4 | E | 9 | 21.7 | A | 7 | 15 | A | 7 | 66 | A | 7 | 846 | A | 7 | 80 | A | 7 | 8.2 | A | 7 | 16000 | B | 7 | 77777 | A | 7 | 2.5 | E | 8 | 0.08 | F | 8 | 0.19 | F | 8 | 0 | 1 | D | 9 | 0 | C | 8
2001-08-12 | 22:00 | 0 | 0 | 0 | 2 | 0 | 0 | 2 | 0 | 0 | 2 | 0 | 0 | 2 | 0 | 0 | 2 | 0 | 0 | 2 | 0 | 0 | 2 | 0 | 6 | E | 9 | 6 | E | 9 | 20 | A | 7 | 15 | A | 7 | 73 | A | 7 | 845 | A | 7 | 80 | A | 7 | 6.2 | A | 7 | 16000 | B | 7 | 77777 | A | 7 | 2.6 | E | 8 | 0.08 | F | 8 | 0.19 | F | 8 | 0 | 1 | D | 9 | 0 | C | 8
2001-08-12 | 23:00 | 0 | 0 | 0 | 2 | 0 | 0 | 2 | 0 | 0 | 2 | 0 | 0 | 2 | 0 | 0 | 2 | 0 | 0 | 2 | 0 | 0 | 2 | 0 | 10 | E | 9 | 10 | E | 9 | 18.9 | A | 7 | 15 | A | 7 | 78 | A | 7 | 843 | A | 7 | 70 | A | 7 | 5.2 | A | 7 | 16000 | B | 7 | 2896 | A | 7 | 2.6 | E | 8 | 0.08 | F | 8 | 0.19 | F | 8 | 0 | 1 | D | 9 | 0 | C | 8
2001-08-12 | 24:00 | 0 | 0 | 0 | 2 | 0 | 0 | 2 | 0 | 0 | 2 | 0 | 0 | 2 | 0 | 0 | 2 | 0 | 0 | 2 | 0 | 0 | 2 | 0 | 8 | E | 9 | 8 | E | 9 | 17.8 | A | 7 | 14.4 | A | 7 | 80 | A | 7 | 845 | A | 7 | 40 | A | 7 | 5.2 | A | 7 | 16000 | B | 7 | 3048 | A | 7 | 2.5 | E | 8 | 0.08 | F | 8 | 0.19 | F | 8 | 0 | 1 | D | 9 | 0 | C | 8
2001-08-13 | 1:00 | 0 | 0 | 0 | 2 | 0 | 0 | 2 | 0 | 0 | 2 | 0 | 0 | 2 | 0 | 0 | 2 | 0 | 0 | 2 | 0 | 0 | 2 | 0 | 10 | E | 9 | 10 | E | 9 | 16.7 | A | 7 | 14.4 | A | 7 | 86 | A | 7 | 844 | A | 7 | 10 | A | 7 | 3.1 | A | 7 | 16000 | B | 7 | 3048 | A | 7 | 2.5 | E | 8 | 0.08 | F | 8 | 0.19 | F | 8 | 0 | 1 | D | 9 | 0 | C | 8
2001-08-13 | 2:00 | 0 | 0 | 0 | 2 | 0 | 0 | 2 | 0 | 0 | 2 | 0 | 0 | 2 | 0 | 0 | 2 | 0 | 0 | 2 | 0 | 0 | 2 | 0 | 5 | E | 9 | 5 | E | 9 | 16.1 | A | 7 | 13.9 | A | 7 | 87 | A | 7 | 844 | A | 7 | 0 | A | 7 | 0 | A | 7 | 16000 | B | 7 | 77777 | A | 7 | 2.4 | E | 8 | 0.08 | F | 8 | 0.19 | F | 8 | 0 | 1 | D | 9 | 0 | C | 8
2001-08-13 | 3:00 | 0 | 0 | 0 | 2 | 0 | 0 | 2 | 0 | 0 | 2 | 0 | 0 | 2 | 0 | 0 | 2 | 0 | 0 | 2 | 0 | 0 | 2 | 0 | 5 | E | 9 | 5 | E | 9 | 15.6 | A | 7 | 13.9 | A | 7 | 90 | A | 7 | 843 | A | 7 | 310 | A | 7 | 4.1 | A | 7 | 16000 | B | 7 | 77777 | A | 7 | 2.3 | E | 8 | 0.08 | F | 8 | 0.19 | F | 8 | 0 | 1 | D | 9 | 0 | C | 8
2001-08-13 | 4:00 | 0 | 0 | 0 | 2 | 0 | 0 | 2 | 0 | 0 | 2 | 0 | 0 | 2 | 0 | 0 | 2 | 0 | 0 | 2 | 0 | 0 | 2 | 0 | 2 | E | 9 | 1 | E | 9 | 16.1 | A | 7 | 14.4 | A | 7 | 90 | A | 7 | 843 | A | 7 | 290 | A | 7 | 2.1 | A | 7 | 14400 | B | 7 | 77777 | A | 7 | 2.3 | E | 8 | 0.08 | F | 8 | 0.19 | F | 8 | 0 | 1 | D | 9 | 10 | C | 8
2001-08-13 | 5:00 | 0 | 0 | 0 | 2 | 0 | 0 | 2 | 0 | 0 | 2 | 0 | 0 | 2 | 0 | 0 | 2 | 0 | 0 | 2 | 0 | 0 | 2 | 0 | 4 | E | 9 | 3 | E | 9 | 15 | A | 7 | 13.3 | A | 7 | 90 | A | 7 | 843 | A | 7 | 290 | A | 7 | 2.1 | A | 7 | 9600 | B | 7 | 6706 | A | 7 | 2.2 | E | 8 | 0.08 | F | 8 | 0.19 | F | 8 | 0 | 1 | D | 9 | 10 | C | 8
2001-08-13 | 6:00 | 81 | 1098 | 0 | 2 | 8 | 0 | 2 | 15 | 0 | 2 | 8 | 0 | 2 | 8 | 0 | 2 | 15 | 0 | 2 | 8 | 0 | 2 | 19 | 4 | E | 9 | 4 | E | 9 | 15.6 | A | 7 | 13.9 | A | 7 | 90 | A | 7 | 843 | A | 7 | 300 | A | 7 | 1.5 | A | 7 | 9600 | B | 7 | 6706 | A | 7 | 2.1 | E | 8 | 0.08 | F | 8 | 0.19 | F | 8 | 0 | 1 | D | 9 | 0 | C | 8
2001-08-13 | 7:00 | 330 | 1331 | 216 | 2 | 8 | 395 | 2 | 15 | 118 | 2 | 8 | 216 | 2 | 8 | 322 | 2 | 15 | 136 | 2 | 8 | 229 | 2 | 19 | 3 | E | 9 | 3 | E | 9 | 17.2 | A | 7 | 14.4 | A | 7 | 84 | A | 7 | 845 | A | 7 | 290 | A | 7 | 1.5 | A | 7 | 11200 | B | 7 | 6600 | A | 7 | 2.1 | E | 8 | 0.08 | F | 8 | 0.19 | F | 8 | 0 | 1 | D | 9 | 0 | C | 8
2001-08-13 | 8:00 | 578 | 1331 | 258 | 2 | 8 | 137 | 2 | 15 | 198 | 2 | 8 | 279 | 2 | 8 | 137 | 2 | 15 | 220 | 2 | 8 | 473 | 2 | 19 | 3 | E | 9 | 3 | E | 9 | 19.4 | A | 7 | 13.9 | A | 7 | 70 | A | 7 | 846 | A | 7 | 90 | A | 7 | 2.1 | A | 7 | 11200 | B | 7 | 6706 | A | 7 | 2 | E | 8 | 0.08 | F | 8 | 0.19 | F | 8 | 0 | 1 | D | 9 | 0 | C | 8
2001-08-13 | 9:00 | 803 | 1331 | 576 | 2 | 8 | 672 | 2 | 15 | 169 | 2 | 8 | 599 | 2 | 8 | 670 | 2 | 15 | 194 | 2 | 8 | 393 | 2 | 19 | 1 | E | 9 | 1 | E | 9 | 21.7 | A | 7 | 14.4 | A | 7 | 63 | A | 7 | 847 | A | 7 | 100 | B | 8 | 3.1 | A | 7 | 16000 | B | 7 | 77777 | A | 7 | 1.9 | E | 8 | 0.08 | F | 8 | 0.19 | F | 8 | 0 | 1 | D | 9 | 0 | C | 8
2001-08-13 | 10:00 | 987 | 1331 | 721 | 2 | 8 | 775 | 2 | 15 | 144 | 2 | 8 | 753 | 2 | 8 | 777 | 2 | 15 | 175 | 2 | 8 | 407 | 2 | 19 | 4 | E | 9 | 3 | E | 9 | 23.3 | A | 7 | 14.4 | A | 7 | 57 | A | 7 | 847 | A | 7 | 100 | A | 7 | 3.6 | A | 7 | 16000 | B | 7 | 77777 | A | 7 | 1.9 | E | 8 | 0.08 | F | 8 | 0.19 | F | 8 | 0 | 1 | D | 9 | 0 | C | 8
2001-08-13 | 11:00 | 1119 | 1331 | 835 | 2 | 8 | 808 | 2 | 15 | 153 | 2 | 8 | 882 | 2 | 8 | 816 | 2 | 15 | 194 | 2 | 8 | 591 | 2 | 19 | 4 | E | 9 | 4 | E | 9 | 27.8 | A | 7 | 15.6 | A | 7 | 47 | A | 7 | 842 | A | 7 | 110 | A | 7 | 7.2 | A | 7 | 16000 | B | 7 | 77777 | A | 7 | 1.8 | E | 8 | 0.08 | F | 8 | 0.19 | F | 8 | 0 | 1 | D | 9 | 0 | C | 8
2001-08-13 | 12:00 | 1189 | 1331 | 856 | 2 | 8 | 601 | 2 | 15 | 317 | 2 | 8 | 923 | 2 | 8 | 629 | 2 | 15 | 360 | 2 | 8 | 1664 | 2 | 19 | 4 | E | 9 | 4 | E | 9 | 28.3 | A | 7 | 13.9 | A | 7 | 41 | A | 7 | 848 | A | 7 | 90 | A | 7 | 5.2 | A | 7 | 16000 | B | 7 | 6706 | A | 7 | 1.9 | E | 8 | 0.08 | F | 8 | 0.19 | F | 8 | 0 | 1 | D | 9 | 0 | C | 8
2001-08-13 | 13:00 | 1193 | 1331 | 513 | 2 | 8 | 108 | 2 | 15 | 416 | 2 | 8 | 565 | 2 | 8 | 115 | 2 | 15 | 462 | 2 | 8 | 1959 | 2 | 19 | 9 | E | 9 | 8 | E | 9 | 23 | A | 7 | 8 | A | 7 | 38 | A | 7 | 845 | A | 7 | 250 | A | 7 | 4.1 | A | 7 | 8000 | B | 7 | 2400 | A | 7 | 1.9 | E | 8 | 0.08 | F | 8 | 0.19 | F | 8 | 0 | 1 | D | 9 | 81 | C | 8
2001-08-13 | 14:00 | 1130 | 1331 | 792 | 2 | 8 | 538 | 2 | 15 | 334 | 2 | 8 | 843 | 2 | 8 | 561 | 2 | 15 | 365 | 2 | 8 | 1445 | 2 | 19 | 9 | E | 9 | 8 | E | 9 | 20.6 | A | 7 | 17.2 | A | 7 | 81 | A | 7 | 845 | A | 7 | 10 | A | 7 | 6.7 | A | 7 | 16000 | B | 7 | 2438 | A | 7 | 2 | E | 8 | 0.08 | F | 8 | 0.19 | F | 8 | 0 | 1 | D | 9 | 0 | C | 8
2001-08-13 | 15:00 | 1004 | 1331 | 121 | 2 | 8 | 0 | 2 | 15 | 121 | 2 | 8 | 151 | 2 | 8 | 0 | 2 | 15 | 151 | 2 | 8 | 633 | 2 | 19 | 8 | E | 9 | 7 | E | 9 | 25 | A | 7 | 15.7 | A | 7 | 56 | A | 7 | 845 | A | 7 | 100 | A | 7 | 4.6 | A | 7 | 16000 | B | 7 | 7315 | A | 7 | 2.1 | E | 8 | 0.08 | F | 8 | 0.19 | F | 8 | 0 | 1 | D | 9 | 0 | C | 8
2001-08-13 | 16:00 | 825 | 1331 | 452 | 2 | 8 | 319 | 2 | 15 | 254 | 2 | 8 | 488 | 2 | 8 | 340 | 2 | 15 | 277 | 2 | 8 | 646 | 2 | 19 | 9 | E | 9 | 6 | E | 9 | 25 | A | 7 | 13.3 | A | 7 | 48 | A | 7 | 845 | A | 7 | 240 | A | 7 | 7.7 | A | 7 | 16000 | B | 7 | 6706 | A | 7 | 2.2 | E | 8 | 0.08 | F | 8 | 0.19 | F | 8 | 0 | 1 | D | 9 | 0 | C | 8
2001-08-13 | 17:00 | 604 | 1331 | 64 | 2 | 8 | 0 | 2 | 15 | 64 | 2 | 8 | 79 | 2 | 8 | 0 | 2 | 15 | 79 | 2 | 8 | 302 | 2 | 19 | 9 | E | 9 | 9 | A | 7 | 23 | A | 7 | 10 | A | 7 | 44 | A | 7 | 845 | A | 7 | 250 | A | 7 | 8.2 | A | 7 | 16100 | B | 7 | 2700 | A | 7 | 2.3 | E | 8 | 0.08 | F | 8 | 0.19 | F | 8 | 3 | 1 | D | 9 | 80 | C | 8
2001-08-13 | 18:00 | 356 | 1331 | 38 | 2 | 8 | 0 | 2 | 15 | 38 | 2 | 8 | 46 | 2 | 8 | 0 | 2 | 15 | 46 | 2 | 8 | 162 | 2 | 19 | 10 | E | 9 | 8 | E | 9 | 22.2 | A | 7 | 11.4 | A | 7 | 50 | A | 7 | 843 | A | 7 | 10 | A | 7 | 2.1 | A | 7 | 16000 | B | 7 | 6096 | A | 7 | 2.3 | E | 8 | 0.08 | F | 8 | 0.19 | F | 8 | 0 | 1 | D | 9 | 80 | C | 8
2001-08-13 | 19:00 | 103 | 1231 | 37 | 2 | 8 | 174 | 2 | 15 | 24 | 2 | 8 | 41 | 2 | 8 | 83 | 2 | 15 | 34 | 2 | 8 | 42 | 2 | 19 | 9 | E | 9 | 7 | E | 9 | 20.6 | A | 7 | 12.2 | A | 7 | 59 | A | 7 | 843 | A | 7 | 210 | A | 7 | 5.2 | A | 7 | 16000 | B | 7 | 6096 | A | 7 | 2.4 | E | 8 | 0.08 | F | 8 | 0.19 | F | 8 | 0 | 1 | D | 9 | 0 | C | 8
2001-08-13 | 20:00 | 0 | 0 | 0 | 2 | 0 | 0 | 2 | 0 | 0 | 2 | 0 | 0 | 2 | 0 | 0 | 2 | 0 | 0 | 2 | 0 | 0 | 2 | 0 | 9 | E | 9 | 8 | E | 9 | 20 | A | 7 | 13.9 | A | 7 | 68 | A | 7 | 843 | A | 7 | 220 | A | 7 | 6.7 | A | 7 | 16000 | B | 7 | 3658 | A | 7 | 2.5 | E | 8 | 0.08 | F | 8 | 0.19 | F | 8 | 0 | 1 | D | 9 | 0 | C | 8
2001-08-13 | 21:00 | 0 | 0 | 0 | 2 | 0 | 0 | 2 | 0 | 0 | 2 | 0 | 0 | 2 | 0 | 0 | 2 | 0 | 0 | 2 | 0 | 0 | 2 | 0 | 9 | E | 9 | 8 | E | 9 | 20 | A | 7 | 13.3 | A | 7 | 65 | A | 7 | 843 | A | 7 | 200 | A | 7 | 4.1 | A | 7 | 16000 | B | 7 | 3658 | A | 7 | 2.6 | E | 8 | 0.08 | F | 8 | 0.19 | F | 8 | 0 | 1 | D | 9 | 0 | C | 8
2001-08-13 | 22:00 | 0 | 0 | 0 | 2 | 0 | 0 | 2 | 0 | 0 | 2 | 0 | 0 | 2 | 0 | 0 | 2 | 0 | 0 | 2 | 0 | 0 | 2 | 0 | 8 | E | 9 | 7 | E | 9 | 19.4 | A | 7 | 11.7 | A | 7 | 61 | A | 7 | 842 | A | 7 | 240 | A | 7 | 3.1 | A | 7 | 16000 | B | 7 | 6096 | A | 7 | 2.7 | E | 8 | 0.08 | F | 8 | 0.19 | F | 8 | 0 | 1 | D | 9 | 0 | C | 8
2001-08-13 | 23:00 | 0 | 0 | 0 | 2 | 0 | 0 | 2 | 0 | 0 | 2 | 0 | 0 | 2 | 0 | 0 | 2 | 0 | 0 | 2 | 0 | 0 | 2 | 0 | 10 | E | 9 | 6 | E | 9 | 17.8 | A | 7 | 10.6 | A | 7 | 63 | A | 7 | 839 | A | 7 | 170 | A | 7 | 3.6 | A | 7 | 16000 | B | 7 | 6096 | A | 7 | 2.7 | E | 8 | 0.08 | F | 8 | 0.19 | F | 8 | 0 | 1 | D | 9 | 0 | C | 8
2001-08-13 | 24:00 | 0 | 0 | 0 | 2 | 0 | 0 | 2 | 0 | 0 | 2 | 0 | 0 | 2 | 0 | 0 | 2 | 0 | 0 | 2 | 0 | 0 | 2 | 0 | 10 | E | 9 | 9 | E | 9 | 17.8 | A | 7 | 10.6 | A | 7 | 63 | A | 7 | 840 | A | 7 | 180 | A | 7 | 3.6 | A | 7 | 16000 | B | 7 | 3353 | A | 7 | 2.8 | E | 8 | 0.08 | F | 8 | 0.19 | F | 8 | 0 | 1 | D | 9 | 0 | C | 8
2001-08-14 | 1:00 | 0 | 0 | 0 | 2 | 0 | 0 | 2 | 0 | 0 | 2 | 0 | 0 | 2 | 0 | 0 | 2 | 0 | 0 | 2 | 0 | 0 | 2 | 0 | 10 | E | 9 | 8 | E | 9 | 17.8 | A | 7 | 11.7 | A | 7 | 67 | A | 7 | 839 | A | 7 | 150 | A | 7 | 3.6 | A | 7 | 16000 | B | 7 | 3353 | A | 7 | 2.9 | E | 8 | 0.079 | F | 8 | 0.19 | F | 8 | 0 | 1 | D | 9 | 0 | C | 8
2001-08-14 | 2:00 | 0 | 0 | 0 | 2 | 0 | 0 | 2 | 0 | 0 | 2 | 0 | 0 | 2 | 0 | 0 | 2 | 0 | 0 | 2 | 0 | 0 | 2 | 0 | 10 | E | 9 | 7 | E | 9 | 17.8 | A | 7 | 12.2 | A | 7 | 70 | A | 7 | 840 | A | 7 | 190 | A | 7 | 1.5 | A | 7 | 16000 | B | 7 | 77777 | A | 7 | 2.9 | E | 8 | 0.079 | F | 8 | 0.19 | F | 8 | 0 | 1 | D | 9 | 0 | C | 8
2001-08-14 | 3:00 | 0 | 0 | 0 | 2 | 0 | 0 | 2 | 0 | 0 | 2 | 0 | 0 | 2 | 0 | 0 | 2 | 0 | 0 | 2 | 0 | 0 | 2 | 0 | 10 | E | 9 | 7 | E | 9 | 17.8 | A | 7 | 13.9 | A | 7 | 78 | A | 7 | 839 | A | 7 | 140 | A | 7 | 2.1 | A | 7 | 16000 | B | 7 | 6096 | A | 7 | 3 | E | 8 | 0.079 | F | 8 | 0.19 | F | 8 | 68 | 1 | D | 9 | 0 | C | 8
2001-08-14 | 4:00 | 0 | 0 | 0 | 2 | 0 | 0 | 2 | 0 | 0 | 2 | 0 | 0 | 2 | 0 | 0 | 2 | 0 | 0 | 2 | 0 | 0 | 2 | 0 | 10 | E | 9 | 10 | E | 9 | 18.3 | A | 7 | 12.8 | A | 7 | 70 | A | 7 | 838 | A | 7 | 220 | A | 7 | 3.6 | A | 7 | 16000 | B | 7 | 3048 | A | 7 | 3 | E | 8 | 0.079 | F | 8 | 0.19 | F | 8 | 0 | 1 | D | 9 | 0 | C | 8
2001-08-14 | 5:00 | 0 | 0 | 0 | 2 | 0 | 0 | 2 | 0 | 0 | 2 | 0 | 0 | 2 | 0 | 0 | 2 | 0 | 0 | 2 | 0 | 0 | 2 | 0 | 9 | E | 9 | 8 | E | 9 | 17.2 | A | 7 | 13.3 | A | 7 | 78 | A | 7 | 836 | A | 7 | 240 | A | 7 | 3.6 | A | 7 | 16000 | B | 7 | 4572 | A | 7 | 3.1 | E | 8 | 0.079 | F | 8 | 0.19 | F | 8 | 0 | 1 | D | 9 | 0 | C | 8
2001-08-14 | 6:00 | 78 | 1076 | 0 | 2 | 8 | 0 | 2 | 15 | 0 | 2 | 8 | 0 | 2 | 8 | 0 | 2 | 15 | 0 | 2 | 8 | 0 | 2 | 19 | 8 | E | 9 | 7 | E | 9 | 16.7 | A | 7 | 13.9 | A | 7 | 84 | A | 7 | 838 | A | 7 | 280 | A | 7 | 3.6 | A | 7 | 16000 | B | 7 | 4267 | A | 7 | 3.1 | E | 8 | 0.079 | F | 8 | 0.19 | F | 8 | 0 | 1 | D | 9 | 0 | C | 8
2001-08-14 | 7:00 | 326 | 1331 | 209 | 2 | 8 | 443 | 2 | 15 | 100 | 2 | 8 | 213 | 2 | 8 | 361 | 2 | 15 | 124 | 2 | 8 | 189 | 2 | 19 | 9 | E | 9 | 7 | E | 9 | 17.8 | A | 7 | 14.4 | A | 7 | 80 | A | 7 | 839 | A | 7 | 280 | A | 7 | 3.6 | A | 7 | 11200 | B | 7 | 3658 | A | 7 | 3.2 | E | 8 | 0.079 | F | 8 | 0.19 | F | 8 | 0 | 1 | D | 9 | 0 | C | 8
2001-08-14 | 8:00 | 576 | 1331 | 251 | 2 | 8 | 119 | 2 | 15 | 200 | 2 | 8 | 272 | 2 | 8 | 119 | 2 | 15 | 221 | 2 | 8 | 477 | 2 | 19 | 9 | E | 9 | 8 | E | 9 | 19.4 | A | 7 | 15 | A | 7 | 76 | A | 7 | 840 | A | 7 | 300 | A | 7 | 3.6 | A | 7 | 11200 | B | 7 | 3658 | A | 7 | 3.2 | E | 8 | 0.079 | F | 8 | 0.19 | F | 8 | 0 | 1 | D | 9 | 0 | C | 8
2001-08-14 | 9:00 | 800 | 1331 | 491 | 2 | 8 | 379 | 2 | 15 | 263 | 2 | 8 | 527 | 2 | 8 | 403 | 2 | 15 | 284 | 2 | 8 | 662 | 2 | 19 | 9 | E | 9 | 7 | E | 9 | 21.1 | A | 7 | 13.9 | A | 7 | 63 | A | 7 | 840 | A | 7 | 340 | A | 7 | 4.6 | A | 7 | 16000 | B | 7 | 4267 | A | 7 | 3.3 | E | 8 | 0.079 | F | 8 | 0.19 | F | 8 | 0 | 1 | D | 9 | 0 | C | 8
2001-08-14 | 10:00 | 985 | 1331 | 304 | 2 | 8 | 55 | 2 | 15 | 263 | 2 | 8 | 336 | 2 | 8 | 56 | 2 | 15 | 294 | 2 | 8 | 1011 | 2 | 19 | 9 | E | 9 | 8 | E | 9 | 21.7 | A | 7 | 13.3 | A | 7 | 59 | A | 7 | 841 | A | 7 | 350 | A | 7 | 3.6 | A | 7 | 16000 | B | 7 | 4267 | A | 7 | 3.4 | E | 8 | 0.079 | F | 8 | 0.19 | F | 8 | 0 | 1 | D | 9 | 0 | C | 8
2001-08-14 | 11:00 | 1117 | 1331 | 804 | 2 | 8 | 567 | 2 | 15 | 327 | 2 | 8 | 856 | 2 | 8 | 591 | 2 | 15 | 358 | 2 | 8 | 1359 | 2 | 19 | 9 | E | 9 | 7 | E | 9 | 23.9 | A | 7 | 13.3 | A | 7 | 51 | A | 7 | 836 | A | 7 | 350 | A | 7 | 4.6 | A | 7 | 16000 | B | 7 | 6706 | A | 7 | 3.4 | E | 8 | 0.079 | F | 8 | 0.19 | F | 8 | 0 | 1 | D | 9 | 0 | C | 8
2001-08-14 | 12:00 | 1187 | 1331 | 443 | 2 | 8 | 72 | 2 | 15 | 379 | 2 | 8 | 490 | 2 | 8 | 74 | 2 | 15 | 424 | 2 | 8 | 1805 | 2 | 19 | 9 | E | 9 | 9 | A | 7 | 23.3 | A | 7 | 12.8 | A | 7 | 52 | A | 7 | 841 | A | 7 | 30 | A | 7 | 6.7 | A | 7 | 16000 | B | 7 | 3962 | A | 7 | 3.4 | E | 8 | 0.079 | F | 8 | 0.19 | F | 8 | 0 | 1 | D | 9 | 0 | C | 8
2001-08-14 | 13:00 | 1190 | 1331 | 304 | 2 | 8 | 12 | 2 | 15 | 294 | 2 | 8 | 366 | 2 | 8 | 10 | 2 | 15 | 357 | 2 | 8 | 1385 | 2 | 19 | 10 | E | 9 | 10 | A | 7 | 24.4 | A | 7 | 12.8 | A | 7 | 48 | A | 7 | 841 | A | 7 | 340 | A | 7 | 5.7 | A | 7 | 16000 | B | 7 | 3048 | A | 7 | 3.3 | E | 8 | 0.079 | F | 8 | 0.19 | F | 8 | 0 | 1 | D | 9 | 0 | C | 8
2001-08-14 | 14:00 | 1127 | 1331 | 487 | 2 | 8 | 102 | 2 | 15 | 400 | 2 | 8 | 537 | 2 | 8 | 105 | 2 | 15 | 448 | 2 | 8 | 1709 | 2 | 19 | 9 | E | 9 | 9 | E | 9 | 22.8 | A | 7 | 10 | A | 7 | 44 | A | 7 | 840 | A | 7 | 320 | A | 7 | 6.7 | A | 7 | 16000 | B | 7 | 2438 | A | 7 | 3.2 | E | 8 | 0.079 | F | 8 | 0.19 | F | 8 | 0 | 1 | D | 9 | 0 | C | 8
2001-08-14 | 15:00 | 1001 | 1331 | 327 | 2 | 8 | 24 | 2 | 15 | 309 | 2 | 8 | 380 | 2 | 8 | 22 | 2 | 15 | 364 | 2 | 8 | 1356 | 2 | 19 | 9 | E | 9 | 8 | E | 9 | 23.3 | A | 7 | 10 | A | 7 | 43 | A | 7 | 840 | A | 7 | 290 | A | 7 | 2.6 | A | 7 | 16000 | B | 7 | 3353 | A | 7 | 3.2 | E | 8 | 0.079 | F | 8 | 0.19 | F | 8 | 0 | 1 | D | 9 | 0 | C | 8
2001-08-14 | 16:00 | 821 | 1331 | 100 | 2 | 8 | 0 | 2 | 15 | 100 | 2 | 8 | 123 | 2 | 8 | 0 | 2 | 15 | 123 | 2 | 8 | 500 | 2 | 19 | 9 | E | 9 | 7 | E | 9 | 25 | A | 7 | 10.6 | A | 7 | 40 | A | 7 | 840 | A | 7 | 310 | A | 7 | 6.7 | A | 7 | 16000 | B | 7 | 6096 | A | 7 | 3.1 | E | 8 | 0.079 | F | 8 | 0.19 | F | 8 | 0 | 1 | D | 9 | 0 | C | 8
2001-08-14 | 17:00 | 599 | 1331 | 249 | 2 | 8 | 117 | 2 | 15 | 197 | 2 | 8 | 271 | 2 | 8 | 118 | 2 | 15 | 218 | 2 | 8 | 475 | 2 | 19 | 10 | E | 9 | 10 | A | 7 | 21.7 | A | 7 | 15 | A | 7 | 66 | A | 7 | 835 | A | 7 | 250 | A | 7 | 6.7 | A | 7 | 16000 | B | 7 | 6096 | A | 7 | 3 | E | 8 | 0.079 | F | 8 | 0.19 | F | 8 | 0 | 1 | D | 9 | 0 | C | 8
2001-08-14 | 18:00 | 351 | 1331 | 212 | 2 | 8 | 496 | 2 | 15 | 81 | 2 | 8 | 215 | 2 | 8 | 414 | 2 | 15 | 106 | 2 | 8 | 142 | 2 | 19 | 7 | E | 9 | 6 | E | 9 | 21.1 | A | 7 | 13.3 | A | 7 | 61 | A | 7 | 839 | A | 7 | 230 | A | 7 | 7.2 | A | 7 | 16000 | B | 7 | 6096 | A | 7 | 3 | E | 8 | 0.079 | F | 8 | 0.19 | F | 8 | 0 | 1 | D | 9 | 0 | C | 8
2001-08-14 | 19:00 | 99 | 1209 | 23 | 2 | 8 | 51 | 2 | 15 | 20 | 2 | 8 | 27 | 2 | 8 | 22 | 2 | 15 | 25 | 2 | 8 | 34 | 2 | 19 | 9 | E | 9 | 9 | E | 9 | 20 | A | 7 | 12.8 | A | 7 | 63 | A | 7 | 839 | A | 7 | 300 | A | 7 | 10.3 | A | 7 | 16000 | B | 7 | 2438 | A | 7 | 2.9 | E | 8 | 0.079 | F | 8 | 0.19 | F | 8 | 0 | 1 | D | 9 | 0 | C | 8
2001-08-14 | 20:00 | 0 | 0 | 0 | 2 | 0 | 0 | 2 | 0 | 0 | 2 | 0 | 0 | 2 | 0 | 0 | 2 | 0 | 0 | 2 | 0 | 0 | 2 | 0 | 9 | E | 9 | 9 | E | 9 | 17.2 | A | 7 | 12.2 | A | 7 | 72 | A | 7 | 838 | A | 7 | 300 | A | 7 | 6.2 | A | 7 | 16000 | B | 7 | 2134 | A | 7 | 2.9 | E | 8 | 0.079 | F | 8 | 0.19 | F | 8 | 0 | 1 | D | 9 | 0 | C | 8
2001-08-14 | 21:00 | 0 | 0 | 0 | 2 | 0 | 0 | 2 | 0 | 0 | 2 | 0 | 0 | 2 | 0 | 0 | 2 | 0 | 0 | 2 | 0 | 0 | 2 | 0 | 9 | E | 9 | 8 | E | 9 | 18.3 | A | 7 | 11.7 | A | 7 | 65 | A | 7 | 838 | A | 7 | 280 | A | 7 | 7.2 | A | 7 | 16000 | B | 7 | 3353 | A | 7 | 2.8 | E | 8 | 0.079 | F | 8 | 0.19 | F | 8 | 0 | 1 | D | 9 | 0 | C | 8
2001-08-14 | 22:00 | 0 | 0 | 0 | 2 | 0 | 0 | 2 | 0 | 0 | 2 | 0 | 0 | 2 | 0 | 0 | 2 | 0 | 0 | 2 | 0 | 0 | 2 | 0 | 10 | E | 9 | 9 | E | 9 | 17.8 | A | 7 | 11.1 | A | 7 | 65 | A | 7 | 838 | A | 7 | 250 | A | 7 | 6.2 | A | 7 | 16000 | B | 7 | 3353 | A | 7 | 2.7 | E | 8 | 0.079 | F | 8 | 0.19 | F | 8 | 0 | 1 | D | 9 | 0 | C | 8
2001-08-14 | 23:00 | 0 | 0 | 0 | 2 | 0 | 0 | 2 | 0 | 0 | 2 | 0 | 0 | 2 | 0 | 0 | 2 | 0 | 0 | 2 | 0 | 0 | 2 | 0 | 10 | E | 9 | 9 | E | 9 | 17.2 | A | 7 | 12.2 | A | 7 | 72 | A | 7 | 836 | A | 7 | 290 | A | 7 | 5.7 | A | 7 | 16000 | B | 7 | 2896 | A | 7 | 2.7 | E | 8 | 0.079 | F | 8 | 0.19 | F | 8 | 0 | 1 | D | 9 | 61 | C | 8
2001-08-14 | 24:00 | 0 | 0 | 0 | 2 | 0 | 0 | 2 | 0 | 0 | 2 | 0 | 0 | 2 | 0 | 0 | 2 | 0 | 0 | 2 | 0 | 0 | 2 | 0 | 10 | E | 9 | 10 | E | 9 | 18.3 | A | 7 | 11.1 | A | 7 | 63 | A | 7 | 838 | A | 7 | 290 | A | 7 | 5.2 | A | 7 | 16000 | B | 7 | 2591 | A | 7 | 2.7 | E | 8 | 0.079 | F | 8 | 0.19 | F | 8 | 0 | 1 | D | 9 | 0 | C | 8
2001-08-15 | 1:00 | 0 | 0 | 0 | 2 | 0 | 0 | 2 | 0 | 0 | 2 | 0 | 0 | 2 | 0 | 0 | 2 | 0 | 0 | 2 | 0 | 0 | 2 | 0 | 10 | E | 9 | 10 | E | 9 | 18.3 | A | 7 | 11.7 | A | 7 | 65 | A | 7 | 838 | A | 7 | 260 | A | 7 | 5.7 | A | 7 | 16000 | B | 7 | 3353 | A | 7 | 2.7 | E | 8 | 0.079 | F | 8 | 0.19 | F | 8 | 0 | 1 | D | 9 | 0 | C | 8
2001-08-15 | 2:00 | 0 | 0 | 0 | 2 | 0 | 0 | 2 | 0 | 0 | 2 | 0 | 0 | 2 | 0 | 0 | 2 | 0 | 0 | 2 | 0 | 0 | 2 | 0 | 9 | E | 9 | 9 | E | 9 | 17.2 | A | 7 | 11.7 | A | 7 | 70 | A | 7 | 838 | A | 7 | 260 | A | 7 | 4.6 | A | 7 | 16000 | B | 7 | 77777 | A | 7 | 2.7 | E | 8 | 0.079 | F | 8 | 0.19 | F | 8 | 0 | 1 | D | 9 | 0 | C | 8
2001-08-15 | 3:00 | 0 | 0 | 0 | 2 | 0 | 0 | 2 | 0 | 0 | 2 | 0 | 0 | 2 | 0 | 0 | 2 | 0 | 0 | 2 | 0 | 0 | 2 | 0 | 5 | E | 9 | 4 | E | 9 | 17.2 | A | 7 | 10.6 | A | 7 | 65 | A | 7 | 838 | A | 7 | 250 | A | 7 | 5.2 | A | 7 | 16000 | B | 7 | 6096 | A | 7 | 2.7 | E | 8 | 0.079 | F | 8 | 0.19 | F | 8 | 0 | 1 | D | 9 | 0 | C | 8
2001-08-15 | 4:00 | 0 | 0 | 0 | 2 | 0 | 0 | 2 | 0 | 0 | 2 | 0 | 0 | 2 | 0 | 0 | 2 | 0 | 0 | 2 | 0 | 0 | 2 | 0 | 8 | E | 9 | 6 | E | 9 | 16.1 | A | 7 | 10.6 | A | 7 | 70 | A | 7 | 838 | A | 7 | 240 | A | 7 | 4.1 | A | 7 | 16000 | B | 7 | 6096 | A | 7 | 2.7 | E | 8 | 0.079 | F | 8 | 0.19 | F | 8 | 0 | 1 | D | 9 | 0 | C | 8
2001-08-15 | 5:00 | 0 | 0 | 0 | 2 | 0 | 0 | 2 | 0 | 0 | 2 | 0 | 0 | 2 | 0 | 0 | 2 | 0 | 0 | 2 | 0 | 0 | 2 | 0 | 8 | E | 9 | 7 | E | 9 | 16.1 | A | 7 | 10.6 | A | 7 | 70 | A | 7 | 837 | A | 7 | 250 | A | 7 | 3.6 | A | 7 | 16000 | B | 7 | 6096 | A | 7 | 2.7 | E | 8 | 0.079 | F | 8 | 0.19 | F | 8 | 0 | 1 | D | 9 | 0 | C | 8
2001-08-15 | 6:00 | 75 | 1054 | 0 | 2 | 8 | 0 | 2 | 15 | 0 | 2 | 8 | 0 | 2 | 8 | 0 | 2 | 15 | 0 | 2 | 8 | 0 | 2 | 19 | 7 | E | 9 | 7 | E | 9 | 16.1 | A | 7 | 10.6 | A | 7 | 70 | A | 7 | 839 | A | 7 | 250 | A | 7 | 3.6 | A | 7 | 16000 | B | 7 | 6706 | A | 7 | 2.7 | E | 8 | 0.079 | F | 8 | 0.19 | F | 8 | 0 | 1 | D | 9 | 0 | C | 8
2001-08-15 | 7:00 | 323 | 1332 | 134 | 2 | 8 | 121 | 2 | 15 | 105 | 2 | 8 | 145 | 2 | 8 | 102 | 2 | 15 | 120 | 2 | 8 | 229 | 2 | 19 | 4 | E | 9 | 4 | E | 9 | 18.3 | A | 7 | 10 | A | 7 | 58 | A | 7 | 840 | A | 7 | 270 | A | 7 | 4.1 | A | 7 | 16000 | B | 7 | 6706 | A | 7 | 2.7 | E | 8 | 0.079 | F | 8 | 0.19 | F | 8 | 0 | 1 | D | 9 | 0 | C | 8
2001-08-15 | 8:00 | 572 | 1332 | 384 | 2 | 8 | 587 | 2 | 15 | 131 | 2 | 8 | 393 | 2 | 8 | 557 | 2 | 15 | 153 | 2 | 8 | 251 | 2 | 19 | 3 | E | 9 | 3 | E | 9 | 20 | A | 7 | 8.9 | A | 7 | 49 | A | 7 | 842 | A | 7 | 300 | A | 7 | 4.6 | A | 7 | 16000 | B | 7 | 6706 | A | 7 | 2.7 | E | 8 | 0.079 | F | 8 | 0.19 | F | 8 | 0 | 1 | D | 9 | 0 | C | 8
2001-08-15 | 9:00 | 798 | 1332 | 544 | 2 | 8 | 642 | 2 | 15 | 158 | 2 | 8 | 568 | 2 | 8 | 642 | 2 | 15 | 183 | 2 | 8 | 369 | 2 | 19 | 3 | E | 9 | 3 | E | 9 | 23.3 | A | 7 | 8.3 | A | 7 | 38 | A | 7 | 843 | A | 7 | 340 | A | 7 | 6.2 | A | 7 | 16000 | B | 7 | 6096 | A | 7 | 2.7 | E | 8 | 0.079 | F | 8 | 0.19 | F | 8 | 0 | 1 | D | 9 | 0 | C | 8
2001-08-15 | 10:00 | 982 | 1332 | 563 | 2 | 8 | 303 | 2 | 15 | 339 | 2 | 8 | 608 | 2 | 8 | 327 | 2 | 15 | 366 | 2 | 8 | 1053 | 2 | 19 | 6 | E | 9 | 6 | E | 9 | 24.4 | A | 7 | 8.3 | A | 7 | 36 | A | 7 | 844 | A | 7 | 360 | A | 7 | 7.2 | A | 7 | 16000 | B | 7 | 6706 | A | 7 | 2.7 | E | 8 | 0.079 | F | 8 | 0.19 | F | 8 | 0 | 1 | D | 9 | 0 | C | 8
2001-08-15 | 11:00 | 1114 | 1332 | 680 | 2 | 8 | 392 | 2 | 15 | 351 | 2 | 8 | 745 | 2 | 8 | 426 | 2 | 15 | 388 | 2 | 8 | 1370 | 2 | 19 | 5 | E | 9 | 5 | E | 9 | 25.6 | A | 7 | 8.3 | A | 7 | 33 | A | 7 | 838 | A | 7 | 30 | A | 7 | 5.7 | A | 7 | 16000 | B | 7 | 6096 | A | 7 | 2.7 | E | 8 | 0.079 | F | 8 | 0.19 | F | 8 | 0 | 1 | D | 9 | 0 | C | 8
2001-08-15 | 12:00 | 1184 | 1332 | 892 | 2 | 8 | 727 | 2 | 15 | 244 | 2 | 8 | 945 | 2 | 8 | 739 | 2 | 15 | 286 | 2 | 8 | 1224 | 2 | 19 | 8 | E | 9 | 6 | E | 9 | 25.6 | A | 7 | 6.7 | A | 7 | 30 | A | 7 | 844 | A | 7 | 40 | A | 7 | 5.2 | A | 7 | 16000 | B | 7 | 6096 | A | 7 | 2.6 | E | 8 | 0.079 | F | 8 | 0.19 | F | 8 | 0 | 1 | D | 9 | 0 | C | 8
2001-08-15 | 13:00 | 1188 | 1332 | 656 | 2 | 8 | 300 | 2 | 15 | 388 | 2 | 8 | 720 | 2 | 8 | 326 | 2 | 15 | 428 | 2 | 8 | 1858 | 2 | 19 | 9 | E | 9 | 9 | E | 9 | 25 | A | 7 | 6 | A | 7 | 30 | A | 7 | 843 | A | 7 | 60 | A | 7 | 2.6 | A | 7 | 16100 | B | 7 | 3000 | A | 7 | 2.5 | E | 8 | 0.079 | F | 8 | 0.19 | F | 8 | 0 | 1 | D | 9 | 0 | C | 8
2001-08-15 | 14:00 | 1124 | 1332 | 188 | 2 | 8 | 6 | 2 | 15 | 183 | 2 | 8 | 232 | 2 | 8 | 5 | 2 | 15 | 228 | 2 | 8 | 930 | 2 | 19 | 9 | E | 9 | 8 | E | 9 | 18.9 | A | 7 | 10.6 | A | 7 | 59 | A | 7 | 842 | A | 7 | 270 | A | 7 | 8.8 | A | 7 | 16000 | B | 7 | 2438 | A | 7 | 2.4 | E | 8 | 0.079 | F | 8 | 0.19 | F | 8 | 0 | 1 | D | 9 | 0 | C | 8
2001-08-15 | 15:00 | 997 | 1332 | 126 | 2 | 8 | 0 | 2 | 15 | 126 | 2 | 8 | 157 | 2 | 8 | 0 | 2 | 15 | 157 | 2 | 8 | 655 | 2 | 19 | 7 | E | 9 | 6 | E | 9 | 21.7 | A | 7 | 10.6 | A | 7 | 49 | A | 7 | 844 | A | 7 | 360 | A | 7 | 5.7 | A | 7 | 16000 | B | 7 | 6096 | A | 7 | 2.3 | E | 8 | 0.079 | F | 8 | 0.19 | F | 8 | 0 | 1 | D | 9 | 0 | C | 8
2001-08-15 | 16:00 | 817 | 1332 | 463 | 2 | 8 | 307 | 2 | 15 | 274 | 2 | 8 | 496 | 2 | 8 | 327 | 2 | 15 | 295 | 2 | 8 | 703 | 2 | 19 | 7 | E | 9 | 5 | E | 9 | 20 | A | 7 | 10.6 | A | 7 | 55 | A | 7 | 843 | A | 7 | 70 | A | 7 | 5.7 | A | 7 | 16000 | B | 7 | 6706 | A | 7 | 2.2 | E | 8 | 0.079 | F | 8 | 0.19 | F | 8 | 0 | 1 | D | 9 | 0 | C | 8
2001-08-15 | 17:00 | 595 | 1332 | 154 | 2 | 8 | 6 | 2 | 15 | 151 | 2 | 8 | 176 | 2 | 8 | 4 | 2 | 15 | 174 | 2 | 8 | 612 | 2 | 19 | 9 | E | 9 | 9 | A | 7 | 20 | A | 7 | 10 | A | 7 | 53 | A | 7 | 843 | A | 7 | 90 | A | 7 | 3.6 | A | 7 | 16000 | B | 7 | 6706 | A | 7 | 2.1 | E | 8 | 0.079 | F | 8 | 0.19 | F | 8 | 0 | 1 | D | 9 | 0 | C | 8
2001-08-15 | 18:00 | 346 | 1332 | 127 | 2 | 8 | 117 | 2 | 15 | 97 | 2 | 8 | 139 | 2 | 8 | 102 | 2 | 15 | 112 | 2 | 8 | 213 | 2 | 19 | 5 | E | 9 | 5 | E | 9 | 19.4 | A | 7 | 10 | A | 7 | 54 | A | 7 | 843 | A | 7 | 170 | A | 7 | 3.6 | A | 7 | 16000 | B | 7 | 6706 | A | 7 | 1.9 | E | 8 | 0.079 | F | 8 | 0.19 | F | 8 | 0 | 1 | D | 9 | 0 | C | 8
2001-08-15 | 19:00 | 94 | 1188 | 30 | 2 | 8 | 173 | 2 | 15 | 18 | 2 | 8 | 34 | 2 | 8 | 91 | 2 | 15 | 26 | 2 | 8 | 33 | 2 | 19 | 6 | E | 9 | 5 | E | 9 | 20 | A | 7 | 9.4 | A | 7 | 50 | A | 7 | 843 | A | 7 | 210 | A | 7 | 3.6 | A | 7 | 16000 | B | 7 | 6706 | A | 7 | 1.8 | E | 8 | 0.079 | F | 8 | 0.19 | F | 8 | 0 | 1 | D | 9 | 0 | C | 8
2001-08-15 | 20:00 | 0 | 0 | 0 | 2 | 0 | 0 | 2 | 0 | 0 | 2 | 0 | 0 | 2 | 0 | 0 | 2 | 0 | 0 | 2 | 0 | 0 | 2 | 0 | 5 | E | 9 | 4 | E | 9 | 18.3 | A | 7 | 10 | A | 7 | 58 | A | 7 | 842 | A | 7 | 220 | A | 7 | 3.1 | A | 7 | 16000 | B | 7 | 3658 | A | 7 | 1.7 | E | 8 | 0.079 | F | 8 | 0.19 | F | 8 | 0 | 1 | D | 9 | 0 | C | 8
2001-08-15 | 21:00 | 0 | 0 | 0 | 2 | 0 | 0 | 2 | 0 | 0 | 2 | 0 | 0 | 2 | 0 | 0 | 2 | 0 | 0 | 2 | 0 | 0 | 2 | 0 | 8 | E | 9 | 6 | E | 9 | 17.8 | A | 7 | 8.9 | A | 7 | 56 | A | 7 | 842 | A | 7 | 220 | A | 7 | 3.1 | A | 7 | 16000 | B | 7 | 6706 | A | 7 | 1.6 | E | 8 | 0.079 | F | 8 | 0.19 | F | 8 | 0 | 1 | D | 9 | 0 | C | 8
2001-08-15 | 22:00 | 0 | 0 | 0 | 2 | 0 | 0 | 2 | 0 | 0 | 2 | 0 | 0 | 2 | 0 | 0 | 2 | 0 | 0 | 2 | 0 | 0 | 2 | 0 | 9 | E | 9 | 9 | A | 7 | 16.7 | A | 7 | 10 | A | 7 | 65 | A | 7 | 841 | A | 7 | 270 | A | 7 | 3.6 | A | 7 | 16000 | B | 7 | 7620 | A | 7 | 1.5 | E | 8 | 0.079 | F | 8 | 0.19 | F | 8 | 0 | 1 | D | 9 | 0 | C | 8
2001-08-15 | 23:00 | 0 | 0 | 0 | 2 | 0 | 0 | 2 | 0 | 0 | 2 | 0 | 0 | 2 | 0 | 0 | 2 | 0 | 0 | 2 | 0 | 0 | 2 | 0 | 8 | E | 9 | 6 | E | 9 | 16.1 | A | 7 | 11.1 | A | 7 | 72 | A | 7 | 839 | A | 7 | 260 | A | 7 | 3.6 | A | 7 | 16000 | B | 7 | 6096 | A | 7 | 1.4 | E | 8 | 0.079 | F | 8 | 0.19 | F | 8 | 0 | 1 | D | 9 | 0 | C | 8
2001-08-15 | 24:00 | 0 | 0 | 0 | 2 | 0 | 0 | 2 | 0 | 0 | 2 | 0 | 0 | 2 | 0 | 0 | 2 | 0 | 0 | 2 | 0 | 0 | 2 | 0 | 5 | E | 9 | 5 | E | 9 | 16.1 | A | 7 | 11.1 | A | 7 | 72 | A | 7 | 841 | A | 7 | 260 | A | 7 | 3.6 | A | 7 | 16000 | B | 7 | 6096 | A | 7 | 1.4 | E | 8 | 0.079 | F | 8 | 0.19 | F | 8 | 0 | 1 | D | 9 | 0 | C | 8
2001-08-16 | 1:00 | 0 | 0 | 0 | 2 | 0 | 0 | 2 | 0 | 0 | 2 | 0 | 0 | 2 | 0 | 0 | 2 | 0 | 0 | 2 | 0 | 0 | 2 | 0 | 9 | E | 9 | 9 | E | 9 | 16.7 | A | 7 | 10.6 | A | 7 | 67 | A | 7 | 841 | A | 7 | 230 | A | 7 | 3.6 | A | 7 | 16000 | B | 7 | 3048 | A | 7 | 1.4 | E | 8 | 0.079 | F | 8 | 0.19 | F | 8 | 0 | 1 | D | 9 | 0 | C | 8
2001-08-16 | 2:00 | 0 | 0 | 0 | 2 | 0 | 0 | 2 | 0 | 0 | 2 | 0 | 0 | 2 | 0 | 0 | 2 | 0 | 0 | 2 | 0 | 0 | 2 | 0 | 3 | E | 9 | 3 | E | 9 | 15.6 | A | 7 | 10.6 | A | 7 | 72 | A | 7 | 841 | A | 7 | 210 | A | 7 | 4.6 | A | 7 | 16000 | B | 7 | 6096 | A | 7 | 1.4 | E | 8 | 0.079 | F | 8 | 0.19 | F | 8 | 0 | 1 | D | 9 | 0 | C | 8
2001-08-16 | 3:00 | 0 | 0 | 0 | 2 | 0 | 0 | 2 | 0 | 0 | 2 | 0 | 0 | 2 | 0 | 0 | 2 | 0 | 0 | 2 | 0 | 0 | 2 | 0 | 1 | E | 9 | 0 | E | 9 | 15 | A | 7 | 10 | A | 7 | 72 | A | 7 | 840 | A | 7 | 200 | A | 7 | 4.1 | A | 7 | 16000 | B | 7 | 77777 | A | 7 | 1.3 | E | 8 | 0.079 | F | 8 | 0.19 | F | 8 | 8 | 1 | D | 9 | 0 | C | 8
2001-08-16 | 4:00 | 0 | 0 | 0 | 2 | 0 | 0 | 2 | 0 | 0 | 2 | 0 | 0 | 2 | 0 | 0 | 2 | 0 | 0 | 2 | 0 | 0 | 2 | 0 | 1 | E | 9 | 1 | E | 9 | 13.3 | A | 7 | 10 | A | 7 | 80 | A | 7 | 840 | A | 7 | 120 | A | 7 | 2.1 | A | 7 | 16000 | B | 7 | 6096 | A | 7 | 1.3 | E | 8 | 0.079 | F | 8 | 0.19 | F | 8 | 0 | 1 | D | 9 | 0 | C | 8
2001-08-16 | 5:00 | 0 | 0 | 0 | 2 | 0 | 0 | 2 | 0 | 0 | 2 | 0 | 0 | 2 | 0 | 0 | 2 | 0 | 0 | 2 | 0 | 0 | 2 | 0 | 5 | E | 9 | 5 | E | 9 | 12.8 | A | 7 | 10 | A | 7 | 83 | A | 7 | 839 | A | 7 | 100 | A | 7 | 2.6 | A | 7 | 16000 | B | 7 | 6096 | A | 7 | 1.3 | E | 8 | 0.079 | F | 8 | 0.19 | F | 8 | 0 | 1 | D | 9 | 0 | C | 8
2001-08-16 | 6:00 | 73 | 1033 | 0 | 2 | 8 | 0 | 2 | 15 | 0 | 2 | 8 | 0 | 2 | 8 | 0 | 2 | 15 | 0 | 2 | 8 | 0 | 2 | 19 | 6 | E | 9 | 6 | E | 9 | 12.8 | A | 7 | 10 | A | 7 | 83 | A | 7 | 840 | A | 7 | 190 | A | 7 | 2.6 | A | 7 | 16000 | B | 7 | 77777 | A | 7 | 1.3 | E | 8 | 0.079 | F | 8 | 0.19 | F | 8 | 0 | 1 | D | 9 | 0 | C | 8
2001-08-16 | 7:00 | 320 | 1332 | 194 | 2 | 8 | 539 | 2 | 15 | 65 | 2 | 8 | 199 | 2 | 8 | 439 | 2 | 15 | 93 | 2 | 8 | 117 | 2 | 19 | 7 | E | 9 | 6 | E | 9 | 16.1 | A | 7 | 10.6 | A | 7 | 70 | A | 7 | 842 | A | 7 | 130 | A | 7 | 2.1 | A | 7 | 16000 | B | 7 | 77777 | A | 7 | 1.3 | E | 8 | 0.079 | F | 8 | 0.19 | F | 8 | 0 | 1 | D | 9 | 0 | C | 8
2001-08-16 | 8:00 | 569 | 1332 | 399 | 2 | 8 | 724 | 2 | 15 | 88 | 2 | 8 | 419 | 2 | 8 | 700 | 2 | 15 | 120 | 2 | 8 | 180 | 2 | 19 | 5 | E | 9 | 5 | E | 9 | 18.3 | A | 7 | 9.4 | A | 7 | 56 | A | 7 | 843 | A | 7 | 0 | A | 7 | 0 | A | 7 | 16000 | B | 7 | 77777 | A | 7 | 1.2 | E | 8 | 0.079 | F | 8 | 0.19 | F | 8 | 0 | 1 | D | 9 | 0 | C | 8
2001-08-16 | 9:00 | 795 | 1332 | 563 | 2 | 8 | 666 | 2 | 15 | 165 | 2 | 8 | 587 | 2 | 8 | 664 | 2 | 15 | 190 | 2 | 8 | 381 | 2 | 19 | 4 | E | 9 | 3 | E | 9 | 20.6 | A | 7 | 10 | A | 7 | 51 | A | 7 | 845 | A | 7 | 290 | A | 7 | 2.1 | A | 7 | 16000 | B | 7 | 77777 | A | 7 | 1.2 | E | 8 | 0.079 | F | 8 | 0.19 | F | 8 | 0 | 1 | D | 9 | 0 | C | 8
2001-08-16 | 10:00 | 980 | 1332 | 418 | 2 | 8 | 103 | 2 | 15 | 342 | 2 | 8 | 460 | 2 | 8 | 106 | 2 | 15 | 382 | 2 | 8 | 1250 | 2 | 19 | 5 | E | 9 | 4 | E | 9 | 22.2 | A | 7 | 11.1 | A | 7 | 49 | A | 7 | 846 | A | 7 | 330 | A | 7 | 4.6 | A | 7 | 16000 | B | 7 | 77777 | A | 7 | 1.2 | E | 8 | 0.079 | F | 8 | 0.19 | F | 8 | 0 | 1 | D | 9 | 0 | C | 8
2001-08-16 | 11:00 | 1112 | 1332 | 476 | 2 | 8 | 109 | 2 | 15 | 385 | 2 | 8 | 524 | 2 | 8 | 116 | 2 | 15 | 427 | 2 | 8 | 1497 | 2 | 19 | 4 | E | 9 | 4 | E | 9 | 22.2 | A | 7 | 10.6 | A | 7 | 48 | A | 7 | 840 | A | 7 | 0 | A | 7 | 0 | A | 7 | 16000 | B | 7 | 6706 | A | 7 | 1.2 | E | 8 | 0.079 | F | 8 | 0.19 | F | 8 | 0 | 1 | D | 9 | 0 | C | 8
2001-08-16 | 12:00 | 1182 | 1332 | 862 | 2 | 8 | 637 | 2 | 15 | 295 | 2 | 8 | 900 | 2 | 8 | 640 | 2 | 15 | 331 | 2 | 8 | 1439 | 2 | 19 | 4 | E | 9 | 4 | E | 9 | 23.9 | A | 7 | 10 | A | 7 | 41 | A | 7 | 845 | A | 7 | 30 | A | 7 | 2.1 | A | 7 | 16000 | B | 7 | 6706 | A | 7 | 1.1 | E | 8 | 0.079 | F | 8 | 0.19 | F | 8 | 0 | 1 | D | 9 | 0 | C | 8
2001-08-16 | 13:00 | 1185 | 1332 | 907 | 2 | 8 | 839 | 2 | 15 | 159 | 2 | 8 | 963 | 2 | 8 | 849 | 2 | 15 | 207 | 2 | 8 | 758 | 2 | 19 | 5 | E | 9 | 5 | E | 9 | 25.6 | A | 7 | 8.9 | A | 7 | 35 | A | 7 | 845 | A | 7 | 10 | B | 8 | 1.5 | A | 7 | 16000 | B | 7 | 6706 | A | 7 | 1.1 | E | 8 | 0.079 | F | 8 | 0.19 | F | 8 | 0 | 1 | D | 9 | 0 | C | 8
2001-08-16 | 14:00 | 1121 | 1332 | 844 | 2 | 8 | 801 | 2 | 15 | 169 | 2 | 8 | 883 | 2 | 8 | 805 | 2 | 15 | 205 | 2 | 8 | 637 | 2 | 19 | 7 | E | 9 | 6 | E | 9 | 25.6 | A | 7 | 8.9 | A | 7 | 35 | A | 7 | 845 | A | 7 | 360 | B | 8 | 2.1 | A | 7 | 16000 | B | 7 | 6706 | A | 7 | 1.1 | E | 8 | 0.079 | F | 8 | 0.19 | F | 8 | 0 | 1 | D | 9 | 0 | C | 8
2001-08-16 | 15:00 | 994 | 1332 | 683 | 2 | 8 | 577 | 2 | 15 | 251 | 2 | 8 | 733 | 2 | 8 | 601 | 2 | 15 | 284 | 2 | 8 | 778 | 2 | 19 | 8 | E | 9 | 6 | E | 9 | 25 | A | 7 | 10 | A | 7 | 39 | A | 7 | 844 | A | 7 | 340 | A | 7 | 1.5 | A | 7 | 16000 | B | 7 | 6706 | A | 7 | 1 | E | 8 | 0.079 | F | 8 | 0.19 | F | 8 | 0 | 1 | D | 9 | 0 | C | 8
2001-08-16 | 16:00 | 813 | 1332 | 317 | 2 | 8 | 106 | 2 | 15 | 252 | 2 | 8 | 348 | 2 | 8 | 111 | 2 | 15 | 280 | 2 | 8 | 688 | 2 | 19 | 9 | E | 9 | 8 | E | 9 | 26.1 | A | 7 | 8.3 | A | 7 | 32 | A | 7 | 846 | A | 7 | 330 | A | 7 | 10.3 | A | 7 | 16000 | B | 7 | 3300 | A | 7 | 1 | E | 8 | 0.079 | F | 8 | 0.19 | F | 8 | 0 | 1 | D | 9 | 0 | C | 8
2001-08-16 | 17:00 | 590 | 1332 | 355 | 2 | 8 | 437 | 2 | 15 | 161 | 2 | 8 | 371 | 2 | 8 | 428 | 2 | 15 | 181 | 2 | 8 | 327 | 2 | 19 | 7 | E | 9 | 7 | A | 7 | 22.2 | A | 7 | 6.1 | A | 7 | 35 | A | 7 | 838 | A | 7 | 20 | A | 7 | 10.3 | A | 7 | 16000 | B | 7 | 6096 | A | 7 | 0.9 | E | 8 | 0.079 | F | 8 | 0.19 | F | 8 | 0 | 1 | D | 9 | 0 | C | 8
2001-08-16 | 18:00 | 341 | 1332 | 183 | 2 | 8 | 483 | 2 | 15 | 59 | 2 | 8 | 189 | 2 | 8 | 406 | 2 | 15 | 85 | 2 | 8 | 110 | 2 | 19 | 3 | E | 9 | 3 | E | 9 | 22.2 | A | 7 | 6.7 | A | 7 | 37 | A | 7 | 844 | A | 7 | 70 | A | 7 | 3.1 | A | 7 | 16000 | B | 7 | 77777 | A | 7 | 0.9 | E | 8 | 0.079 | F | 8 | 0.19 | F | 8 | 0 | 1 | D | 9 | 0 | C | 8
2001-08-16 | 19:00 | 89 | 1144 | 28 | 2 | 8 | 277 | 2 | 15 | 11 | 2 | 8 | 36 | 2 | 8 | 174 | 2 | 15 | 22 | 2 | 8 | 31 | 2 | 19 | 4 | E | 9 | 4 | E | 9 | 19.4 | A | 7 | 7.2 | A | 7 | 45 | A | 7 | 843 | A | 7 | 50 | A | 7 | 2.1 | A | 7 | 16000 | B | 7 | 77777 | A | 7 | 0.8 | E | 8 | 0.079 | F | 8 | 0.19 | F | 8 | 0 | 1 | D | 9 | 0 | C | 8
2001-08-16 | 20:00 | 0 | 0 | 0 | 2 | 0 | 0 | 2 | 0 | 0 | 2 | 0 | 0 | 2 | 0 | 0 | 2 | 0 | 0 | 2 | 0 | 0 | 2 | 0 | 5 | E | 9 | 4 | E | 9 | 16.7 | A | 7 | 9.4 | A | 7 | 62 | A | 7 | 843 | A | 7 | 170 | A | 7 | 3.1 | A | 7 | 16000 | B | 7 | 77777 | A | 7 | 0.8 | E | 8 | 0.079 | F | 8 | 0.19 | F | 8 | 0 | 1 | D | 9 | 0 | C | 8
2001-08-16 | 21:00 | 0 | 0 | 0 | 2 | 0 | 0 | 2 | 0 | 0 | 2 | 0 | 0 | 2 | 0 | 0 | 2 | 0 | 0 | 2 | 0 | 0 | 2 | 0 | 7 | E | 9 | 6 | E | 9 | 17.2 | A | 7 | 9.4 | A | 7 | 60 | A | 7 | 844 | A | 7 | 210 | A | 7 | 3.6 | A | 7 | 16000 | B | 7 | 6706 | A | 7 | 0.7 | E | 8 | 0.079 | F | 8 | 0.19 | F | 8 | 0 | 1 | D | 9 | 0 | C | 8
2001-08-16 | 22:00 | 0 | 0 | 0 | 2 | 0 | 0 | 2 | 0 | 0 | 2 | 0 | 0 | 2 | 0 | 0 | 2 | 0 | 0 | 2 | 0 | 0 | 2 | 0 | 9 | E | 9 | 9 | A | 7 | 16.1 | A | 7 | 11.7 | A | 7 | 75 | A | 7 | 843 | A | 7 | 320 | A | 7 | 1.5 | A | 7 | 16000 | B | 7 | 2134 | A | 7 | 0.7 | E | 8 | 0.079 | F | 8 | 0.19 | F | 8 | 3 | 1 | D | 9 | 80 | C | 8
2001-08-16 | 23:00 | 0 | 0 | 0 | 2 | 0 | 0 | 2 | 0 | 0 | 2 | 0 | 0 | 2 | 0 | 0 | 2 | 0 | 0 | 2 | 0 | 0 | 2 | 0 | 0 | E | 9 | 0 | E | 9 | 14.4 | A | 7 | 11.1 | A | 7 | 81 | A | 7 | 841 | A | 7 | 240 | A | 7 | 4.1 | A | 7 | 16000 | B | 7 | 77777 | A | 7 | 0.6 | E | 8 | 0.079 | F | 8 | 0.19 | F | 8 | 0 | 1 | D | 9 | 0 | C | 8
2001-08-16 | 24:00 | 0 | 0 | 0 | 2 | 0 | 0 | 2 | 0 | 0 | 2 | 0 | 0 | 2 | 0 | 0 | 2 | 0 | 0 | 2 | 0 | 0 | 2 | 0 | 0 | E | 9 | 0 | E | 9 | 15 | A | 7 | 10.6 | A | 7 | 75 | A | 7 | 842 | A | 7 | 230 | A | 7 | 4.6 | A | 7 | 16000 | B | 7 | 77777 | A | 7 | 0.7 | E | 8 | 0.079 | F | 8 | 0.19 | F | 8 | 0 | 1 | D | 9 | 0 | C | 8
2001-08-17 | 1:00 | 0 | 0 | 0 | 2 | 0 | 0 | 2 | 0 | 0 | 2 | 0 | 0 | 2 | 0 | 0 | 2 | 0 | 0 | 2 | 0 | 0 | 2 | 0 | 0 | E | 9 | 0 | E | 9 | 15 | A | 7 | 10 | A | 7 | 72 | A | 7 | 841 | A | 7 | 220 | A | 7 | 6.2 | A | 7 | 16000 | B | 7 | 77777 | A | 7 | 0.8 | E | 8 | 0.079 | F | 8 | 0.19 | F | 8 | 0 | 1 | D | 9 | 0 | C | 8
2001-08-17 | 2:00 | 0 | 0 | 0 | 2 | 0 | 0 | 2 | 0 | 0 | 2 | 0 | 0 | 2 | 0 | 0 | 2 | 0 | 0 | 2 | 0 | 0 | 2 | 0 | 0 | E | 9 | 0 | E | 9 | 15 | A | 7 | 8.9 | A | 7 | 67 | A | 7 | 840 | A | 7 | 210 | A | 7 | 7.2 | A | 7 | 16000 | B | 7 | 77777 | A | 7 | 0.8 | E | 8 | 0.079 | F | 8 | 0.19 | F | 8 | 0 | 1 | D | 9 | 0 | C | 8
2001-08-17 | 3:00 | 0 | 0 | 0 | 2 | 0 | 0 | 2 | 0 | 0 | 2 | 0 | 0 | 2 | 0 | 0 | 2 | 0 | 0 | 2 | 0 | 0 | 2 | 0 | 0 | E | 9 | 0 | E | 9 | 15 | A | 7 | 8.3 | A | 7 | 64 | A | 7 | 840 | A | 7 | 220 | A | 7 | 5.2 | A | 7 | 16000 | B | 7 | 77777 | A | 7 | 0.9 | E | 8 | 0.079 | F | 8 | 0.19 | F | 8 | 0 | 1 | D | 9 | 0 | C | 8
2001-08-17 | 4:00 | 0 | 0 | 0 | 2 | 0 | 0 | 2 | 0 | 0 | 2 | 0 | 0 | 2 | 0 | 0 | 2 | 0 | 0 | 2 | 0 | 0 | 2 | 0 | 0 | E | 9 | 0 | E | 9 | 13.3 | A | 7 | 8.3 | A | 7 | 72 | A | 7 | 839 | A | 7 | 220 | A | 7 | 4.6 | A | 7 | 16000 | B | 7 | 77777 | A | 7 | 0.9 | E | 8 | 0.079 | F | 8 | 0.19 | F | 8 | 0 | 1 | D | 9 | 0 | C | 8
2001-08-17 | 5:00 | 0 | 0 | 0 | 2 | 0 | 0 | 2 | 0 | 0 | 2 | 0 | 0 | 2 | 0 | 0 | 2 | 0 | 0 | 2 | 0 | 0 | 2 | 0 | 0 | E | 9 | 0 | E | 9 | 11.7 | A | 7 | 7.8 | A | 7 | 77 | A | 7 | 839 | A | 7 | 0 | A | 7 | 0 | A | 7 | 16000 | B | 7 | 77777 | A | 7 | 1 | E | 8 | 0.079 | F | 8 | 0.19 | F | 8 | 0 | 1 | D | 9 | 0 | C | 8
2001-08-17 | 6:00 | 70 | 1011 | 0 | 2 | 8 | 0 | 2 | 15 | 0 | 2 | 8 | 0 | 2 | 8 | 0 | 2 | 15 | 0 | 2 | 8 | 0 | 2 | 19 | 3 | E | 9 | 3 | E | 9 | 12.2 | A | 7 | 8.3 | A | 7 | 77 | A | 7 | 840 | A | 7 | 260 | A | 7 | 3.6 | A | 7 | 16000 | B | 7 | 77777 | A | 7 | 1.1 | E | 8 | 0.079 | F | 8 | 0.19 | F | 8 | 0 | 1 | D | 9 | 0 | C | 8
2001-08-17 | 7:00 | 316 | 1333 | 187 | 2 | 8 | 500 | 2 | 15 | 68 | 2 | 8 | 190 | 2 | 8 | 404 | 2 | 15 | 94 | 2 | 8 | 121 | 2 | 19 | 3 | E | 9 | 3 | E | 9 | 15 | A | 7 | 9.4 | A | 7 | 69 | A | 7 | 842 | A | 7 | 260 | A | 7 | 3.1 | A | 7 | 16000 | B | 7 | 77777 | A | 7 | 1.1 | E | 8 | 0.079 | F | 8 | 0.19 | F | 8 | 0 | 1 | D | 9 | 0 | C | 8
2001-08-17 | 8:00 | 566 | 1333 | 399 | 2 | 8 | 743 | 2 | 15 | 83 | 2 | 8 | 411 | 2 | 8 | 708 | 2 | 15 | 109 | 2 | 8 | 162 | 2 | 19 | 3 | E | 9 | 3 | E | 9 | 18.3 | A | 7 | 8.9 | A | 7 | 54 | A | 7 | 844 | A | 7 | 280 | A | 7 | 3.1 | A | 7 | 16000 | B | 7 | 77777 | A | 7 | 1.2 | E | 8 | 0.079 | F | 8 | 0.19 | F | 8 | 0 | 1 | D | 9 | 0 | C | 8
2001-08-17 | 9:00 | 792 | 1333 | 590 | 2 | 8 | 850 | 2 | 15 | 84 | 2 | 8 | 615 | 2 | 8 | 840 | 2 | 15 | 115 | 2 | 8 | 187 | 2 | 19 | 3 | E | 9 | 3 | E | 9 | 21.7 | A | 7 | 6.7 | A | 7 | 38 | A | 7 | 846 | A | 7 | 350 | A | 7 | 4.1 | A | 7 | 16000 | B | 7 | 77777 | A | 7 | 1.2 | E | 8 | 0.079 | F | 8 | 0.19 | F | 8 | 0 | 1 | D | 9 | 0 | C | 8
2001-08-17 | 10:00 | 977 | 1333 | 734 | 2 | 8 | 873 | 2 | 15 | 93 | 2 | 8 | 763 | 2 | 8 | 872 | 2 | 15 | 122 | 2 | 8 | 254 | 2 | 19 | 3 | E | 9 | 3 | E | 9 | 22.8 | A | 7 | 5.6 | A | 7 | 33 | A | 7 | 847 | A | 7 | 10 | B | 8 | 2.1 | A | 7 | 16000 | B | 7 | 77777 | A | 7 | 1.3 | E | 8 | 0.079 | F | 8 | 0.19 | F | 8 | 0 | 1 | D | 9 | 0 | C | 8
2001-08-17 | 11:00 | 1109 | 1333 | 829 | 2 | 8 | 832 | 2 | 15 | 134 | 2 | 8 | 887 | 2 | 8 | 844 | 2 | 15 | 183 | 2 | 8 | 515 | 2 | 19 | 5 | E | 9 | 5 | E | 9 | 25 | A | 7 | 4.4 | A | 7 | 26 | A | 7 | 841 | A | 7 | 30 | A | 7 | 4.1 | A | 7 | 16000 | B | 7 | 77777 | A | 7 | 1.4 | E | 8 | 0.079 | F | 8 | 0.19 | F | 8 | 0 | 1 | D | 9 | 0 | C | 8
2001-08-17 | 12:00 | 1179 | 1333 | 880 | 2 | 8 | 799 | 2 | 15 | 171 | 2 | 8 | 926 | 2 | 8 | 805 | 2 | 15 | 212 | 2 | 8 | 784 | 2 | 19 | 5 | E | 9 | 5 | E | 9 | 27.2 | A | 7 | 4.4 | A | 7 | 23 | A | 7 | 848 | A | 7 | 20 | A | 7 | 5.2 | A | 7 | 16000 | B | 7 | 77777 | A | 7 | 1.4 | E | 8 | 0.079 | F | 8 | 0.19 | F | 8 | 0 | 1 | D | 9 | 0 | C | 8
2001-08-17 | 13:00 | 1182 | 1333 | 925 | 2 | 8 | 893 | 2 | 15 | 131 | 2 | 8 | 950 | 2 | 8 | 895 | 2 | 15 | 155 | 2 | 8 | 513 | 2 | 19 | 3 | E | 9 | 3 | E | 9 | 27.2 | A | 7 | 5.6 | A | 7 | 25 | A | 7 | 847 | A | 7 | 20 | A | 7 | 5.2 | A | 7 | 16000 | B | 7 | 77777 | A | 7 | 1.3 | E | 8 | 0.079 | F | 8 | 0.19 | F | 8 | 0 | 1 | D | 9 | 0 | C | 8
2001-08-17 | 14:00 | 1117 | 1333 | 879 | 2 | 8 | 944 | 2 | 15 | 86 | 2 | 8 | 915 | 2 | 8 | 947 | 2 | 15 | 119 | 2 | 8 | 323 | 2 | 19 | 3 | E | 9 | 3 | E | 9 | 28.3 | A | 7 | 3.9 | A | 7 | 21 | A | 7 | 847 | A | 7 | 10 | A | 7 | 6.2 | A | 7 | 16000 | B | 7 | 77777 | A | 7 | 1.3 | E | 8 | 0.079 | F | 8 | 0.19 | F | 8 | 0 | 1 | D | 9 | 0 | C | 8
2001-08-17 | 15:00 | 990 | 1333 | 763 | 2 | 8 | 911 | 2 | 15 | 85 | 2 | 8 | 795 | 2 | 8 | 911 | 2 | 15 | 117 | 2 | 8 | 248 | 2 | 19 | 3 | E | 9 | 3 | E | 9 | 28.3 | A | 7 | 5 | A | 7 | 23 | A | 7 | 847 | A | 7 | 310 | A | 7 | 5.2 | A | 7 | 16000 | B | 7 | 77777 | A | 7 | 1.3 | E | 8 | 0.079 | F | 8 | 0.19 | F | 8 | 0 | 1 | D | 9 | 0 | C | 8
2001-08-17 | 16:00 | 808 | 1333 | 590 | 2 | 8 | 810 | 2 | 15 | 98 | 2 | 8 | 626 | 2 | 8 | 811 | 2 | 15 | 133 | 2 | 8 | 235 | 2 | 19 | 3 | E | 9 | 3 | E | 9 | 28.3 | A | 7 | 3.3 | A | 7 | 20 | A | 7 | 847 | A | 7 | 40 | A | 7 | 5.7 | A | 7 | 16000 | B | 7 | 77777 | A | 7 | 1.3 | E | 8 | 0.079 | F | 8 | 0.19 | F | 8 | 0 | 1 | D | 9 | 0 | C | 8
2001-08-17 | 17:00 | 585 | 1333 | 402 | 2 | 8 | 698 | 2 | 15 | 95 | 2 | 8 | 423 | 2 | 8 | 677 | 2 | 15 | 125 | 2 | 8 | 195 | 2 | 19 | 5 | E | 9 | 5 | A | 7 | 27.8 | A | 7 | 1.7 | A | 7 | 18 | A | 7 | 839 | A | 7 | 10 | A | 7 | 6.2 | A | 7 | 16000 | B | 7 | 77777 | A | 7 | 1.3 | E | 8 | 0.079 | F | 8 | 0.19 | F | 8 | 0 | 1 | D | 9 | 0 | C | 8
2001-08-17 | 18:00 | 336 | 1333 | 172 | 2 | 8 | 388 | 2 | 15 | 74 | 2 | 8 | 181 | 2 | 8 | 322 | 2 | 15 | 100 | 2 | 8 | 135 | 2 | 19 | 3 | E | 9 | 3 | E | 9 | 26.7 | A | 7 | 2.2 | A | 7 | 20 | A | 7 | 846 | A | 7 | 30 | A | 7 | 4.1 | A | 7 | 16000 | B | 7 | 77777 | A | 7 | 1.2 | E | 8 | 0.079 | F | 8 | 0.19 | F | 8 | 0 | 1 | D | 9 | 0 | C | 8
2001-08-17 | 19:00 | 85 | 1122 | 27 | 2 | 8 | 207 | 2 | 15 | 15 | 2 | 8 | 33 | 2 | 8 | 107 | 2 | 15 | 24 | 2 | 8 | 28 | 2 | 19 | 3 | E | 9 | 3 | E | 9 | 23.3 | A | 7 | 2.8 | A | 7 | 26 | A | 7 | 845 | A | 7 | 50 | A | 7 | 2.6 | A | 7 | 16000 | B | 7 | 77777 | A | 7 | 1.2 | E | 8 | 0.079 | F | 8 | 0.19 | F | 8 | 0 | 1 | D | 9 | 0 | C | 8
2001-08-17 | 20:00 | 0 | 0 | 0 | 2 | 0 | 0 | 2 | 0 | 0 | 2 | 0 | 0 | 2 | 0 | 0 | 2 | 0 | 0 | 2 | 0 | 0 | 2 | 0 | 3 | B | 8 | 3 | B | 8 | 23.3 | A | 7 | 2.2 | A | 7 | 25 | A | 7 | 845 | A | 7 | 0 | A | 7 | 0 | A | 7 | 16000 | B | 7 | 77777 | A | 7 | 1.2 | E | 8 | 0.079 | F | 8 | 0.19 | F | 8 | 0 | 1 | D | 9 | 0 | C | 8
2001-08-17 | 21:00 | 0 | 0 | 0 | 2 | 0 | 0 | 2 | 0 | 0 | 2 | 0 | 0 | 2 | 0 | 0 | 2 | 0 | 0 | 2 | 0 | 0 | 2 | 0 | 3 | E | 9 | 3 | E | 9 | 20 | A | 7 | 2.2 | A | 7 | 31 | A | 7 | 844 | A | 7 | 150 | A | 7 | 1.5 | A | 7 | 16000 | B | 7 | 77777 | A | 7 | 1.2 | E | 8 | 0.079 | F | 8 | 0.19 | F | 8 | 0 | 1 | D | 9 | 0 | C | 8
2001-08-17 | 22:00 | 0 | 0 | 0 | 2 | 0 | 0 | 2 | 0 | 0 | 2 | 0 | 0 | 2 | 0 | 0 | 2 | 0 | 0 | 2 | 0 | 0 | 2 | 0 | 2 | E | 9 | 2 | A | 7 | 18.9 | A | 7 | 2.2 | A | 7 | 33 | A | 7 | 843 | A | 7 | 170 | A | 7 | 3.1 | A | 7 | 16000 | B | 7 | 77777 | A | 7 | 1.1 | E | 8 | 0.079 | F | 8 | 0.19 | F | 8 | 0 | 1 | D | 9 | 0 | C | 8
2001-08-17 | 23:00 | 0 | 0 | 0 | 2 | 0 | 0 | 2 | 0 | 0 | 2 | 0 | 0 | 2 | 0 | 0 | 2 | 0 | 0 | 2 | 0 | 0 | 2 | 0 | 0 | E | 9 | 0 | E | 9 | 18.9 | A | 7 | 3.9 | A | 7 | 37 | A | 7 | 841 | A | 7 | 220 | A | 7 | 4.6 | A | 7 | 16000 | B | 7 | 77777 | A | 7 | 1.1 | E | 8 | 0.079 | F | 8 | 0.19 | F | 8 | 0 | 1 | D | 9 | 0 | C | 8
2001-08-17 | 24:00 | 0 | 0 | 0 | 2 | 0 | 0 | 2 | 0 | 0 | 2 | 0 | 0 | 2 | 0 | 0 | 2 | 0 | 0 | 2 | 0 | 0 | 2 | 0 | 0 | E | 9 | 0 | E | 9 | 18.3 | A | 7 | 5 | A | 7 | 41 | A | 7 | 842 | A | 7 | 210 | A | 7 | 5.7 | A | 7 | 16000 | B | 7 | 77777 | A | 7 | 1.2 | E | 8 | 0.079 | F | 8 | 0.19 | F | 8 | 0 | 1 | D | 9 | 0 | C | 8
2001-08-18 | 1:00 | 0 | 0 | 0 | 2 | 0 | 0 | 2 | 0 | 0 | 2 | 0 | 0 | 2 | 0 | 0 | 2 | 0 | 0 | 2 | 0 | 0 | 2 | 0 | 0 | E | 9 | 0 | E | 9 | 17.8 | A | 7 | 5 | A | 7 | 43 | A | 7 | 842 | A | 7 | 210 | A | 7 | 5.7 | A | 7 | 16000 | B | 7 | 77777 | A | 7 | 1.2 | E | 8 | 0.078 | F | 8 | 0.19 | F | 8 | 0 | 1 | D | 9 | 0 | C | 8
2001-08-18 | 2:00 | 0 | 0 | 0 | 2 | 0 | 0 | 2 | 0 | 0 | 2 | 0 | 0 | 2 | 0 | 0 | 2 | 0 | 0 | 2 | 0 | 0 | 2 | 0 | 0 | E | 9 | 0 | E | 9 | 17.2 | A | 7 | 5.6 | A | 7 | 46 | A | 7 | 841 | A | 7 | 210 | A | 7 | 5.7 | A | 7 | 16000 | B | 7 | 77777 | A | 7 | 1.2 | E | 8 | 0.078 | F | 8 | 0.19 | F | 8 | 0 | 1 | D | 9 | 0 | C | 8
2001-08-18 | 3:00 | 0 | 0 | 0 | 2 | 0 | 0 | 2 | 0 | 0 | 2 | 0 | 0 | 2 | 0 | 0 | 2 | 0 | 0 | 2 | 0 | 0 | 2 | 0 | 0 | E | 9 | 0 | E | 9 | 17.2 | A | 7 | 5.6 | A | 7 | 46 | A | 7 | 841 | A | 7 | 220 | A | 7 | 6.7 | A | 7 | 16000 | B | 7 | 77777 | A | 7 | 1.3 | E | 8 | 0.078 | F | 8 | 0.19 | F | 8 | 0 | 1 | D | 9 | 0 | C | 8
2001-08-18 | 4:00 | 0 | 0 | 0 | 2 | 0 | 0 | 2 | 0 | 0 | 2 | 0 | 0 | 2 | 0 | 0 | 2 | 0 | 0 | 2 | 0 | 0 | 2 | 0 | 0 | E | 9 | 0 | E | 9 | 15.6 | A | 7 | 5.6 | A | 7 | 51 | A | 7 | 840 | A | 7 | 210 | A | 7 | 6.7 | A | 7 | 16000 | B | 7 | 77777 | A | 7 | 1.3 | E | 8 | 0.078 | F | 8 | 0.19 | F | 8 | 0 | 1 | D | 9 | 0 | C | 8
2001-08-18 | 5:00 | 0 | 0 | 0 | 2 | 0 | 0 | 2 | 0 | 0 | 2 | 0 | 0 | 2 | 0 | 0 | 2 | 0 | 0 | 2 | 0 | 0 | 2 | 0 | 0 | E | 9 | 0 | E | 9 | 15 | A | 7 | 5 | A | 7 | 51 | A | 7 | 840 | A | 7 | 220 | A | 7 | 2.6 | A | 7 | 16000 | B | 7 | 77777 | A | 7 | 1.3 | E | 8 | 0.078 | F | 8 | 0.19 | F | 8 | 0 | 1 | D | 9 | 0 | C | 8
2001-08-18 | 6:00 | 67 | 1011 | 0 | 2 | 8 | 0 | 2 | 15 | 0 | 2 | 8 | 0 | 2 | 8 | 0 | 2 | 15 | 0 | 2 | 8 | 0 | 2 | 19 | 0 | E | 9 | 0 | E | 9 | 15.6 | A | 7 | 5.6 | A | 7 | 51 | A | 7 | 841 | A | 7 | 220 | A | 7 | 4.1 | A | 7 | 16000 | B | 7 | 77777 | A | 7 | 1.3 | E | 8 | 0.078 | F | 8 | 0.19 | F | 8 | 0 | 1 | D | 9 | 0 | C | 8
2001-08-18 | 7:00 | 313 | 1333 | 196 | 2 | 8 | 582 | 2 | 15 | 60 | 2 | 8 | 202 | 2 | 8 | 472 | 2 | 15 | 91 | 2 | 8 | 109 | 2 | 19 | 0 | E | 9 | 0 | E | 9 | 18.3 | A | 7 | 5.6 | A | 7 | 43 | A | 7 | 842 | A | 7 | 230 | A | 7 | 5.2 | A | 7 | 16000 | B | 7 | 77777 | A | 7 | 1.4 | E | 8 | 0.078 | F | 8 | 0.19 | F | 8 | 0 | 1 | D | 9 | 0 | C | 8
2001-08-18 | 8:00 | 563 | 1333 | 393 | 2 | 8 | 719 | 2 | 15 | 88 | 2 | 8 | 413 | 2 | 8 | 693 | 2 | 15 | 120 | 2 | 8 | 179 | 2 | 19 | 0 | E | 9 | 0 | E | 9 | 21.1 | A | 7 | 5 | A | 7 | 35 | A | 7 | 844 | A | 7 | 250 | A | 7 | 5.7 | A | 7 | 16000 | B | 7 | 77777 | A | 7 | 1.4 | E | 8 | 0.078 | F | 8 | 0.19 | F | 8 | 0 | 1 | D | 9 | 0 | C | 8
2001-08-18 | 9:00 | 789 | 1333 | 564 | 2 | 8 | 764 | 2 | 15 | 111 | 2 | 8 | 588 | 2 | 8 | 758 | 2 | 15 | 138 | 2 | 8 | 248 | 2 | 19 | 0 | E | 9 | 0 | E | 9 | 23.9 | A | 7 | 5 | A | 7 | 29 | A | 7 | 845 | A | 7 | 260 | A | 7 | 4.1 | A | 7 | 16000 | B | 7 | 77777 | A | 7 | 1.4 | E | 8 | 0.078 | F | 8 | 0.19 | F | 8 | 0 | 1 | D | 9 | 0 | C | 8
2001-08-18 | 10:00 | 974 | 1333 | 690 | 2 | 8 | 709 | 2 | 15 | 171 | 2 | 8 | 733 | 2 | 8 | 722 | 2 | 15 | 204 | 2 | 8 | 513 | 2 | 19 | 3 | E | 9 | 3 | E | 9 | 26.7 | A | 7 | 5 | A | 7 | 25 | A | 7 | 846 | A | 7 | 230 | A | 7 | 2.6 | A | 7 | 16000 | B | 7 | 77777 | A | 7 | 1.5 | E | 8 | 0.078 | F | 8 | 0.19 | F | 8 | 0 | 1 | D | 9 | 0 | C | 8
2001-08-18 | 11:00 | 1106 | 1333 | 779 | 2 | 8 | 712 | 2 | 15 | 187 | 2 | 8 | 835 | 2 | 8 | 730 | 2 | 15 | 228 | 2 | 8 | 745 | 2 | 19 | 3 | E | 9 | 3 | E | 9 | 30 | A | 7 | -1.1 | A | 7 | 13 | A | 7 | 839 | A | 7 | 330 | A | 7 | 3.6 | A | 7 | 16000 | B | 7 | 77777 | A | 7 | 1.5 | E | 8 | 0.078 | F | 8 | 0.19 | F | 8 | 0 | 1 | D | 9 | 0 | C | 8
2001-08-18 | 12:00 | 1176 | 1333 | 831 | 2 | 8 | 685 | 2 | 15 | 226 | 2 | 8 | 885 | 2 | 8 | 699 | 2 | 15 | 267 | 2 | 8 | 1101 | 2 | 19 | 3 | E | 9 | 3 | E | 9 | 30 | A | 7 | -0.6 | A | 7 | 14 | A | 7 | 846 | A | 7 | 320 | B | 8 | 2.6 | A | 7 | 16000 | B | 7 | 77777 | A | 7 | 1.6 | E | 8 | 0.078 | F | 8 | 0.19 | F | 8 | 0 | 1 | D | 9 | 0 | C | 8
2001-08-18 | 13:00 | 1179 | 1333 | 841 | 2 | 8 | 665 | 2 | 15 | 252 | 2 | 8 | 889 | 2 | 8 | 675 | 2 | 15 | 291 | 2 | 8 | 1228 | 2 | 19 | 3 | E | 9 | 3 | E | 9 | 31.1 | A | 7 | -0.6 | A | 7 | 13 | A | 7 | 846 | A | 7 | 300 | B | 8 | 3.1 | A | 7 | 16000 | B | 7 | 77777 | A | 7 | 1.6 | E | 8 | 0.078 | F | 8 | 0.19 | F | 8 | 0 | 1 | D | 9 | 0 | C | 8
2001-08-18 | 14:00 | 1114 | 1333 | 797 | 2 | 8 | 693 | 2 | 15 | 216 | 2 | 8 | 845 | 2 | 8 | 706 | 2 | 15 | 254 | 2 | 8 | 867 | 2 | 19 | 3 | E | 9 | 3 | E | 9 | 32.2 | A | 7 | -0.6 | A | 7 | 12 | A | 7 | 846 | A | 7 | 290 | A | 7 | 3.6 | A | 7 | 16000 | B | 7 | 77777 | A | 7 | 1.6 | E | 8 | 0.078 | F | 8 | 0.19 | F | 8 | 0 | 1 | D | 9 | 0 | C | 8
2001-08-18 | 15:00 | 986 | 1333 | 700 | 2 | 8 | 696 | 2 | 15 | 183 | 2 | 8 | 740 | 2 | 8 | 708 | 2 | 15 | 215 | 2 | 8 | 557 | 2 | 19 | 3 | E | 9 | 3 | E | 9 | 32.2 | A | 7 | 0 | A | 7 | 13 | A | 7 | 845 | A | 7 | 230 | B | 8 | 2.1 | A | 7 | 16000 | B | 7 | 77777 | A | 7 | 1.7 | E | 8 | 0.078 | F | 8 | 0.19 | F | 8 | 0 | 1 | D | 9 | 0 | C | 8
2001-08-18 | 16:00 | 804 | 1333 | 556 | 2 | 8 | 691 | 2 | 15 | 138 | 2 | 8 | 587 | 2 | 8 | 696 | 2 | 15 | 166 | 2 | 8 | 331 | 2 | 19 | 3 | E | 9 | 3 | E | 9 | 31.7 | A | 7 | -0.6 | A | 7 | 12 | A | 7 | 844 | A | 7 | 170 | B | 8 | 2.1 | A | 7 | 16000 | B | 7 | 77777 | A | 7 | 1.7 | E | 8 | 0.078 | F | 8 | 0.19 | F | 8 | 0 | 1 | D | 9 | 0 | C | 8
2001-08-18 | 17:00 | 581 | 1333 | 385 | 2 | 8 | 709 | 2 | 15 | 76 | 2 | 8 | 402 | 2 | 8 | 682 | 2 | 15 | 104 | 2 | 8 | 157 | 2 | 19 | 2 | E | 9 | 2 | A | 7 | 31.7 | A | 7 | 0 | A | 7 | 13 | A | 7 | 835 | A | 7 | 110 | A | 7 | 3.6 | A | 7 | 16000 | B | 7 | 77777 | A | 7 | 1.8 | E | 8 | 0.078 | F | 8 | 0.19 | F | 8 | 0 | 1 | D | 9 | 0 | C | 8
2001-08-18 | 18:00 | 331 | 1333 | 190 | 2 | 8 | 553 | 2 | 15 | 53 | 2 | 8 | 198 | 2 | 8 | 462 | 2 | 15 | 83 | 2 | 8 | 100 | 2 | 19 | 5 | E | 9 | 5 | E | 9 | 27.8 | A | 7 | 2.2 | A | 7 | 19 | A | 7 | 842 | A | 7 | 130 | A | 7 | 2.1 | A | 7 | 16000 | B | 7 | 77777 | A | 7 | 1.8 | E | 8 | 0.078 | F | 8 | 0.19 | F | 8 | 0 | 1 | D | 9 | 0 | C | 8
2001-08-18 | 19:00 | 80 | 1100 | 24 | 2 | 8 | 230 | 2 | 15 | 11 | 2 | 8 | 30 | 2 | 8 | 134 | 2 | 15 | 20 | 2 | 8 | 25 | 2 | 19 | 6 | E | 9 | 6 | E | 9 | 25.6 | A | 7 | 2.2 | A | 7 | 22 | A | 7 | 841 | A | 7 | 160 | A | 7 | 4.1 | A | 7 | 16000 | B | 7 | 77777 | A | 7 | 1.9 | E | 8 | 0.078 | F | 8 | 0.19 | F | 8 | 0 | 1 | D | 9 | 0 | C | 8
2001-08-18 | 20:00 | 0 | 0 | 0 | 2 | 0 | 0 | 2 | 0 | 0 | 2 | 0 | 0 | 2 | 0 | 0 | 2 | 0 | 0 | 2 | 0 | 0 | 2 | 0 | 5 | E | 9 | 5 | E | 9 | 22.2 | A | 7 | 2.8 | A | 7 | 28 | A | 7 | 840 | A | 7 | 170 | A | 7 | 4.6 | A | 7 | 16000 | B | 7 | 7620 | A | 7 | 1.9 | E | 8 | 0.078 | F | 8 | 0.19 | F | 8 | 0 | 1 | D | 9 | 0 | C | 8
2001-08-18 | 21:00 | 0 | 0 | 0 | 2 | 0 | 0 | 2 | 0 | 0 | 2 | 0 | 0 | 2 | 0 | 0 | 2 | 0 | 0 | 2 | 0 | 0 | 2 | 0 | 4 | E | 9 | 4 | E | 9 | 22.8 | A | 7 | 2.8 | A | 7 | 27 | A | 7 | 840 | A | 7 | 200 | A | 7 | 5.2 | A | 7 | 16000 | B | 7 | 77777 | A | 7 | 2 | E | 8 | 0.078 | F | 8 | 0.19 | F | 8 | 0 | 1 | D | 9 | 0 | C | 8
2001-08-18 | 22:00 | 0 | 0 | 0 | 2 | 0 | 0 | 2 | 0 | 0 | 2 | 0 | 0 | 2 | 0 | 0 | 2 | 0 | 0 | 2 | 0 | 0 | 2 | 0 | 5 | E | 9 | 5 | A | 7 | 23.3 | A | 7 | 2.8 | A | 7 | 26 | A | 7 | 840 | A | 7 | 210 | A | 7 | 6.2 | A | 7 | 16000 | B | 7 | 77777 | A | 7 | 2 | E | 8 | 0.078 | F | 8 | 0.19 | F | 8 | 0 | 1 | D | 9 | 0 | C | 8
2001-08-18 | 23:00 | 0 | 0 | 0 | 2 | 0 | 0 | 2 | 0 | 0 | 2 | 0 | 0 | 2 | 0 | 0 | 2 | 0 | 0 | 2 | 0 | 0 | 2 | 0 | 0 | E | 9 | 0 | E | 9 | 21.7 | A | 7 | 2.8 | A | 7 | 29 | A | 7 | 835 | A | 7 | 210 | A | 7 | 6.2 | A | 7 | 16000 | B | 7 | 77777 | A | 7 | 2.1 | E | 8 | 0.078 | F | 8 | 0.19 | F | 8 | 0 | 1 | D | 9 | 0 | C | 8
2001-08-18 | 24:00 | 0 | 0 | 0 | 2 | 0 | 0 | 2 | 0 | 0 | 2 | 0 | 0 | 2 | 0 | 0 | 2 | 0 | 0 | 2 | 0 | 0 | 2 | 0 | 0 | E | 9 | 0 | E | 9 | 21.1 | A | 7 | 3.3 | A | 7 | 31 | A | 7 | 838 | A | 7 | 220 | A | 7 | 6.7 | A | 7 | 16000 | B | 7 | 77777 | A | 7 | 2 | E | 8 | 0.078 | F | 8 | 0.19 | F | 8 | 0 | 1 | D | 9 | 0 | C | 8
2001-08-19 | 1:00 | 0 | 0 | 0 | 2 | 0 | 0 | 2 | 0 | 0 | 2 | 0 | 0 | 2 | 0 | 0 | 2 | 0 | 0 | 2 | 0 | 0 | 2 | 0 | 0 | E | 9 | 0 | E | 9 | 20.6 | A | 7 | 3.3 | A | 7 | 32 | A | 7 | 837 | A | 7 | 220 | A | 7 | 6.7 | A | 7 | 16000 | B | 7 | 77777 | A | 7 | 2 | E | 8 | 0.078 | F | 8 | 0.19 | F | 8 | 0 | 1 | D | 9 | 0 | C | 8
2001-08-19 | 2:00 | 0 | 0 | 0 | 2 | 0 | 0 | 2 | 0 | 0 | 2 | 0 | 0 | 2 | 0 | 0 | 2 | 0 | 0 | 2 | 0 | 0 | 2 | 0 | 0 | E | 9 | 0 | E | 9 | 20 | A | 7 | 2.8 | A | 7 | 32 | A | 7 | 837 | A | 7 | 230 | A | 7 | 5.7 | A | 7 | 16000 | B | 7 | 77777 | A | 7 | 1.9 | E | 8 | 0.078 | F | 8 | 0.19 | F | 8 | 0 | 1 | D | 9 | 0 | C | 8
2001-08-19 | 3:00 | 0 | 0 | 0 | 2 | 0 | 0 | 2 | 0 | 0 | 2 | 0 | 0 | 2 | 0 | 0 | 2 | 0 | 0 | 2 | 0 | 0 | 2 | 0 | 0 | E | 9 | 0 | E | 9 | 19.4 | A | 7 | 2.8 | A | 7 | 33 | A | 7 | 836 | A | 7 | 220 | A | 7 | 6.7 | A | 7 | 16000 | B | 7 | 77777 | A | 7 | 1.9 | E | 8 | 0.078 | F | 8 | 0.19 | F | 8 | 0 | 1 | D | 9 | 0 | C | 8
2001-08-19 | 4:00 | 0 | 0 | 0 | 2 | 0 | 0 | 2 | 0 | 0 | 2 | 0 | 0 | 2 | 0 | 0 | 2 | 0 | 0 | 2 | 0 | 0 | 2 | 0 | 0 | E | 9 | 0 | E | 9 | 20 | A | 7 | 2.8 | A | 7 | 32 | A | 7 | 836 | A | 7 | 220 | A | 7 | 6.7 | A | 7 | 16000 | B | 7 | 77777 | A | 7 | 1.9 | E | 8 | 0.078 | F | 8 | 0.19 | F | 8 | 0 | 1 | D | 9 | 0 | C | 8
2001-08-19 | 5:00 | 0 | 0 | 0 | 2 | 0 | 0 | 2 | 0 | 0 | 2 | 0 | 0 | 2 | 0 | 0 | 2 | 0 | 0 | 2 | 0 | 0 | 2 | 0 | 0 | E | 9 | 0 | E | 9 | 19.4 | A | 7 | 2.8 | A | 7 | 33 | A | 7 | 835 | A | 7 | 220 | A | 7 | 6.7 | A | 7 | 16000 | B | 7 | 77777 | A | 7 | 1.8 | E | 8 | 0.078 | F | 8 | 0.19 | F | 8 | 0 | 1 | D | 9 | 0 | C | 8
2001-08-19 | 6:00 | 64 | 989 | 11 | 2 | 8 | 195 | 2 | 15 | 4 | 2 | 8 | 19 | 2 | 8 | 119 | 2 | 15 | 11 | 2 | 8 | 15 | 2 | 19 | 0 | E | 9 | 0 | E | 9 | 19.4 | A | 7 | 2.8 | A | 7 | 33 | A | 7 | 837 | A | 7 | 220 | A | 7 | 6.7 | A | 7 | 16000 | B | 7 | 77777 | A | 7 | 1.8 | E | 8 | 0.078 | F | 8 | 0.19 | F | 8 | 0 | 1 | D | 9 | 0 | C | 8
2001-08-19 | 7:00 | 309 | 1334 | 197 | 2 | 8 | 584 | 2 | 15 | 62 | 2 | 8 | 202 | 2 | 8 | 470 | 2 | 15 | 93 | 2 | 8 | 111 | 2 | 19 | 0 | E | 9 | 0 | E | 9 | 22.2 | A | 7 | 3.3 | A | 7 | 29 | A | 7 | 839 | A | 7 | 220 | A | 7 | 7.2 | A | 7 | 16000 | B | 7 | 77777 | A | 7 | 1.7 | E | 8 | 0.078 | F | 8 | 0.19 | F | 8 | 0 | 1 | D | 9 | 0 | C | 8
2001-08-19 | 8:00 | 560 | 1334 | 372 | 2 | 8 | 625 | 2 | 15 | 109 | 2 | 8 | 385 | 2 | 8 | 596 | 2 | 15 | 135 | 2 | 8 | 214 | 2 | 19 | 0 | E | 9 | 0 | E | 9 | 26.7 | A | 7 | 3.3 | A | 7 | 22 | A | 7 | 841 | A | 7 | 220 | A | 7 | 6.2 | A | 7 | 16000 | B | 7 | 77777 | A | 7 | 1.7 | E | 8 | 0.078 | F | 8 | 0.19 | F | 8 | 0 | 1 | D | 9 | 0 | C | 8
2001-08-19 | 9:00 | 786 | 1334 | 564 | 2 | 8 | 765 | 2 | 15 | 113 | 2 | 8 | 587 | 2 | 8 | 758 | 2 | 15 | 139 | 2 | 8 | 249 | 2 | 19 | 0 | E | 9 | 0 | E | 9 | 30 | A | 7 | 2.8 | A | 7 | 18 | A | 7 | 842 | A | 7 | 220 | A | 7 | 4.1 | A | 7 | 16000 | B | 7 | 77777 | A | 7 | 1.6 | E | 8 | 0.078 | F | 8 | 0.19 | F | 8 | 0 | 1 | D | 9 | 0 | C | 8
2001-08-19 | 10:00 | 972 | 1334 | 709 | 2 | 8 | 776 | 2 | 15 | 143 | 2 | 8 | 740 | 2 | 8 | 778 | 2 | 15 | 173 | 2 | 8 | 390 | 2 | 19 | 3 | E | 9 | 3 | E | 9 | 31.7 | A | 7 | 0.6 | A | 7 | 14 | A | 7 | 843 | A | 7 | 230 | A | 7 | 3.1 | A | 7 | 16000 | B | 7 | 77777 | A | 7 | 1.6 | E | 8 | 0.078 | F | 8 | 0.19 | F | 8 | 0 | 1 | D | 9 | 0 | C | 8
2001-08-19 | 11:00 | 1104 | 1334 | 860 | 2 | 8 | 905 | 2 | 15 | 109 | 2 | 8 | 888 | 2 | 8 | 906 | 2 | 15 | 136 | 2 | 8 | 360 | 2 | 19 | 4 | E | 9 | 4 | E | 9 | 32.8 | A | 7 | -1.7 | A | 7 | 11 | A | 7 | 835 | A | 7 | 0 | A | 7 | 0 | A | 7 | 16000 | B | 7 | 77777 | A | 7 | 1.6 | E | 8 | 0.078 | F | 8 | 0.19 | F | 8 | 0 | 1 | D | 9 | 0 | C | 8
2001-08-19 | 12:00 | 1173 | 1334 | 916 | 2 | 8 | 878 | 2 | 15 | 143 | 2 | 8 | 939 | 2 | 8 | 879 | 2 | 15 | 165 | 2 | 8 | 516 | 2 | 19 | 4 | E | 9 | 4 | E | 9 | 34.4 | A | 7 | -2.8 | A | 7 | 9 | A | 7 | 843 | A | 7 | 40 | B | 8 | 2.6 | A | 7 | 16000 | B | 7 | 77777 | A | 7 | 1.5 | E | 8 | 0.078 | F | 8 | 0.19 | F | 8 | 0 | 1 | D | 9 | 0 | C | 8
2001-08-19 | 13:00 | 1175 | 1334 | 787 | 2 | 8 | 545 | 2 | 15 | 306 | 2 | 8 | 851 | 2 | 8 | 570 | 2 | 15 | 347 | 2 | 8 | 1510 | 2 | 19 | 8 | E | 9 | 6 | E | 9 | 34.4 | A | 7 | -3.3 | A | 7 | 9 | A | 7 | 843 | A | 7 | 90 | B | 8 | 2.6 | A | 7 | 16000 | B | 7 | 7620 | A | 7 | 1.5 | E | 8 | 0.078 | F | 8 | 0.19 | F | 8 | 0 | 1 | D | 9 | 0 | C | 8
2001-08-19 | 14:00 | 1110 | 1334 | 744 | 2 | 8 | 520 | 2 | 15 | 310 | 2 | 8 | 795 | 2 | 8 | 543 | 2 | 15 | 342 | 2 | 8 | 1255 | 2 | 19 | 10 | E | 9 | 7 | E | 9 | 34.4 | A | 7 | -4.4 | A | 7 | 8 | A | 7 | 843 | A | 7 | 130 | A | 7 | 4.1 | A | 7 | 16000 | B | 7 | 7620 | A | 7 | 1.5 | E | 8 | 0.078 | F | 8 | 0.19 | F | 8 | 0 | 1 | D | 9 | 0 | C | 8
2001-08-19 | 15:00 | 982 | 1334 | 241 | 2 | 8 | 18 | 2 | 15 | 228 | 2 | 8 | 287 | 2 | 8 | 15 | 2 | 15 | 276 | 2 | 8 | 1074 | 2 | 19 | 9 | E | 9 | 7 | E | 9 | 32.8 | A | 7 | -0.6 | A | 7 | 12 | A | 7 | 843 | A | 7 | 70 | A | 7 | 3.6 | A | 7 | 16000 | B | 7 | 3962 | A | 7 | 1.5 | E | 8 | 0.078 | F | 8 | 0.19 | F | 8 | 0 | 1 | D | 9 | 0 | C | 8
2001-08-19 | 16:00 | 800 | 1334 | 300 | 2 | 8 | 53 | 2 | 15 | 268 | 2 | 8 | 330 | 2 | 8 | 54 | 2 | 15 | 297 | 2 | 8 | 862 | 2 | 19 | 10 | E | 9 | 9 | E | 9 | 27.8 | A | 7 | 2.8 | A | 7 | 20 | A | 7 | 842 | A | 7 | 30 | A | 7 | 7.7 | A | 7 | 16000 | B | 7 | 2286 | A | 7 | 1.5 | E | 8 | 0.078 | F | 8 | 0.19 | F | 8 | 0 | 1 | D | 9 | 0 | C | 8
2001-08-19 | 17:00 | 576 | 1334 | 211 | 2 | 8 | 41 | 2 | 15 | 193 | 2 | 8 | 231 | 2 | 8 | 40 | 2 | 15 | 214 | 2 | 8 | 541 | 2 | 19 | 10 | E | 9 | 10 | A | 7 | 27.2 | A | 7 | 3.9 | A | 7 | 22 | A | 7 | 836 | A | 7 | 70 | A | 7 | 8.2 | A | 7 | 16000 | B | 7 | 2438 | A | 7 | 1.5 | E | 8 | 0.078 | F | 8 | 0.19 | F | 8 | 0 | 1 | D | 9 | 0 | C | 8
2001-08-19 | 18:00 | 325 | 1334 | 101 | 2 | 8 | 55 | 2 | 15 | 88 | 2 | 8 | 111 | 2 | 8 | 47 | 2 | 15 | 100 | 2 | 8 | 227 | 2 | 19 | 9 | E | 9 | 7 | E | 9 | 26.7 | A | 7 | 2.8 | A | 7 | 21 | A | 7 | 842 | A | 7 | 80 | A | 7 | 5.7 | A | 7 | 16000 | B | 7 | 3962 | A | 7 | 1.5 | E | 8 | 0.078 | F | 8 | 0.19 | F | 8 | 0 | 1 | D | 9 | 0 | C | 8
2001-08-19 | 19:00 | 76 | 1056 | 22 | 2 | 8 | 143 | 2 | 15 | 15 | 2 | 8 | 27 | 2 | 8 | 72 | 2 | 15 | 21 | 2 | 8 | 28 | 2 | 19 | 9 | E | 9 | 7 | E | 9 | 24.4 | A | 7 | 3.9 | A | 7 | 26 | A | 7 | 841 | A | 7 | 140 | A | 7 | 5.7 | A | 7 | 16000 | B | 7 | 3962 | A | 7 | 1.5 | E | 8 | 0.078 | F | 8 | 0.19 | F | 8 | 0 | 1 | D | 9 | 0 | C | 8
2001-08-19 | 20:00 | 0 | 0 | 0 | 2 | 0 | 0 | 2 | 0 | 0 | 2 | 0 | 0 | 2 | 0 | 0 | 2 | 0 | 0 | 2 | 0 | 0 | 2 | 0 | 9 | E | 9 | 7 | E | 9 | 22.2 | A | 7 | 3.3 | A | 7 | 29 | A | 7 | 840 | A | 7 | 170 | A | 7 | 4.1 | A | 7 | 16000 | B | 7 | 3962 | A | 7 | 1.4 | E | 8 | 0.078 | F | 8 | 0.19 | F | 8 | 0 | 1 | D | 9 | 0 | C | 8
2001-08-19 | 21:00 | 0 | 0 | 0 | 2 | 0 | 0 | 2 | 0 | 0 | 2 | 0 | 0 | 2 | 0 | 0 | 2 | 0 | 0 | 2 | 0 | 0 | 2 | 0 | 8 | E | 9 | 5 | E | 9 | 22.8 | A | 7 | 4.4 | A | 7 | 30 | A | 7 | 840 | A | 7 | 320 | A | 7 | 4.1 | A | 7 | 16000 | B | 7 | 6096 | A | 7 | 1.4 | E | 8 | 0.078 | F | 8 | 0.19 | F | 8 | 0 | 1 | D | 9 | 0 | C | 8
2001-08-19 | 22:00 | 0 | 0 | 0 | 2 | 0 | 0 | 2 | 0 | 0 | 2 | 0 | 0 | 2 | 0 | 0 | 2 | 0 | 0 | 2 | 0 | 0 | 2 | 0 | 9 | E | 9 | 9 | A | 7 | 21.7 | A | 7 | 3.9 | A | 7 | 31 | A | 7 | 840 | A | 7 | 20 | A | 7 | 1.5 | A | 7 | 16000 | B | 7 | 6096 | A | 7 | 1.4 | E | 8 | 0.078 | F | 8 | 0.19 | F | 8 | 0 | 1 | D | 9 | 0 | C | 8
2001-08-19 | 23:00 | 0 | 0 | 0 | 2 | 0 | 0 | 2 | 0 | 0 | 2 | 0 | 0 | 2 | 0 | 0 | 2 | 0 | 0 | 2 | 0 | 0 | 2 | 0 | 9 | E | 9 | 6 | E | 9 | 21.1 | A | 7 | 5 | A | 7 | 35 | A | 7 | 837 | A | 7 | 260 | A | 7 | 2.1 | A | 7 | 16000 | B | 7 | 6096 | A | 7 | 1.4 | E | 8 | 0.078 | F | 8 | 0.19 | F | 8 | 0 | 1 | D | 9 | 0 | C | 8
2001-08-19 | 24:00 | 0 | 0 | 0 | 2 | 0 | 0 | 2 | 0 | 0 | 2 | 0 | 0 | 2 | 0 | 0 | 2 | 0 | 0 | 2 | 0 | 0 | 2 | 0 | 10 | E | 9 | 6 | E | 9 | 21.1 | A | 7 | 5.6 | A | 7 | 36 | A | 7 | 838 | A | 7 | 200 | A | 7 | 5.2 | A | 7 | 16000 | B | 7 | 6096 | A | 7 | 1.4 | E | 8 | 0.078 | F | 8 | 0.19 | F | 8 | 0 | 1 | D | 9 | 0 | C | 8
2001-08-20 | 1:00 | 0 | 0 | 0 | 2 | 0 | 0 | 2 | 0 | 0 | 2 | 0 | 0 | 2 | 0 | 0 | 2 | 0 | 0 | 2 | 0 | 0 | 2 | 0 | 9 | E | 9 | 4 | E | 9 | 18.9 | A | 7 | 5 | A | 7 | 40 | A | 7 | 837 | A | 7 | 170 | A | 7 | 2.1 | A | 7 | 16000 | B | 7 | 6096 | A | 7 | 1.5 | E | 8 | 0.077 | F | 8 | 0.19 | F | 8 | 0 | 1 | D | 9 | 0 | C | 8
2001-08-20 | 2:00 | 0 | 0 | 0 | 2 | 0 | 0 | 2 | 0 | 0 | 2 | 0 | 0 | 2 | 0 | 0 | 2 | 0 | 0 | 2 | 0 | 0 | 2 | 0 | 9 | E | 9 | 4 | E | 9 | 20.6 | A | 7 | 4.4 | A | 7 | 34 | A | 7 | 837 | A | 7 | 200 | A | 7 | 4.6 | A | 7 | 16000 | B | 7 | 6096 | A | 7 | 1.5 | E | 8 | 0.077 | F | 8 | 0.19 | F | 8 | 0 | 1 | D | 9 | 0 | C | 8
2001-08-20 | 3:00 | 0 | 0 | 0 | 2 | 0 | 0 | 2 | 0 | 0 | 2 | 0 | 0 | 2 | 0 | 0 | 2 | 0 | 0 | 2 | 0 | 0 | 2 | 0 | 7 | E | 9 | 4 | E | 9 | 20.6 | A | 7 | 3.9 | A | 7 | 33 | A | 7 | 837 | A | 7 | 220 | A | 7 | 6.7 | A | 7 | 16000 | B | 7 | 6096 | A | 7 | 1.5 | E | 8 | 0.077 | F | 8 | 0.19 | F | 8 | 0 | 1 | D | 9 | 0 | C | 8
2001-08-20 | 4:00 | 0 | 0 | 0 | 2 | 0 | 0 | 2 | 0 | 0 | 2 | 0 | 0 | 2 | 0 | 0 | 2 | 0 | 0 | 2 | 0 | 0 | 2 | 0 | 6 | E | 9 | 5 | E | 9 | 20.6 | A | 7 | 3.9 | A | 7 | 33 | A | 7 | 837 | A | 7 | 210 | A | 7 | 6.7 | A | 7 | 16000 | B | 7 | 6096 | A | 7 | 1.6 | E | 8 | 0.077 | F | 8 | 0.19 | F | 8 | 0 | 1 | D | 9 | 0 | C | 8
2001-08-20 | 5:00 | 0 | 0 | 0 | 2 | 0 | 0 | 2 | 0 | 0 | 2 | 0 | 0 | 2 | 0 | 0 | 2 | 0 | 0 | 2 | 0 | 0 | 2 | 0 | 6 | E | 9 | 4 | E | 9 | 20 | A | 7 | 3.3 | A | 7 | 33 | A | 7 | 834 | A | 7 | 210 | A | 7 | 7.2 | A | 7 | 16000 | B | 7 | 3962 | A | 7 | 1.6 | E | 8 | 0.077 | F | 8 | 0.19 | F | 8 | 0 | 1 | D | 9 | 0 | C | 8
2001-08-20 | 6:00 | 62 | 967 | 10 | 2 | 8 | 153 | 2 | 15 | 5 | 2 | 8 | 17 | 2 | 8 | 93 | 2 | 15 | 11 | 2 | 8 | 18 | 2 | 19 | 6 | E | 9 | 3 | E | 9 | 20 | A | 7 | 3.3 | A | 7 | 33 | A | 7 | 837 | A | 7 | 200 | A | 7 | 5.7 | A | 7 | 16000 | B | 7 | 7620 | A | 7 | 1.7 | E | 8 | 0.077 | F | 8 | 0.19 | F | 8 | 0 | 1 | D | 9 | 0 | C | 8
2001-08-20 | 7:00 | 306 | 1334 | 199 | 2 | 8 | 476 | 2 | 15 | 89 | 2 | 8 | 203 | 2 | 8 | 378 | 2 | 15 | 116 | 2 | 8 | 167 | 2 | 19 | 6 | E | 9 | 5 | E | 9 | 22.8 | A | 7 | 3.9 | A | 7 | 29 | A | 7 | 838 | A | 7 | 220 | A | 7 | 7.2 | A | 7 | 16000 | B | 7 | 6706 | A | 7 | 1.7 | E | 8 | 0.077 | F | 8 | 0.19 | F | 8 | 0 | 1 | D | 9 | 0 | C | 8
2001-08-20 | 8:00 | 557 | 1334 | 330 | 2 | 8 | 382 | 2 | 15 | 171 | 2 | 8 | 352 | 2 | 8 | 381 | 2 | 15 | 192 | 2 | 8 | 366 | 2 | 19 | 6 | E | 9 | 5 | E | 9 | 25.6 | A | 7 | 3.9 | A | 7 | 25 | A | 7 | 840 | A | 7 | 220 | A | 7 | 7.2 | A | 7 | 16000 | B | 7 | 6706 | A | 7 | 1.7 | E | 8 | 0.077 | F | 8 | 0.19 | F | 8 | 0 | 1 | D | 9 | 0 | C | 8
2001-08-20 | 9:00 | 783 | 1334 | 492 | 2 | 8 | 508 | 2 | 15 | 194 | 2 | 8 | 525 | 2 | 8 | 520 | 2 | 15 | 219 | 2 | 8 | 449 | 2 | 19 | 7 | E | 9 | 6 | E | 9 | 29.4 | A | 7 | 3.3 | A | 7 | 19 | A | 7 | 841 | A | 7 | 230 | A | 7 | 6.2 | A | 7 | 16000 | B | 7 | 6706 | A | 7 | 1.8 | E | 8 | 0.077 | F | 8 | 0.19 | F | 8 | 0 | 1 | D | 9 | 0 | C | 8
2001-08-20 | 10:00 | 969 | 1334 | 640 | 2 | 8 | 503 | 2 | 15 | 274 | 2 | 8 | 679 | 2 | 8 | 522 | 2 | 15 | 299 | 2 | 8 | 818 | 2 | 19 | 8 | E | 9 | 7 | E | 9 | 30 | A | 7 | 3.3 | A | 7 | 18 | A | 7 | 841 | A | 7 | 210 | A | 7 | 7.2 | A | 7 | 16000 | B | 7 | 6096 | A | 7 | 1.8 | E | 8 | 0.077 | F | 8 | 0.19 | F | 8 | 0 | 1 | D | 9 | 0 | C | 8
2001-08-20 | 11:00 | 1101 | 1334 | 359 | 2 | 8 | 84 | 2 | 15 | 289 | 2 | 8 | 401 | 2 | 8 | 90 | 2 | 15 | 326 | 2 | 8 | 1098 | 2 | 19 | 9 | E | 9 | 7 | E | 9 | 30 | A | 7 | 4.4 | A | 7 | 20 | A | 7 | 834 | A | 7 | 220 | A | 7 | 6.7 | A | 7 | 16000 | B | 7 | 6096 | A | 7 | 1.8 | E | 8 | 0.077 | F | 8 | 0.19 | F | 8 | 0 | 1 | D | 9 | 0 | C | 8
2001-08-20 | 12:00 | 1170 | 1334 | 759 | 2 | 8 | 475 | 2 | 15 | 341 | 2 | 8 | 810 | 2 | 8 | 496 | 2 | 15 | 374 | 2 | 8 | 1659 | 2 | 19 | 8 | E | 9 | 5 | E | 9 | 31.1 | A | 7 | 3.9 | A | 7 | 18 | A | 7 | 841 | A | 7 | 240 | B | 8 | 2.1 | A | 7 | 16000 | B | 7 | 6096 | A | 7 | 1.9 | E | 8 | 0.077 | F | 8 | 0.19 | F | 8 | 0 | 1 | D | 9 | 0 | C | 8
2001-08-20 | 13:00 | 1172 | 1334 | 829 | 2 | 8 | 599 | 2 | 15 | 301 | 2 | 8 | 896 | 2 | 8 | 627 | 2 | 15 | 344 | 2 | 8 | 1465 | 2 | 19 | 8 | E | 9 | 5 | E | 9 | 31.1 | A | 7 | 3.9 | A | 7 | 18 | A | 7 | 841 | A | 7 | 260 | B | 8 | 2.1 | A | 7 | 16000 | B | 7 | 6096 | A | 7 | 2 | E | 8 | 0.077 | F | 8 | 0.19 | F | 8 | 0 | 1 | D | 9 | 0 | C | 8
2001-08-20 | 14:00 | 1107 | 1334 | 316 | 2 | 8 | 30 | 2 | 15 | 291 | 2 | 8 | 350 | 2 | 8 | 31 | 2 | 15 | 324 | 2 | 8 | 1262 | 2 | 19 | 9 | E | 9 | 8 | E | 9 | 27 | A | 7 | 5 | A | 7 | 24 | A | 7 | 838 | A | 7 | 280 | A | 7 | 20.6 | A | 7 | 2800 | B | 7 | 2400 | A | 7 | 2.1 | E | 8 | 0.077 | F | 8 | 0.19 | F | 8 | 0 | 1 | D | 9 | 7 | C | 8
2001-08-20 | 15:00 | 978 | 1334 | 201 | 2 | 8 | 0 | 2 | 15 | 201 | 2 | 8 | 241 | 2 | 8 | 0 | 2 | 15 | 241 | 2 | 8 | 969 | 2 | 19 | 8 | B | 8 | 7 | B | 8 | 25.6 | A | 7 | 6.7 | A | 7 | 30 | A | 7 | 839 | A | 7 | 10 | A | 7 | 5.7 | A | 7 | 16000 | B | 7 | 6096 | A | 7 | 2.2 | E | 8 | 0.077 | F | 8 | 0.19 | F | 8 | 0 | 1 | D | 9 | 61 | C | 8
2001-08-20 | 16:00 | 795 | 1334 | 150 | 2 | 8 | 0 | 2 | 15 | 150 | 2 | 8 | 179 | 2 | 8 | 0 | 2 | 15 | 179 | 2 | 8 | 700 | 2 | 19 | 7 | E | 9 | 6 | E | 9 | 25.6 | A | 7 | 7.2 | A | 7 | 31 | A | 7 | 838 | A | 7 | 10 | A | 7 | 6.2 | A | 7 | 16000 | B | 7 | 6096 | A | 7 | 2.2 | E | 8 | 0.077 | F | 8 | 0.19 | F | 8 | 0 | 1 | D | 9 | 0 | C | 8
2001-08-20 | 17:00 | 570 | 1334 | 347 | 2 | 8 | 325 | 2 | 15 | 208 | 2 | 8 | 364 | 2 | 8 | 325 | 2 | 15 | 225 | 2 | 8 | 466 | 2 | 19 | 9 | E | 9 | 7 | A | 7 | 25.6 | A | 7 | 6.1 | A | 7 | 29 | A | 7 | 833 | A | 7 | 240 | A | 7 | 3.1 | A | 7 | 16000 | B | 7 | 6096 | A | 7 | 2.3 | E | 8 | 0.077 | F | 8 | 0.19 | F | 8 | 0 | 1 | D | 9 | 0 | C | 8
2001-08-20 | 18:00 | 320 | 1334 | 73 | 2 | 8 | 0 | 2 | 15 | 73 | 2 | 8 | 83 | 2 | 8 | 0 | 2 | 15 | 83 | 2 | 8 | 268 | 2 | 19 | 7 | E | 9 | 5 | E | 9 | 24.4 | A | 7 | 10 | A | 7 | 40 | A | 7 | 838 | A | 7 | 250 | A | 7 | 5.2 | A | 7 | 16000 | B | 7 | 6096 | A | 7 | 2.4 | E | 8 | 0.077 | F | 8 | 0.19 | F | 8 | 0 | 1 | D | 9 | 0 | C | 8
2001-08-20 | 19:00 | 71 | 1034 | 17 | 2 | 8 | 75 | 2 | 15 | 13 | 2 | 8 | 20 | 2 | 8 | 32 | 2 | 15 | 18 | 2 | 8 | 22 | 2 | 19 | 9 | E | 9 | 7 | E | 9 | 24 | A | 7 | 8 | A | 7 | 36 | A | 7 | 838 | A | 7 | 260 | A | 7 | 7.7 | A | 7 | 16000 | B | 7 | 3600 | A | 7 | 2.5 | E | 8 | 0.077 | F | 8 | 0.19 | F | 8 | 0 | 1 | D | 9 | 0 | C | 8
2001-08-20 | 20:00 | 0 | 0 | 0 | 2 | 0 | 0 | 2 | 0 | 0 | 2 | 0 | 0 | 2 | 0 | 0 | 2 | 0 | 0 | 2 | 0 | 0 | 2 | 0 | 9 | E | 9 | 7 | E | 9 | 22.2 | A | 7 | 8.9 | A | 7 | 43 | A | 7 | 837 | A | 7 | 230 | A | 7 | 4.1 | A | 7 | 16000 | B | 7 | 3658 | A | 7 | 2.6 | E | 8 | 0.077 | F | 8 | 0.19 | F | 8 | 0 | 1 | D | 9 | 0 | C | 8
2001-08-20 | 21:00 | 0 | 0 | 0 | 2 | 0 | 0 | 2 | 0 | 0 | 2 | 0 | 0 | 2 | 0 | 0 | 2 | 0 | 0 | 2 | 0 | 0 | 2 | 0 | 10 | E | 9 | 9 | E | 9 | 21.7 | A | 7 | 8.9 | A | 7 | 44 | A | 7 | 836 | A | 7 | 310 | A | 7 | 3.1 | A | 7 | 16000 | B | 7 | 3353 | A | 7 | 2.7 | E | 8 | 0.077 | F | 8 | 0.19 | F | 8 | 0 | 1 | D | 9 | 0 | C | 8
2001-08-20 | 22:00 | 0 | 0 | 0 | 2 | 0 | 0 | 2 | 0 | 0 | 2 | 0 | 0 | 2 | 0 | 0 | 2 | 0 | 0 | 2 | 0 | 0 | 2 | 0 | 10 | E | 9 | 9 | A | 7 | 21.7 | A | 7 | 8.3 | A | 7 | 42 | A | 7 | 835 | A | 7 | 280 | A | 7 | 3.1 | A | 7 | 16000 | B | 7 | 6096 | A | 7 | 2.7 | E | 8 | 0.077 | F | 8 | 0.19 | F | 8 | 0 | 1 | D | 9 | 0 | C | 8
2001-08-20 | 23:00 | 0 | 0 | 0 | 2 | 0 | 0 | 2 | 0 | 0 | 2 | 0 | 0 | 2 | 0 | 0 | 2 | 0 | 0 | 2 | 0 | 0 | 2 | 0 | 5 | E | 9 | 3 | E | 9 | 18.9 | A | 7 | 6.7 | A | 7 | 45 | A | 7 | 833 | A | 7 | 180 | A | 7 | 4.1 | A | 7 | 16000 | B | 7 | 6096 | A | 7 | 2.8 | E | 8 | 0.077 | F | 8 | 0.19 | F | 8 | 0 | 1 | D | 9 | 0 | C | 8
2001-08-20 | 24:00 | 0 | 0 | 0 | 2 | 0 | 0 | 2 | 0 | 0 | 2 | 0 | 0 | 2 | 0 | 0 | 2 | 0 | 0 | 2 | 0 | 0 | 2 | 0 | 7 | E | 9 | 5 | E | 9 | 17.8 | A | 7 | 7.2 | A | 7 | 50 | A | 7 | 834 | A | 7 | 160 | A | 7 | 3.6 | A | 7 | 16000 | B | 7 | 6096 | A | 7 | 2.7 | E | 8 | 0.077 | F | 8 | 0.19 | F | 8 | 0 | 1 | D | 9 | 0 | C | 8
2001-08-21 | 1:00 | 0 | 0 | 0 | 2 | 0 | 0 | 2 | 0 | 0 | 2 | 0 | 0 | 2 | 0 | 0 | 2 | 0 | 0 | 2 | 0 | 0 | 2 | 0 | 7 | B | 8 | 5 | B | 8 | 20.6 | A | 7 | 6.7 | A | 7 | 40 | A | 7 | 835 | A | 7 | 300 | A | 7 | 3.6 | A | 7 | 16000 | B | 7 | 6096 | A | 7 | 2.7 | E | 8 | 0.077 | F | 8 | 0.19 | F | 8 | 0 | 1 | D | 9 | 0 | C | 8
2001-08-21 | 2:00 | 0 | 0 | 0 | 2 | 0 | 0 | 2 | 0 | 0 | 2 | 0 | 0 | 2 | 0 | 0 | 2 | 0 | 0 | 2 | 0 | 0 | 2 | 0 | 8 | B | 8 | 5 | B | 8 | 18.3 | A | 7 | 7.2 | A | 7 | 48 | A | 7 | 833 | A | 7 | 250 | A | 7 | 2.1 | A | 7 | 16000 | B | 7 | 6096 | A | 7 | 2.6 | E | 8 | 0.077 | F | 8 | 0.19 | F | 8 | 0 | 1 | D | 9 | 0 | C | 8
2001-08-21 | 3:00 | 0 | 0 | 0 | 2 | 0 | 0 | 2 | 0 | 0 | 2 | 0 | 0 | 2 | 0 | 0 | 2 | 0 | 0 | 2 | 0 | 0 | 2 | 0 | 9 | E | 9 | 5 | E | 9 | 19.4 | A | 7 | 7.2 | A | 7 | 45 | A | 7 | 835 | A | 7 | 270 | A | 7 | 2.6 | A | 7 | 16000 | B | 7 | 77777 | A | 7 | 2.5 | E | 8 | 0.077 | F | 8 | 0.19 | F | 8 | 0 | 1 | D | 9 | 0 | C | 8
2001-08-21 | 4:00 | 0 | 0 | 0 | 2 | 0 | 0 | 2 | 0 | 0 | 2 | 0 | 0 | 2 | 0 | 0 | 2 | 0 | 0 | 2 | 0 | 0 | 2 | 0 | 9 | E | 9 | 7 | E | 9 | 18.9 | A | 7 | 6.7 | A | 7 | 45 | A | 7 | 835 | A | 7 | 220 | A | 7 | 3.6 | A | 7 | 16000 | B | 7 | 6096 | A | 7 | 2.4 | E | 8 | 0.077 | F | 8 | 0.19 | F | 8 | 0 | 1 | D | 9 | 0 | C | 8
2001-08-21 | 5:00 | 0 | 0 | 0 | 2 | 0 | 0 | 2 | 0 | 0 | 2 | 0 | 0 | 2 | 0 | 0 | 2 | 0 | 0 | 2 | 0 | 0 | 2 | 0 | 8 | E | 9 | 6 | E | 9 | 18.9 | A | 7 | 5.6 | A | 7 | 42 | A | 7 | 832 | A | 7 | 210 | A | 7 | 6.2 | A | 7 | 16000 | B | 7 | 6706 | A | 7 | 2.3 | E | 8 | 0.077 | F | 8 | 0.19 | F | 8 | 0 | 1 | D | 9 | 0 | C | 8
2001-08-21 | 6:00 | 59 | 946 | 8 | 2 | 8 | 135 | 2 | 15 | 4 | 2 | 8 | 14 | 2 | 8 | 81 | 2 | 15 | 9 | 2 | 8 | 15 | 2 | 19 | 6 | E | 9 | 4 | E | 9 | 17.8 | A | 7 | 6.1 | A | 7 | 46 | A | 7 | 835 | A | 7 | 210 | A | 7 | 4.1 | A | 7 | 16000 | B | 7 | 6096 | A | 7 | 2.3 | E | 8 | 0.077 | F | 8 | 0.19 | F | 8 | 0 | 1 | D | 9 | 0 | C | 8
2001-08-21 | 7:00 | 302 | 1335 | 174 | 2 | 8 | 437 | 2 | 15 | 75 | 2 | 8 | 181 | 2 | 8 | 346 | 2 | 15 | 103 | 2 | 8 | 138 | 2 | 19 | 6 | E | 9 | 5 | E | 9 | 21.1 | A | 7 | 6.1 | A | 7 | 38 | A | 7 | 836 | A | 7 | 230 | A | 7 | 5.7 | A | 7 | 16000 | B | 7 | 6096 | A | 7 | 2.2 | E | 8 | 0.077 | F | 8 | 0.19 | F | 8 | 0 | 1 | D | 9 | 0 | C | 8
2001-08-21 | 8:00 | 554 | 1335 | 366 | 2 | 8 | 595 | 2 | 15 | 119 | 2 | 8 | 377 | 2 | 8 | 563 | 2 | 15 | 143 | 2 | 8 | 228 | 2 | 19 | 4 | E | 9 | 4 | E | 9 | 23.9 | A | 7 | 7.2 | A | 7 | 34 | A | 7 | 838 | A | 7 | 250 | A | 7 | 3.6 | A | 7 | 16000 | B | 7 | 6096 | A | 7 | 2.1 | E | 8 | 0.077 | F | 8 | 0.19 | F | 8 | 0 | 1 | D | 9 | 0 | C | 8
2001-08-21 | 9:00 | 780 | 1335 | 525 | 2 | 8 | 624 | 2 | 15 | 160 | 2 | 8 | 548 | 2 | 8 | 621 | 2 | 15 | 183 | 2 | 8 | 364 | 2 | 19 | 5 | E | 9 | 5 | E | 9 | 26.1 | A | 7 | 8.9 | A | 7 | 34 | A | 7 | 839 | A | 7 | 330 | A | 7 | 3.1 | A | 7 | 16000 | B | 7 | 6096 | A | 7 | 2 | E | 8 | 0.077 | F | 8 | 0.19 | F | 8 | 0 | 1 | D | 9 | 0 | C | 8
2001-08-21 | 10:00 | 966 | 1335 | 672 | 2 | 8 | 667 | 2 | 15 | 188 | 2 | 8 | 708 | 2 | 8 | 676 | 2 | 15 | 218 | 2 | 8 | 548 | 2 | 19 | 6 | E | 9 | 6 | E | 9 | 26.7 | A | 7 | 6.7 | A | 7 | 28 | A | 7 | 839 | A | 7 | 330 | B | 8 | 2.1 | A | 7 | 16000 | B | 7 | 6706 | A | 7 | 1.9 | E | 8 | 0.077 | F | 8 | 0.19 | F | 8 | 0 | 1 | D | 9 | 0 | C | 8
2001-08-21 | 11:00 | 1098 | 1335 | 674 | 2 | 8 | 410 | 2 | 15 | 336 | 2 | 8 | 713 | 2 | 8 | 427 | 2 | 15 | 361 | 2 | 8 | 1322 | 2 | 19 | 8 | E | 9 | 8 | A | 7 | 27.2 | A | 7 | 7.2 | A | 7 | 28 | A | 7 | 833 | A | 7 | 320 | A | 7 | 3.1 | A | 7 | 16000 | B | 7 | 6706 | A | 7 | 1.8 | E | 8 | 0.077 | F | 8 | 0.19 | F | 8 | 0 | 1 | D | 9 | 0 | C | 8
2001-08-21 | 12:00 | 1167 | 1335 | 868 | 2 | 8 | 763 | 2 | 15 | 199 | 2 | 8 | 931 | 2 | 8 | 783 | 2 | 15 | 245 | 2 | 8 | 944 | 2 | 19 | 9 | E | 9 | 9 | A | 7 | 28.3 | A | 7 | 5.6 | A | 7 | 24 | A | 7 | 839 | A | 7 | 260 | A | 7 | 3.1 | A | 7 | 16000 | B | 7 | 6706 | A | 7 | 1.8 | E | 8 | 0.077 | F | 8 | 0.19 | F | 8 | 0 | 1 | D | 9 | 0 | C | 8
2001-08-21 | 13:00 | 1169 | 1335 | 883 | 2 | 8 | 821 | 2 | 15 | 162 | 2 | 8 | 933 | 2 | 8 | 829 | 2 | 15 | 206 | 2 | 8 | 720 | 2 | 19 | 5 | E | 9 | 5 | A | 7 | 29.4 | A | 7 | 6.1 | A | 7 | 23 | A | 7 | 839 | A | 7 | 290 | B | 8 | 3.1 | A | 7 | 16000 | B | 7 | 77777 | A | 7 | 1.8 | E | 8 | 0.077 | F | 8 | 0.19 | F | 8 | 0 | 1 | D | 9 | 0 | C | 8
2001-08-21 | 14:00 | 1103 | 1335 | 814 | 2 | 8 | 747 | 2 | 15 | 195 | 2 | 8 | 869 | 2 | 8 | 764 | 2 | 15 | 236 | 2 | 8 | 764 | 2 | 19 | 5 | E | 9 | 5 | A | 7 | 30 | A | 7 | 5.6 | A | 7 | 21 | A | 7 | 839 | A | 7 | 330 | B | 8 | 2.1 | A | 7 | 16000 | B | 7 | 77777 | A | 7 | 1.7 | E | 8 | 0.077 | F | 8 | 0.19 | F | 8 | 0 | 1 | D | 9 | 0 | C | 8
2001-08-21 | 15:00 | 974 | 1335 | 676 | 2 | 8 | 649 | 2 | 15 | 202 | 2 | 8 | 710 | 2 | 8 | 656 | 2 | 15 | 231 | 2 | 8 | 592 | 2 | 19 | 9 | E | 9 | 9 | A | 7 | 30.6 | A | 7 | 5 | A | 7 | 20 | A | 7 | 839 | A | 7 | 360 | B | 8 | 2.1 | A | 7 | 16000 | B | 7 | 6706 | A | 7 | 1.7 | E | 8 | 0.077 | F | 8 | 0.19 | F | 8 | 0 | 1 | D | 9 | 0 | C | 8
2001-08-21 | 16:00 | 791 | 1335 | 555 | 2 | 8 | 738 | 2 | 15 | 117 | 2 | 8 | 592 | 2 | 8 | 747 | 2 | 15 | 149 | 2 | 8 | 281 | 2 | 19 | 9 | E | 9 | 9 | A | 7 | 31.1 | A | 7 | 5.6 | A | 7 | 20 | A | 7 | 839 | A | 7 | 30 | A | 7 | 5.2 | A | 7 | 16000 | B | 7 | 6706 | A | 7 | 1.7 | E | 8 | 0.077 | F | 8 | 0.19 | F | 8 | 0 | 1 | D | 9 | 0 | C | 8
2001-08-21 | 17:00 | 565 | 1335 | 378 | 2 | 8 | 575 | 2 | 15 | 134 | 2 | 8 | 400 | 2 | 8 | 559 | 2 | 15 | 163 | 2 | 8 | 265 | 2 | 19 | 9 | E | 9 | 9 | A | 7 | 28.9 | A | 7 | 6.1 | A | 7 | 24 | A | 7 | 839 | A | 7 | 360 | A | 7 | 5.2 | A | 7 | 16000 | B | 7 | 3353 | A | 7 | 1.6 | E | 8 | 0.077 | F | 8 | 0.19 | F | 8 | 0 | 1 | D | 9 | 0 | C | 8
2001-08-21 | 18:00 | 314 | 1335 | 41 | 2 | 8 | 0 | 2 | 15 | 41 | 2 | 8 | 49 | 2 | 8 | 0 | 2 | 15 | 49 | 2 | 8 | 168 | 2 | 19 | 9 | E | 9 | 9 | A | 7 | 27.8 | A | 7 | 8.3 | A | 7 | 29 | A | 7 | 839 | A | 7 | 10 | A | 7 | 6.7 | A | 7 | 16000 | B | 7 | 3658 | A | 7 | 1.6 | E | 8 | 0.077 | F | 8 | 0.19 | F | 8 | 0 | 1 | D | 9 | 0 | C | 8
2001-08-21 | 19:00 | 67 | 990 | 12 | 2 | 8 | 55 | 2 | 15 | 10 | 2 | 8 | 16 | 2 | 8 | 23 | 2 | 15 | 14 | 2 | 8 | 17 | 2 | 19 | 9 | E | 9 | 9 | A | 7 | 25.6 | A | 7 | 7.8 | A | 7 | 32 | A | 7 | 838 | A | 7 | 10 | A | 7 | 3.6 | A | 7 | 16000 | B | 7 | 6706 | A | 7 | 1.5 | E | 8 | 0.077 | F | 8 | 0.19 | F | 8 | 0 | 1 | D | 9 | 0 | C | 8
2001-08-21 | 20:00 | 0 | 0 | 0 | 2 | 0 | 0 | 2 | 0 | 0 | 2 | 0 | 0 | 2 | 0 | 0 | 2 | 0 | 0 | 2 | 0 | 0 | 2 | 0 | 9 | E | 9 | 9 | A | 7 | 24.4 | A | 7 | 8.3 | A | 7 | 36 | A | 7 | 838 | A | 7 | 10 | A | 7 | 3.1 | A | 7 | 16000 | B | 7 | 4267 | A | 7 | 1.5 | E | 8 | 0.077 | F | 8 | 0.19 | F | 8 | 0 | 1 | D | 9 | 0 | C | 8
2001-08-21 | 21:00 | 0 | 0 | 0 | 2 | 0 | 0 | 2 | 0 | 0 | 2 | 0 | 0 | 2 | 0 | 0 | 2 | 0 | 0 | 2 | 0 | 0 | 2 | 0 | 9 | E | 9 | 9 | A | 7 | 24.4 | A | 7 | 8.3 | A | 7 | 36 | A | 7 | 838 | A | 7 | 240 | A | 7 | 3.6 | A | 7 | 16000 | B | 7 | 6706 | A | 7 | 1.5 | E | 8 | 0.077 | F | 8 | 0.19 | F | 8 | 0 | 1 | D | 9 | 0 | C | 8
2001-08-21 | 22:00 | 0 | 0 | 0 | 2 | 0 | 0 | 2 | 0 | 0 | 2 | 0 | 0 | 2 | 0 | 0 | 2 | 0 | 0 | 2 | 0 | 0 | 2 | 0 | 9 | E | 9 | 9 | A | 7 | 21.7 | A | 7 | 8.3 | A | 7 | 42 | A | 7 | 837 | A | 7 | 270 | A | 7 | 1.5 | A | 7 | 16000 | B | 7 | 6706 | A | 7 | 1.4 | E | 8 | 0.077 | F | 8 | 0.19 | F | 8 | 0 | 1 | D | 9 | 0 | C | 8
2001-08-21 | 23:00 | 0 | 0 | 0 | 2 | 0 | 0 | 2 | 0 | 0 | 2 | 0 | 0 | 2 | 0 | 0 | 2 | 0 | 0 | 2 | 0 | 0 | 2 | 0 | 8 | E | 9 | 8 | A | 7 | 21.7 | A | 7 | 7.2 | A | 7 | 39 | A | 7 | 835 | A | 7 | 220 | A | 7 | 5.2 | A | 7 | 16000 | B | 7 | 6096 | A | 7 | 1.4 | E | 8 | 0.077 | F | 8 | 0.19 | F | 8 | 0 | 1 | D | 9 | 0 | C | 8
2001-08-21 | 24:00 | 0 | 0 | 0 | 2 | 0 | 0 | 2 | 0 | 0 | 2 | 0 | 0 | 2 | 0 | 0 | 2 | 0 | 0 | 2 | 0 | 0 | 2 | 0 | 9 | E | 9 | 9 | A | 7 | 20.6 | A | 7 | 7.8 | A | 7 | 44 | A | 7 | 837 | A | 7 | 220 | A | 7 | 6.2 | A | 7 | 16000 | B | 7 | 6096 | A | 7 | 1.4 | E | 8 | 0.077 | F | 8 | 0.19 | F | 8 | 0 | 1 | D | 9 | 0 | C | 8
2001-08-22 | 1:00 | 0 | 0 | 0 | 2 | 0 | 0 | 2 | 0 | 0 | 2 | 0 | 0 | 2 | 0 | 0 | 2 | 0 | 0 | 2 | 0 | 0 | 2 | 0 | 5 | E | 9 | 5 | A | 7 | 20 | A | 7 | 7.8 | A | 7 | 45 | A | 7 | 836 | A | 7 | 220 | A | 7 | 6.7 | A | 7 | 16000 | B | 7 | 77777 | A | 7 | 1.5 | E | 8 | 0.076 | F | 8 | 0.19 | F | 8 | 0 | 1 | D | 9 | 0 | C | 8
2001-08-22 | 2:00 | 0 | 0 | 0 | 2 | 0 | 0 | 2 | 0 | 0 | 2 | 0 | 0 | 2 | 0 | 0 | 2 | 0 | 0 | 2 | 0 | 0 | 2 | 0 | 3 | E | 9 | 3 | E | 9 | 20 | A | 7 | 7.2 | A | 7 | 43 | A | 7 | 836 | A | 7 | 230 | A | 7 | 5.2 | A | 7 | 16000 | B | 7 | 77777 | A | 7 | 1.5 | E | 8 | 0.076 | F | 8 | 0.19 | F | 8 | 0 | 1 | D | 9 | 0 | C | 8
2001-08-22 | 3:00 | 0 | 0 | 0 | 2 | 0 | 0 | 2 | 0 | 0 | 2 | 0 | 0 | 2 | 0 | 0 | 2 | 0 | 0 | 2 | 0 | 0 | 2 | 0 | 3 | E | 9 | 2 | E | 9 | 17.8 | A | 7 | 7.2 | A | 7 | 50 | A | 7 | 835 | A | 7 | 240 | A | 7 | 4.6 | A | 7 | 16000 | B | 7 | 77777 | A | 7 | 1.5 | E | 8 | 0.076 | F | 8 | 0.19 | F | 8 | 0 | 1 | D | 9 | 0 | C | 8
2001-08-22 | 4:00 | 0 | 0 | 0 | 2 | 0 | 0 | 2 | 0 | 0 | 2 | 0 | 0 | 2 | 0 | 0 | 2 | 0 | 0 | 2 | 0 | 0 | 2 | 0 | 8 | E | 9 | 5 | E | 9 | 17.8 | A | 7 | 7.2 | A | 7 | 50 | A | 7 | 835 | A | 7 | 240 | A | 7 | 3.1 | A | 7 | 16000 | B | 7 | 6096 | A | 7 | 1.6 | E | 8 | 0.076 | F | 8 | 0.19 | F | 8 | 0 | 1 | D | 9 | 0 | C | 8
2001-08-22 | 5:00 | 0 | 0 | 0 | 2 | 0 | 0 | 2 | 0 | 0 | 2 | 0 | 0 | 2 | 0 | 0 | 2 | 0 | 0 | 2 | 0 | 0 | 2 | 0 | 7 | E | 9 | 6 | E | 9 | 18.3 | A | 7 | 6.7 | A | 7 | 47 | A | 7 | 834 | A | 7 | 200 | A | 7 | 2.6 | A | 7 | 16000 | B | 7 | 5486 | A | 7 | 1.6 | E | 8 | 0.076 | F | 8 | 0.19 | F | 8 | 0 | 1 | D | 9 | 0 | C | 8
2001-08-22 | 6:00 | 57 | 924 | 7 | 2 | 8 | 75 | 2 | 15 | 4 | 2 | 8 | 10 | 2 | 8 | 43 | 2 | 15 | 8 | 2 | 8 | 11 | 2 | 19 | 5 | E | 9 | 3 | E | 9 | 18.3 | A | 7 | 7.8 | A | 7 | 50 | A | 7 | 837 | A | 7 | 220 | A | 7 | 4.1 | A | 7 | 16000 | B | 7 | 6706 | A | 7 | 1.6 | E | 8 | 0.076 | F | 8 | 0.19 | F | 8 | 0 | 1 | D | 9 | 0 | C | 8
2001-08-22 | 7:00 | 299 | 1336 | 157 | 2 | 8 | 253 | 2 | 15 | 101 | 2 | 8 | 164 | 2 | 8 | 200 | 2 | 15 | 119 | 2 | 8 | 204 | 2 | 19 | 7 | E | 9 | 5 | E | 9 | 20 | A | 7 | 7.2 | A | 7 | 43 | A | 7 | 838 | A | 7 | 220 | A | 7 | 4.1 | A | 7 | 16000 | B | 7 | 6706 | A | 7 | 1.7 | E | 8 | 0.076 | F | 8 | 0.19 | F | 8 | 0 | 1 | D | 9 | 0 | C | 8
2001-08-22 | 8:00 | 551 | 1336 | 183 | 2 | 8 | 19 | 2 | 15 | 175 | 2 | 8 | 205 | 2 | 8 | 15 | 2 | 15 | 199 | 2 | 8 | 645 | 2 | 19 | 8 | E | 9 | 6 | E | 9 | 20.6 | A | 7 | 7.8 | A | 7 | 44 | A | 7 | 839 | A | 7 | 220 | A | 7 | 5.2 | A | 7 | 16000 | B | 7 | 6706 | A | 7 | 1.7 | E | 8 | 0.076 | F | 8 | 0.19 | F | 8 | 0 | 1 | D | 9 | 0 | C | 8
2001-08-22 | 9:00 | 778 | 1336 | 289 | 2 | 8 | 61 | 2 | 15 | 253 | 2 | 8 | 317 | 2 | 8 | 62 | 2 | 15 | 281 | 2 | 8 | 806 | 2 | 19 | 7 | E | 9 | 6 | E | 9 | 21.7 | A | 7 | 8.3 | A | 7 | 42 | A | 7 | 840 | A | 7 | 270 | A | 7 | 3.6 | A | 7 | 16000 | B | 7 | 6706 | A | 7 | 1.7 | E | 8 | 0.076 | F | 8 | 0.19 | F | 8 | 0 | 1 | D | 9 | 0 | C | 8
2001-08-22 | 10:00 | 963 | 1336 | 653 | 2 | 8 | 552 | 2 | 15 | 254 | 2 | 8 | 697 | 2 | 8 | 573 | 2 | 15 | 283 | 2 | 8 | 746 | 2 | 19 | 7 | E | 9 | 5 | E | 9 | 24.4 | A | 7 | 7.2 | A | 7 | 33 | A | 7 | 841 | A | 7 | 0 | A | 7 | 0 | A | 7 | 16000 | B | 7 | 6706 | A | 7 | 1.8 | E | 8 | 0.076 | F | 8 | 0.19 | F | 8 | 0 | 1 | D | 9 | 0 | C | 8
2001-08-22 | 11:00 | 1095 | 1336 | 718 | 2 | 8 | 543 | 2 | 15 | 271 | 2 | 8 | 776 | 2 | 8 | 567 | 2 | 15 | 309 | 2 | 8 | 1043 | 2 | 19 | 8 | E | 9 | 6 | E | 9 | 26.7 | A | 7 | 6.1 | A | 7 | 27 | A | 7 | 836 | A | 7 | 20 | A | 7 | 5.2 | A | 7 | 16000 | B | 7 | 6706 | A | 7 | 1.8 | E | 8 | 0.076 | F | 8 | 0.19 | F | 8 | 0 | 1 | D | 9 | 0 | C | 8
2001-08-22 | 12:00 | 1164 | 1336 | 740 | 2 | 8 | 511 | 2 | 15 | 294 | 2 | 8 | 802 | 2 | 8 | 535 | 2 | 15 | 335 | 2 | 8 | 1387 | 2 | 19 | 6 | E | 9 | 5 | E | 9 | 27.8 | A | 7 | 6.1 | A | 7 | 25 | A | 7 | 842 | A | 7 | 40 | A | 7 | 5.2 | A | 7 | 16000 | B | 7 | 6706 | A | 7 | 1.9 | E | 8 | 0.076 | F | 8 | 0.19 | F | 8 | 0 | 1 | D | 9 | 0 | C | 8
2001-08-22 | 13:00 | 1166 | 1336 | 745 | 2 | 8 | 486 | 2 | 15 | 321 | 2 | 8 | 801 | 2 | 8 | 508 | 2 | 15 | 357 | 2 | 8 | 1528 | 2 | 19 | 7 | E | 9 | 5 | E | 9 | 27.8 | A | 7 | 6.1 | A | 7 | 25 | A | 7 | 842 | A | 7 | 30 | A | 7 | 5.2 | A | 7 | 16000 | B | 7 | 6706 | A | 7 | 2.1 | E | 8 | 0.076 | F | 8 | 0.19 | F | 8 | 0 | 1 | D | 9 | 0 | C | 8
2001-08-22 | 14:00 | 1099 | 1336 | 597 | 2 | 8 | 287 | 2 | 15 | 360 | 2 | 8 | 651 | 2 | 8 | 311 | 2 | 15 | 394 | 2 | 8 | 1357 | 2 | 19 | 8 | E | 9 | 5 | E | 9 | 27.2 | A | 7 | 6.1 | A | 7 | 26 | A | 7 | 841 | A | 7 | 120 | A | 7 | 2.6 | A | 7 | 16000 | B | 7 | 6706 | A | 7 | 2.2 | E | 8 | 0.076 | F | 8 | 0.19 | F | 8 | 0 | 1 | D | 9 | 0 | C | 8
2001-08-22 | 15:00 | 970 | 1336 | 315 | 2 | 8 | 42 | 2 | 15 | 285 | 2 | 8 | 348 | 2 | 8 | 43 | 2 | 15 | 317 | 2 | 8 | 1063 | 2 | 19 | 10 | E | 9 | 8 | E | 9 | 27.2 | A | 7 | 6.1 | A | 7 | 26 | A | 7 | 841 | A | 7 | 130 | A | 7 | 1.5 | A | 7 | 16000 | B | 7 | 3353 | A | 7 | 2.3 | E | 8 | 0.076 | F | 8 | 0.19 | F | 8 | 0 | 1 | D | 9 | 0 | C | 8
2001-08-22 | 16:00 | 786 | 1336 | 139 | 2 | 8 | 0 | 2 | 15 | 139 | 2 | 8 | 166 | 2 | 8 | 0 | 2 | 15 | 166 | 2 | 8 | 654 | 2 | 19 | 10 | E | 9 | 9 | E | 9 | 27.2 | A | 7 | 6.1 | A | 7 | 26 | A | 7 | 841 | A | 7 | 200 | A | 7 | 3.6 | A | 7 | 16000 | B | 7 | 3353 | A | 7 | 2.4 | E | 8 | 0.076 | F | 8 | 0.19 | F | 8 | 0 | 1 | D | 9 | 0 | C | 8
2001-08-22 | 17:00 | 560 | 1336 | 63 | 2 | 8 | 0 | 2 | 15 | 63 | 2 | 8 | 77 | 2 | 8 | 0 | 2 | 15 | 77 | 2 | 8 | 291 | 2 | 19 | 10 | E | 9 | 10 | A | 7 | 21.1 | A | 7 | 10 | A | 7 | 49 | A | 7 | 836 | A | 7 | 190 | A | 7 | 9.8 | A | 7 | 16000 | B | 7 | 3658 | A | 7 | 2.6 | E | 8 | 0.076 | F | 8 | 0.19 | F | 8 | 0 | 1 | D | 9 | 0 | C | 8
2001-08-22 | 18:00 | 308 | 1336 | 27 | 2 | 8 | 0 | 2 | 15 | 27 | 2 | 8 | 33 | 2 | 8 | 0 | 2 | 15 | 33 | 2 | 8 | 115 | 2 | 19 | 9 | E | 9 | 5 | E | 9 | 21.1 | A | 7 | 9.4 | A | 7 | 47 | A | 7 | 840 | A | 7 | 210 | A | 7 | 5.7 | A | 7 | 16000 | B | 7 | 3658 | A | 7 | 2.7 | E | 8 | 0.076 | F | 8 | 0.19 | F | 8 | 0 | 1 | D | 9 | 0 | C | 8
2001-08-22 | 19:00 | 63 | 968 | 14 | 2 | 8 | 99 | 2 | 15 | 11 | 2 | 8 | 19 | 2 | 8 | 48 | 2 | 15 | 16 | 2 | 8 | 21 | 2 | 19 | 9 | E | 9 | 5 | E | 9 | 20.6 | A | 7 | 8.9 | A | 7 | 47 | A | 7 | 839 | A | 7 | 240 | A | 7 | 6.2 | A | 7 | 16000 | B | 7 | 6096 | A | 7 | 2.8 | E | 8 | 0.076 | F | 8 | 0.19 | F | 8 | 0 | 1 | D | 9 | 0 | C | 8
2001-08-22 | 20:00 | 0 | 0 | 0 | 2 | 0 | 0 | 2 | 0 | 0 | 2 | 0 | 0 | 2 | 0 | 0 | 2 | 0 | 0 | 2 | 0 | 0 | 2 | 0 | 7 | E | 9 | 5 | E | 9 | 20 | A | 7 | 9.4 | A | 7 | 50 | A | 7 | 839 | A | 7 | 230 | A | 7 | 6.2 | A | 7 | 16000 | B | 7 | 6096 | A | 7 | 3 | E | 8 | 0.076 | F | 8 | 0.19 | F | 8 | 0 | 1 | D | 9 | 0 | C | 8
2001-08-22 | 21:00 | 0 | 0 | 0 | 2 | 0 | 0 | 2 | 0 | 0 | 2 | 0 | 0 | 2 | 0 | 0 | 2 | 0 | 0 | 2 | 0 | 0 | 2 | 0 | 8 | E | 9 | 6 | E | 9 | 19.4 | A | 7 | 10 | A | 7 | 54 | A | 7 | 839 | A | 7 | 240 | A | 7 | 4.6 | A | 7 | 16000 | B | 7 | 6096 | A | 7 | 3.1 | E | 8 | 0.076 | F | 8 | 0.19 | F | 8 | 0 | 1 | D | 9 | 0 | C | 8
2001-08-22 | 22:00 | 0 | 0 | 0 | 2 | 0 | 0 | 2 | 0 | 0 | 2 | 0 | 0 | 2 | 0 | 0 | 2 | 0 | 0 | 2 | 0 | 0 | 2 | 0 | 9 | E | 9 | 9 | A | 7 | 18.9 | A | 7 | 9.4 | A | 7 | 54 | A | 7 | 839 | A | 7 | 200 | A | 7 | 4.6 | A | 7 | 16000 | B | 7 | 3048 | A | 7 | 3.2 | E | 8 | 0.076 | F | 8 | 0.19 | F | 8 | 0 | 1 | D | 9 | 0 | C | 8
2001-08-22 | 23:00 | 0 | 0 | 0 | 2 | 0 | 0 | 2 | 0 | 0 | 2 | 0 | 0 | 2 | 0 | 0 | 2 | 0 | 0 | 2 | 0 | 0 | 2 | 0 | 10 | E | 9 | 10 | E | 9 | 20 | A | 7 | 10 | A | 7 | 53 | A | 7 | 837 | A | 7 | 300 | A | 7 | 3.6 | A | 7 | 16000 | B | 7 | 2896 | A | 7 | 3.3 | E | 8 | 0.076 | F | 8 | 0.19 | F | 8 | 0 | 1 | D | 9 | 0 | C | 8
2001-08-22 | 24:00 | 0 | 0 | 0 | 2 | 0 | 0 | 2 | 0 | 0 | 2 | 0 | 0 | 2 | 0 | 0 | 2 | 0 | 0 | 2 | 0 | 0 | 2 | 0 | 10 | E | 9 | 9 | E | 9 | 17.8 | A | 7 | 11.1 | A | 7 | 65 | A | 7 | 838 | A | 7 | 0 | A | 7 | 0 | A | 7 | 16000 | B | 7 | 2743 | A | 7 | 3.2 | E | 8 | 0.076 | F | 8 | 0.19 | F | 8 | 0 | 1 | D | 9 | 0 | C | 8
2001-08-23 | 1:00 | 0 | 0 | 0 | 2 | 0 | 0 | 2 | 0 | 0 | 2 | 0 | 0 | 2 | 0 | 0 | 2 | 0 | 0 | 2 | 0 | 0 | 2 | 0 | 8 | E | 9 | 5 | E | 9 | 17.2 | A | 7 | 11.7 | A | 7 | 70 | A | 7 | 837 | A | 7 | 280 | A | 7 | 4.6 | A | 7 | 16000 | B | 7 | 3962 | A | 7 | 3.1 | E | 8 | 0.075 | F | 8 | 0.19 | F | 8 | 0 | 1 | D | 9 | 0 | C | 8
2001-08-23 | 2:00 | 0 | 0 | 0 | 2 | 0 | 0 | 2 | 0 | 0 | 2 | 0 | 0 | 2 | 0 | 0 | 2 | 0 | 0 | 2 | 0 | 0 | 2 | 0 | 10 | E | 9 | 5 | E | 9 | 16.1 | A | 7 | 11.7 | A | 7 | 75 | A | 7 | 837 | A | 7 | 290 | A | 7 | 3.6 | A | 7 | 16000 | B | 7 | 6096 | A | 7 | 3 | E | 8 | 0.075 | F | 8 | 0.19 | F | 8 | 0 | 1 | D | 9 | 0 | C | 8
2001-08-23 | 3:00 | 0 | 0 | 0 | 2 | 0 | 0 | 2 | 0 | 0 | 2 | 0 | 0 | 2 | 0 | 0 | 2 | 0 | 0 | 2 | 0 | 0 | 2 | 0 | 9 | E | 9 | 7 | E | 9 | 16.1 | A | 7 | 11.7 | A | 7 | 75 | A | 7 | 837 | A | 7 | 300 | A | 7 | 3.1 | A | 7 | 16000 | B | 7 | 6096 | A | 7 | 2.9 | E | 8 | 0.075 | F | 8 | 0.19 | F | 8 | 0 | 1 | D | 9 | 0 | C | 8
2001-08-23 | 4:00 | 0 | 0 | 0 | 2 | 0 | 0 | 2 | 0 | 0 | 2 | 0 | 0 | 2 | 0 | 0 | 2 | 0 | 0 | 2 | 0 | 0 | 2 | 0 | 8 | E | 9 | 5 | E | 9 | 16.1 | A | 7 | 11.1 | A | 7 | 72 | A | 7 | 837 | A | 7 | 260 | A | 7 | 2.1 | A | 7 | 16000 | B | 7 | 77777 | A | 7 | 2.8 | E | 8 | 0.075 | F | 8 | 0.19 | F | 8 | 0 | 1 | D | 9 | 0 | C | 8
2001-08-23 | 5:00 | 0 | 0 | 0 | 2 | 0 | 0 | 2 | 0 | 0 | 2 | 0 | 0 | 2 | 0 | 0 | 2 | 0 | 0 | 2 | 0 | 0 | 2 | 0 | 9 | E | 9 | 6 | E | 9 | 15 | A | 7 | 10.6 | A | 7 | 75 | A | 7 | 837 | A | 7 | 200 | A | 7 | 2.6 | A | 7 | 16000 | B | 7 | 6096 | A | 7 | 2.7 | E | 8 | 0.075 | F | 8 | 0.19 | F | 8 | 0 | 1 | D | 9 | 0 | C | 8
2001-08-23 | 6:00 | 54 | 902 | 7 | 2 | 8 | 171 | 2 | 15 | 2 | 2 | 8 | 15 | 2 | 8 | 102 | 2 | 15 | 8 | 2 | 8 | 8 | 2 | 19 | 10 | E | 9 | 6 | E | 9 | 13.9 | A | 7 | 10.6 | A | 7 | 80 | A | 7 | 838 | A | 7 | 200 | A | 7 | 2.1 | A | 7 | 16000 | B | 7 | 6096 | A | 7 | 2.6 | E | 8 | 0.075 | F | 8 | 0.19 | F | 8 | 0 | 1 | D | 9 | 0 | C | 8
2001-08-23 | 7:00 | 295 | 1336 | 194 | 2 | 8 | 604 | 2 | 15 | 60 | 2 | 8 | 198 | 2 | 8 | 478 | 2 | 15 | 92 | 2 | 8 | 107 | 2 | 19 | 9 | E | 9 | 5 | E | 9 | 17.8 | A | 7 | 10 | A | 7 | 60 | A | 7 | 840 | A | 7 | 240 | A | 7 | 4.1 | A | 7 | 16000 | B | 7 | 7620 | A | 7 | 2.5 | E | 8 | 0.075 | F | 8 | 0.19 | F | 8 | 0 | 1 | D | 9 | 0 | C | 8
2001-08-23 | 8:00 | 548 | 1336 | 367 | 2 | 8 | 545 | 2 | 15 | 143 | 2 | 8 | 384 | 2 | 8 | 525 | 2 | 15 | 168 | 2 | 8 | 283 | 2 | 19 | 9 | E | 9 | 6 | E | 9 | 20 | A | 7 | 10 | A | 7 | 53 | A | 7 | 841 | A | 7 | 40 | A | 7 | 1.5 | A | 7 | 16000 | B | 7 | 6706 | A | 7 | 2.4 | E | 8 | 0.075 | F | 8 | 0.19 | F | 8 | 0 | 1 | D | 9 | 0 | C | 8
2001-08-23 | 9:00 | 775 | 1336 | 322 | 2 | 8 | 92 | 2 | 15 | 269 | 2 | 8 | 354 | 2 | 8 | 93 | 2 | 15 | 300 | 2 | 8 | 843 | 2 | 19 | 10 | E | 9 | 7 | E | 9 | 19.4 | A | 7 | 10.6 | A | 7 | 57 | A | 7 | 841 | A | 7 | 70 | A | 7 | 2.1 | A | 7 | 16000 | B | 7 | 3962 | A | 7 | 2.3 | E | 8 | 0.075 | F | 8 | 0.19 | F | 8 | 0 | 1 | D | 9 | 0 | C | 8
2001-08-23 | 10:00 | 960 | 1336 | 171 | 2 | 8 | 0 | 2 | 15 | 171 | 2 | 8 | 207 | 2 | 8 | 0 | 2 | 15 | 207 | 2 | 8 | 842 | 2 | 19 | 9 | E | 9 | 7 | E | 9 | 20 | A | 7 | 11.1 | A | 7 | 57 | A | 7 | 842 | A | 7 | 90 | A | 7 | 2.1 | A | 7 | 16000 | B | 7 | 3962 | A | 7 | 2.2 | E | 8 | 0.075 | F | 8 | 0.19 | F | 8 | 0 | 1 | D | 9 | 0 | C | 8
2001-08-23 | 11:00 | 1092 | 1336 | 526 | 2 | 8 | 187 | 2 | 15 | 373 | 2 | 8 | 579 | 2 | 8 | 199 | 2 | 15 | 416 | 2 | 8 | 1393 | 2 | 19 | 7 | E | 9 | 5 | E | 9 | 21.1 | A | 7 | 11.7 | A | 7 | 55 | A | 7 | 838 | A | 7 | 140 | A | 7 | 2.6 | A | 7 | 16000 | B | 7 | 6706 | A | 7 | 2.1 | E | 8 | 0.075 | F | 8 | 0.19 | F | 8 | 0 | 1 | D | 9 | 0 | C | 8
2001-08-23 | 12:00 | 1161 | 1336 | 831 | 2 | 8 | 631 | 2 | 15 | 282 | 2 | 8 | 870 | 2 | 8 | 635 | 2 | 15 | 316 | 2 | 8 | 1269 | 2 | 19 | 4 | E | 9 | 3 | E | 9 | 23.3 | A | 7 | 10.6 | A | 7 | 45 | A | 7 | 842 | A | 7 | 140 | A | 7 | 4.1 | A | 7 | 16000 | B | 7 | 6706 | A | 7 | 2.2 | E | 8 | 0.075 | F | 8 | 0.19 | F | 8 | 0 | 1 | D | 9 | 0 | C | 8
2001-08-23 | 13:00 | 1162 | 1336 | 888 | 2 | 8 | 839 | 2 | 15 | 157 | 2 | 8 | 942 | 2 | 8 | 848 | 2 | 15 | 202 | 2 | 8 | 683 | 2 | 19 | 4 | E | 9 | 4 | E | 9 | 25 | A | 7 | 8.3 | A | 7 | 35 | A | 7 | 842 | A | 7 | 0 | A | 7 | 0 | A | 7 | 16000 | B | 7 | 6706 | A | 7 | 2.3 | E | 8 | 0.075 | F | 8 | 0.19 | F | 8 | 0 | 1 | D | 9 | 0 | C | 8
2001-08-23 | 14:00 | 1095 | 1336 | 837 | 2 | 8 | 854 | 2 | 15 | 135 | 2 | 8 | 894 | 2 | 8 | 866 | 2 | 15 | 182 | 2 | 8 | 496 | 2 | 19 | 3 | E | 9 | 3 | E | 9 | 26.7 | A | 7 | 7.8 | A | 7 | 30 | A | 7 | 842 | A | 7 | 100 | A | 7 | 4.6 | A | 7 | 16000 | B | 7 | 6706 | A | 7 | 2.4 | E | 8 | 0.075 | F | 8 | 0.19 | F | 8 | 0 | 1 | D | 9 | 0 | C | 8
2001-08-23 | 15:00 | 965 | 1336 | 675 | 2 | 8 | 642 | 2 | 15 | 210 | 2 | 8 | 706 | 2 | 8 | 647 | 2 | 15 | 237 | 2 | 8 | 602 | 2 | 19 | 4 | E | 9 | 4 | E | 9 | 27.8 | A | 7 | 6.7 | A | 7 | 26 | A | 7 | 841 | A | 7 | 150 | A | 7 | 3.1 | A | 7 | 16000 | B | 7 | 6706 | A | 7 | 2.5 | E | 8 | 0.075 | F | 8 | 0.19 | F | 8 | 0 | 1 | D | 9 | 0 | C | 8
2001-08-23 | 16:00 | 781 | 1336 | 488 | 2 | 8 | 508 | 2 | 15 | 190 | 2 | 8 | 520 | 2 | 8 | 520 | 2 | 15 | 216 | 2 | 8 | 438 | 2 | 19 | 4 | E | 9 | 4 | E | 9 | 28.3 | A | 7 | 5.6 | A | 7 | 24 | A | 7 | 841 | A | 7 | 230 | A | 7 | 3.1 | A | 7 | 14400 | B | 7 | 7315 | A | 7 | 2.5 | E | 8 | 0.075 | F | 8 | 0.19 | F | 8 | 0 | 1 | D | 9 | 0 | C | 8
2001-08-23 | 17:00 | 555 | 1336 | 298 | 2 | 8 | 307 | 2 | 15 | 171 | 2 | 8 | 317 | 2 | 8 | 306 | 2 | 15 | 190 | 2 | 8 | 366 | 2 | 19 | 8 | E | 9 | 8 | A | 7 | 28.9 | A | 7 | 6.1 | A | 7 | 24 | A | 7 | 834 | A | 7 | 320 | A | 7 | 3.6 | A | 7 | 16000 | B | 7 | 7315 | A | 7 | 2.6 | E | 8 | 0.075 | F | 8 | 0.19 | F | 8 | 0 | 1 | D | 9 | 0 | C | 8
2001-08-23 | 18:00 | 303 | 1336 | 162 | 2 | 8 | 460 | 2 | 15 | 58 | 2 | 8 | 167 | 2 | 8 | 368 | 2 | 15 | 83 | 2 | 8 | 105 | 2 | 19 | 3 | E | 9 | 3 | E | 9 | 27.8 | A | 7 | 6.7 | A | 7 | 26 | A | 7 | 841 | A | 7 | 10 | A | 7 | 4.1 | A | 7 | 16000 | B | 7 | 77777 | A | 7 | 2.7 | E | 8 | 0.075 | F | 8 | 0.19 | F | 8 | 0 | 1 | D | 9 | 0 | C | 8
2001-08-23 | 19:00 | 59 | 924 | 13 | 2 | 8 | 158 | 2 | 15 | 8 | 2 | 8 | 20 | 2 | 8 | 89 | 2 | 15 | 14 | 2 | 8 | 19 | 2 | 19 | 3 | E | 9 | 3 | E | 9 | 23.3 | A | 7 | 7.2 | A | 7 | 35 | A | 7 | 839 | A | 7 | 20 | A | 7 | 3.1 | A | 7 | 16000 | B | 7 | 77777 | A | 7 | 2.8 | E | 8 | 0.075 | F | 8 | 0.19 | F | 8 | 0 | 1 | D | 9 | 0 | C | 8
2001-08-23 | 20:00 | 0 | 0 | 0 | 2 | 0 | 0 | 2 | 0 | 0 | 2 | 0 | 0 | 2 | 0 | 0 | 2 | 0 | 0 | 2 | 0 | 0 | 2 | 0 | 3 | E | 9 | 3 | E | 9 | 22.2 | A | 7 | 7.2 | A | 7 | 38 | A | 7 | 839 | A | 7 | 130 | A | 7 | 2.1 | A | 7 | 16000 | B | 7 | 77777 | A | 7 | 2.8 | E | 8 | 0.075 | F | 8 | 0.19 | F | 8 | 0 | 1 | D | 9 | 0 | C | 8
2001-08-23 | 21:00 | 0 | 0 | 0 | 2 | 0 | 0 | 2 | 0 | 0 | 2 | 0 | 0 | 2 | 0 | 0 | 2 | 0 | 0 | 2 | 0 | 0 | 2 | 0 | 5 | E | 9 | 5 | E | 9 | 21.7 | A | 7 | 6.7 | A | 7 | 38 | A | 7 | 840 | A | 7 | 180 | A | 7 | 4.6 | A | 7 | 16000 | B | 7 | 77777 | A | 7 | 2.9 | E | 8 | 0.075 | F | 8 | 0.19 | F | 8 | 0 | 1 | D | 9 | 0 | C | 8
2001-08-23 | 22:00 | 0 | 0 | 0 | 2 | 0 | 0 | 2 | 0 | 0 | 2 | 0 | 0 | 2 | 0 | 0 | 2 | 0 | 0 | 2 | 0 | 0 | 2 | 0 | 5 | E | 9 | 5 | A | 7 | 18.9 | A | 7 | 6.7 | A | 7 | 45 | A | 7 | 839 | A | 7 | 150 | A | 7 | 2.6 | A | 7 | 16000 | B | 7 | 77777 | A | 7 | 3 | E | 8 | 0.075 | F | 8 | 0.19 | F | 8 | 0 | 1 | D | 9 | 0 | C | 8
2001-08-23 | 23:00 | 0 | 0 | 0 | 2 | 0 | 0 | 2 | 0 | 0 | 2 | 0 | 0 | 2 | 0 | 0 | 2 | 0 | 0 | 2 | 0 | 0 | 2 | 0 | 0 | E | 9 | 0 | E | 9 | 20 | A | 7 | 7.8 | A | 7 | 45 | A | 7 | 835 | A | 7 | 220 | A | 7 | 6.2 | A | 7 | 16000 | B | 7 | 77777 | A | 7 | 3.1 | E | 8 | 0.075 | F | 8 | 0.19 | F | 8 | 0 | 1 | D | 9 | 0 | C | 8
2001-08-23 | 24:00 | 0 | 0 | 0 | 2 | 0 | 0 | 2 | 0 | 0 | 2 | 0 | 0 | 2 | 0 | 0 | 2 | 0 | 0 | 2 | 0 | 0 | 2 | 0 | 0 | E | 9 | 0 | E | 9 | 20 | A | 7 | 7.8 | A | 7 | 45 | A | 7 | 838 | A | 7 | 210 | A | 7 | 6.2 | A | 7 | 16000 | B | 7 | 77777 | A | 7 | 3 | E | 8 | 0.075 | F | 8 | 0.19 | F | 8 | 0 | 1 | D | 9 | 0 | C | 8
2001-08-24 | 1:00 | 0 | 0 | 0 | 2 | 0 | 0 | 2 | 0 | 0 | 2 | 0 | 0 | 2 | 0 | 0 | 2 | 0 | 0 | 2 | 0 | 0 | 2 | 0 | 0 | E | 9 | 0 | E | 9 | 19.4 | A | 7 | 7.2 | A | 7 | 45 | A | 7 | 838 | A | 7 | 220 | A | 7 | 6.7 | A | 7 | 16000 | B | 7 | 77777 | A | 7 | 2.9 | E | 8 | 0.075 | F | 8 | 0.19 | F | 8 | 0 | 1 | D | 9 | 0 | C | 8
2001-08-24 | 2:00 | 0 | 0 | 0 | 2 | 0 | 0 | 2 | 0 | 0 | 2 | 0 | 0 | 2 | 0 | 0 | 2 | 0 | 0 | 2 | 0 | 0 | 2 | 0 | 0 | E | 9 | 0 | E | 9 | 18.9 | A | 7 | 6.1 | A | 7 | 43 | A | 7 | 837 | A | 7 | 220 | A | 7 | 7.2 | A | 7 | 16000 | B | 7 | 77777 | A | 7 | 2.8 | E | 8 | 0.075 | F | 8 | 0.19 | F | 8 | 0 | 1 | D | 9 | 0 | C | 8
2001-08-24 | 3:00 | 0 | 0 | 0 | 2 | 0 | 0 | 2 | 0 | 0 | 2 | 0 | 0 | 2 | 0 | 0 | 2 | 0 | 0 | 2 | 0 | 0 | 2 | 0 | 0 | E | 9 | 0 | E | 9 | 17.2 | A | 7 | 5.6 | A | 7 | 46 | A | 7 | 836 | A | 7 | 230 | A | 7 | 6.2 | A | 7 | 16000 | B | 7 | 77777 | A | 7 | 2.7 | E | 8 | 0.075 | F | 8 | 0.19 | F | 8 | 0 | 1 | D | 9 | 0 | C | 8
2001-08-24 | 4:00 | 0 | 0 | 0 | 2 | 0 | 0 | 2 | 0 | 0 | 2 | 0 | 0 | 2 | 0 | 0 | 2 | 0 | 0 | 2 | 0 | 0 | 2 | 0 | 0 | E | 9 | 0 | E | 9 | 17.8 | A | 7 | 5 | A | 7 | 43 | A | 7 | 836 | A | 7 | 220 | A | 7 | 7.7 | A | 7 | 16000 | B | 7 | 77777 | A | 7 | 2.6 | E | 8 | 0.075 | F | 8 | 0.19 | F | 8 | 0 | 1 | D | 9 | 0 | C | 8
2001-08-24 | 5:00 | 0 | 0 | 0 | 2 | 0 | 0 | 2 | 0 | 0 | 2 | 0 | 0 | 2 | 0 | 0 | 2 | 0 | 0 | 2 | 0 | 0 | 2 | 0 | 0 | E | 9 | 0 | E | 9 | 16.7 | A | 7 | 5 | A | 7 | 46 | A | 7 | 834 | A | 7 | 230 | A | 7 | 6.2 | A | 7 | 16000 | B | 7 | 77777 | A | 7 | 2.5 | E | 8 | 0.075 | F | 8 | 0.19 | F | 8 | 0 | 1 | D | 9 | 0 | C | 8
2001-08-24 | 6:00 | 52 | 880 | 6 | 2 | 8 | 151 | 2 | 15 | 2 | 2 | 8 | 13 | 2 | 8 | 90 | 2 | 15 | 7 | 2 | 8 | 8 | 2 | 19 | 0 | E | 9 | 0 | E | 9 | 16.7 | A | 7 | 0 | A | 7 | 32 | A | 7 | 836 | A | 7 | 220 | A | 7 | 6.2 | A | 7 | 16000 | B | 7 | 77777 | A | 7 | 2.4 | E | 8 | 0.075 | F | 8 | 0.19 | F | 8 | 0 | 1 | D | 9 | 0 | C | 8
2001-08-24 | 7:00 | 292 | 1337 | 186 | 2 | 8 | 558 | 2 | 15 | 64 | 2 | 8 | 189 | 2 | 8 | 437 | 2 | 15 | 93 | 2 | 8 | 112 | 2 | 19 | 0 | E | 9 | 0 | E | 9 | 19.4 | A | 7 | 0 | A | 7 | 27 | A | 7 | 838 | A | 7 | 230 | A | 7 | 4.6 | A | 7 | 16000 | B | 7 | 77777 | A | 7 | 2.3 | E | 8 | 0.075 | F | 8 | 0.19 | F | 8 | 0 | 1 | D | 9 | 0 | C | 8
2001-08-24 | 8:00 | 544 | 1337 | 368 | 2 | 8 | 658 | 2 | 15 | 99 | 2 | 8 | 382 | 2 | 8 | 626 | 2 | 15 | 127 | 2 | 8 | 195 | 2 | 19 | 0 | E | 9 | 0 | E | 9 | 24.4 | A | 7 | 0 | A | 7 | 20 | A | 7 | 840 | A | 7 | 230 | A | 7 | 5.2 | A | 7 | 16000 | B | 7 | 77777 | A | 7 | 2.2 | E | 8 | 0.075 | F | 8 | 0.19 | F | 8 | 0 | 1 | D | 9 | 0 | C | 8
2001-08-24 | 9:00 | 772 | 1337 | 553 | 2 | 8 | 765 | 2 | 15 | 110 | 2 | 8 | 574 | 2 | 8 | 757 | 2 | 15 | 136 | 2 | 8 | 240 | 2 | 19 | 0 | E | 9 | 0 | E | 9 | 27.2 | A | 7 | 0 | A | 7 | 17 | A | 7 | 841 | A | 7 | 250 | A | 7 | 4.6 | A | 7 | 16000 | B | 7 | 77777 | A | 7 | 2.1 | E | 8 | 0.075 | F | 8 | 0.19 | F | 8 | 0 | 1 | D | 9 | 0 | C | 8
2001-08-24 | 10:00 | 957 | 1337 | 672 | 2 | 8 | 691 | 2 | 15 | 176 | 2 | 8 | 711 | 2 | 8 | 702 | 2 | 15 | 207 | 2 | 8 | 508 | 2 | 19 | 3 | E | 9 | 3 | E | 9 | 30 | A | 7 | 0 | A | 7 | 14 | A | 7 | 843 | A | 7 | 310 | A | 7 | 3.6 | A | 7 | 16000 | B | 7 | 77777 | A | 7 | 2 | E | 8 | 0.075 | F | 8 | 0.19 | F | 8 | 0 | 1 | D | 9 | 0 | C | 8
2001-08-24 | 11:00 | 1089 | 1337 | 780 | 2 | 8 | 712 | 2 | 15 | 198 | 2 | 8 | 830 | 2 | 8 | 727 | 2 | 15 | 236 | 2 | 8 | 745 | 2 | 19 | 3 | E | 9 | 3 | E | 9 | 31.7 | A | 7 | -0.6 | A | 7 | 12 | A | 7 | 835 | A | 7 | 340 | A | 7 | 4.1 | A | 7 | 16000 | B | 7 | 77777 | A | 7 | 1.9 | E | 8 | 0.075 | F | 8 | 0.19 | F | 8 | 0 | 1 | D | 9 | 0 | C | 8
2001-08-24 | 12:00 | 1158 | 1337 | 886 | 2 | 8 | 872 | 2 | 15 | 129 | 2 | 8 | 911 | 2 | 8 | 873 | 2 | 15 | 152 | 2 | 8 | 460 | 2 | 19 | 3 | E | 9 | 3 | E | 9 | 32.2 | A | 7 | -1.1 | A | 7 | 12 | A | 7 | 842 | A | 7 | 350 | B | 8 | 3.1 | A | 7 | 16000 | B | 7 | 77777 | A | 7 | 1.8 | E | 8 | 0.075 | F | 8 | 0.19 | F | 8 | 0 | 1 | D | 9 | 0 | C | 8
2001-08-24 | 13:00 | 1159 | 1337 | 924 | 2 | 8 | 863 | 2 | 15 | 174 | 2 | 8 | 968 | 2 | 8 | 868 | 2 | 15 | 214 | 2 | 8 | 729 | 2 | 19 | 3 | E | 9 | 3 | E | 9 | 31.7 | A | 7 | -1.1 | A | 7 | 12 | A | 7 | 842 | A | 7 | 10 | B | 8 | 2.1 | A | 7 | 16000 | B | 7 | 77777 | A | 7 | 1.7 | E | 8 | 0.075 | F | 8 | 0.19 | F | 8 | 0 | 1 | D | 9 | 0 | C | 8
2001-08-24 | 14:00 | 1092 | 1337 | 679 | 2 | 8 | 424 | 2 | 15 | 332 | 2 | 8 | 719 | 2 | 8 | 442 | 2 | 15 | 357 | 2 | 8 | 1280 | 2 | 19 | 6 | E | 9 | 5 | E | 9 | 32.2 | A | 7 | -1.1 | A | 7 | 12 | A | 7 | 842 | A | 7 | 20 | B | 8 | 1.5 | A | 7 | 16000 | B | 7 | 77777 | A | 7 | 1.6 | E | 8 | 0.075 | F | 8 | 0.19 | F | 8 | 0 | 1 | D | 9 | 0 | C | 8
2001-08-24 | 15:00 | 961 | 1337 | 606 | 2 | 8 | 476 | 2 | 15 | 263 | 2 | 8 | 644 | 2 | 8 | 494 | 2 | 15 | 288 | 2 | 8 | 771 | 2 | 19 | 5 | E | 9 | 4 | E | 9 | 32.2 | A | 7 | -1.1 | A | 7 | 12 | A | 7 | 842 | A | 7 | 30 | B | 8 | 1.5 | A | 7 | 16000 | B | 7 | 7315 | A | 7 | 1.5 | E | 8 | 0.075 | F | 8 | 0.19 | F | 8 | 0 | 1 | D | 9 | 0 | C | 8
2001-08-24 | 16:00 | 776 | 1337 | 410 | 2 | 8 | 277 | 2 | 15 | 248 | 2 | 8 | 439 | 2 | 8 | 293 | 2 | 15 | 268 | 2 | 8 | 608 | 2 | 19 | 8 | E | 9 | 6 | E | 9 | 32.2 | A | 7 | -1.1 | A | 7 | 12 | A | 7 | 841 | A | 7 | 50 | B | 8 | 1.5 | A | 7 | 16000 | B | 7 | 7315 | A | 7 | 1.4 | E | 8 | 0.075 | F | 8 | 0.19 | F | 8 | 0 | 1 | D | 9 | 0 | C | 8
2001-08-24 | 17:00 | 549 | 1337 | 131 | 2 | 8 | 0 | 2 | 15 | 131 | 2 | 8 | 150 | 2 | 8 | 0 | 2 | 15 | 150 | 2 | 8 | 529 | 2 | 19 | 9 | E | 9 | 7 | A | 7 | 31.1 | A | 7 | -0.6 | A | 7 | 13 | A | 7 | 833 | A | 7 | 60 | A | 7 | 5.7 | A | 7 | 16000 | B | 7 | 7315 | A | 7 | 1.3 | E | 8 | 0.075 | F | 8 | 0.19 | F | 8 | 0 | 1 | D | 9 | 0 | C | 8
2001-08-24 | 18:00 | 297 | 1337 | 94 | 2 | 8 | 44 | 2 | 15 | 84 | 2 | 8 | 103 | 2 | 8 | 37 | 2 | 15 | 94 | 2 | 8 | 211 | 2 | 19 | 8 | E | 9 | 5 | E | 9 | 28.9 | A | 7 | -0.6 | A | 7 | 15 | A | 7 | 841 | A | 7 | 70 | A | 7 | 3.6 | A | 7 | 16000 | B | 7 | 4267 | A | 7 | 1.2 | E | 8 | 0.075 | F | 8 | 0.19 | F | 8 | 0 | 1 | D | 9 | 0 | C | 8
2001-08-24 | 19:00 | 54 | 902 | 1 | 2 | 8 | 0 | 2 | 15 | 1 | 2 | 8 | 1 | 2 | 8 | 0 | 2 | 15 | 1 | 2 | 8 | 4 | 2 | 19 | 5 | E | 9 | 4 | E | 9 | 27.8 | A | 7 | 1.7 | A | 7 | 18 | A | 7 | 840 | A | 7 | 80 | A | 7 | 2.1 | A | 7 | 16000 | B | 7 | 4267 | A | 7 | 1.1 | E | 8 | 0.075 | F | 8 | 0.19 | F | 8 | 0 | 1 | D | 9 | 0 | C | 8
2001-08-24 | 20:00 | 0 | 0 | 0 | 2 | 0 | 0 | 2 | 0 | 0 | 2 | 0 | 0 | 2 | 0 | 0 | 2 | 0 | 0 | 2 | 0 | 0 | 2 | 0 | 9 | E | 9 | 8 | E | 9 | 27 | A | 7 | 2 | A | 7 | 20 | A | 7 | 840 | A | 7 | 10 | A | 7 | 9.3 | A | 7 | 16100 | B | 7 | 3000 | A | 7 | 1 | E | 8 | 0.075 | F | 8 | 0.19 | F | 8 | 0 | 1 | D | 9 | 0 | C | 8
2001-08-24 | 21:00 | 0 | 0 | 0 | 2 | 0 | 0 | 2 | 0 | 0 | 2 | 0 | 0 | 2 | 0 | 0 | 2 | 0 | 0 | 2 | 0 | 0 | 2 | 0 | 9 | E | 9 | 8 | E | 9 | 27.2 | A | 7 | 1.7 | A | 7 | 19 | A | 7 | 840 | A | 7 | 110 | A | 7 | 1.5 | A | 7 | 16000 | B | 7 | 3353 | A | 7 | 0.9 | E | 8 | 0.075 | F | 8 | 0.19 | F | 8 | 0 | 1 | D | 9 | 0 | C | 8
2001-08-24 | 22:00 | 0 | 0 | 0 | 2 | 0 | 0 | 2 | 0 | 0 | 2 | 0 | 0 | 2 | 0 | 0 | 2 | 0 | 0 | 2 | 0 | 0 | 2 | 0 | 10 | E | 9 | 9 | A | 7 | 25.6 | A | 7 | 2.2 | A | 7 | 22 | A | 7 | 840 | A | 7 | 70 | A | 7 | 3.6 | A | 7 | 16000 | B | 7 | 3962 | A | 7 | 0.8 | E | 8 | 0.075 | F | 8 | 0.19 | F | 8 | 0 | 1 | D | 9 | 0 | C | 8
2001-08-24 | 23:00 | 0 | 0 | 0 | 2 | 0 | 0 | 2 | 0 | 0 | 2 | 0 | 0 | 2 | 0 | 0 | 2 | 0 | 0 | 2 | 0 | 0 | 2 | 0 | 8 | E | 9 | 5 | E | 9 | 24.4 | A | 7 | 2.8 | A | 7 | 24 | A | 7 | 836 | A | 7 | 270 | A | 7 | 6.2 | A | 7 | 16000 | B | 7 | 3962 | A | 7 | 0.7 | E | 8 | 0.075 | F | 8 | 0.19 | F | 8 | 0 | 1 | D | 9 | 61 | C | 8
2001-08-24 | 24:00 | 0 | 0 | 0 | 2 | 0 | 0 | 2 | 0 | 0 | 2 | 0 | 0 | 2 | 0 | 0 | 2 | 0 | 0 | 2 | 0 | 0 | 2 | 0 | 10 | E | 9 | 9 | E | 9 | 27.2 | A | 7 | 2.2 | A | 7 | 20 | A | 7 | 840 | A | 7 | 350 | A | 7 | 4.1 | A | 7 | 16000 | B | 7 | 3353 | A | 7 | 0.8 | E | 8 | 0.075 | F | 8 | 0.19 | F | 8 | 0 | 1 | D | 9 | 61 | C | 8
2001-08-25 | 1:00 | 0 | 0 | 0 | 2 | 0 | 0 | 2 | 0 | 0 | 2 | 0 | 0 | 2 | 0 | 0 | 2 | 0 | 0 | 2 | 0 | 0 | 2 | 0 | 8 | E | 9 | 4 | E | 9 | 23.3 | A | 7 | 3.3 | A | 7 | 27 | A | 7 | 839 | A | 7 | 260 | A | 7 | 3.1 | A | 7 | 16000 | B | 7 | 7315 | A | 7 | 0.9 | E | 8 | 0.074 | F | 8 | 0.19 | F | 8 | 0 | 1 | D | 9 | 0 | C | 8
2001-08-25 | 2:00 | 0 | 0 | 0 | 2 | 0 | 0 | 2 | 0 | 0 | 2 | 0 | 0 | 2 | 0 | 0 | 2 | 0 | 0 | 2 | 0 | 0 | 2 | 0 | 8 | E | 9 | 5 | E | 9 | 22.2 | A | 7 | 5 | A | 7 | 33 | A | 7 | 838 | A | 7 | 280 | A | 7 | 3.6 | A | 7 | 16000 | B | 7 | 7315 | A | 7 | 0.9 | E | 8 | 0.074 | F | 8 | 0.19 | F | 8 | 0 | 1 | D | 9 | 0 | C | 8
2001-08-25 | 3:00 | 0 | 0 | 0 | 2 | 0 | 0 | 2 | 0 | 0 | 2 | 0 | 0 | 2 | 0 | 0 | 2 | 0 | 0 | 2 | 0 | 0 | 2 | 0 | 5 | E | 9 | 5 | E | 9 | 19.4 | A | 7 | 7.2 | A | 7 | 45 | A | 7 | 838 | A | 7 | 20 | A | 7 | 4.1 | A | 7 | 16000 | B | 7 | 3962 | A | 7 | 1 | E | 8 | 0.074 | F | 8 | 0.19 | F | 8 | 0 | 1 | D | 9 | 0 | C | 8
2001-08-25 | 4:00 | 0 | 0 | 0 | 2 | 0 | 0 | 2 | 0 | 0 | 2 | 0 | 0 | 2 | 0 | 0 | 2 | 0 | 0 | 2 | 0 | 0 | 2 | 0 | 6 | E | 9 | 5 | E | 9 | 19.4 | A | 7 | 9.4 | A | 7 | 52 | A | 7 | 838 | A | 7 | 20 | A | 7 | 3.6 | A | 7 | 16000 | B | 7 | 77777 | A | 7 | 1.1 | E | 8 | 0.074 | F | 8 | 0.19 | F | 8 | 0 | 1 | D | 9 | 0 | C | 8
2001-08-25 | 5:00 | 0 | 0 | 0 | 2 | 0 | 0 | 2 | 0 | 0 | 2 | 0 | 0 | 2 | 0 | 0 | 2 | 0 | 0 | 2 | 0 | 0 | 2 | 0 | 9 | E | 9 | 8 | E | 9 | 18.3 | A | 7 | 11.1 | A | 7 | 63 | A | 7 | 837 | A | 7 | 240 | A | 7 | 3.1 | A | 7 | 16000 | B | 7 | 3353 | A | 7 | 1.1 | E | 8 | 0.074 | F | 8 | 0.19 | F | 8 | 0 | 1 | D | 9 | 0 | C | 8
2001-08-25 | 6:00 | 49 | 858 | 1 | 2 | 8 | 0 | 2 | 15 | 1 | 2 | 8 | 1 | 2 | 8 | 0 | 2 | 15 | 1 | 2 | 8 | 4 | 2 | 19 | 9 | E | 9 | 8 | E | 9 | 20 | A | 7 | 10.6 | A | 7 | 55 | A | 7 | 840 | A | 7 | 230 | A | 7 | 5.7 | A | 7 | 16000 | B | 7 | 3353 | A | 7 | 1.2 | E | 8 | 0.074 | F | 8 | 0.19 | F | 8 | 0 | 1 | D | 9 | 0 | C | 8
2001-08-25 | 7:00 | 288 | 1337 | 27 | 2 | 8 | 0 | 2 | 15 | 27 | 2 | 8 | 33 | 2 | 8 | 0 | 2 | 15 | 33 | 2 | 8 | 113 | 2 | 19 | 8 | E | 9 | 8 | E | 9 | 23.3 | A | 7 | 4.4 | A | 7 | 29 | A | 7 | 841 | A | 7 | 130 | A | 7 | 4.6 | A | 7 | 16000 | B | 7 | 3048 | A | 7 | 1.3 | E | 8 | 0.074 | F | 8 | 0.19 | F | 8 | 0 | 1 | D | 9 | 0 | C | 8
2001-08-25 | 8:00 | 541 | 1337 | 64 | 2 | 8 | 0 | 2 | 15 | 64 | 2 | 8 | 78 | 2 | 8 | 0 | 2 | 15 | 78 | 2 | 8 | 291 | 2 | 19 | 8 | E | 9 | 8 | E | 9 | 21.1 | A | 7 | 7.8 | A | 7 | 42 | A | 7 | 841 | A | 7 | 170 | A | 7 | 5.7 | A | 7 | 16000 | B | 7 | 3048 | A | 7 | 1.3 | E | 8 | 0.074 | F | 8 | 0.19 | F | 8 | 0 | 1 | D | 9 | 0 | C | 8
2001-08-25 | 9:00 | 768 | 1337 | 92 | 2 | 8 | 0 | 2 | 15 | 92 | 2 | 8 | 113 | 2 | 8 | 0 | 2 | 15 | 113 | 2 | 8 | 453 | 2 | 19 | 8 | E | 9 | 6 | E | 9 | 21 | A | 7 | 8 | A | 7 | 43 | A | 7 | 842 | A | 7 | 110 | A | 7 | 12.3 | A | 7 | 14500 | B | 7 | 4200 | A | 7 | 1.4 | E | 8 | 0.074 | F | 8 | 0.19 | F | 8 | 0 | 1 | D | 9 | 0 | C | 8
2001-08-25 | 10:00 | 954 | 1337 | 178 | 2 | 8 | 0 | 2 | 15 | 178 | 2 | 8 | 214 | 2 | 8 | 0 | 2 | 15 | 214 | 2 | 8 | 869 | 2 | 19 | 8 | E | 9 | 6 | E | 9 | 21.1 | A | 7 | 7.8 | A | 7 | 42 | A | 7 | 842 | A | 7 | 190 | A | 7 | 7.2 | A | 7 | 16000 | B | 7 | 4267 | A | 7 | 1.4 | E | 8 | 0.074 | F | 8 | 0.19 | F | 8 | 0 | 1 | D | 9 | 0 | C | 8
2001-08-25 | 11:00 | 1086 | 1337 | 266 | 2 | 8 | 18 | 2 | 15 | 251 | 2 | 8 | 318 | 2 | 8 | 15 | 2 | 15 | 306 | 2 | 8 | 1198 | 2 | 19 | 8 | E | 9 | 6 | E | 9 | 21.7 | A | 7 | 7.8 | A | 7 | 41 | A | 7 | 839 | A | 7 | 170 | A | 7 | 10.8 | A | 7 | 16000 | B | 7 | 6706 | A | 7 | 1.5 | E | 8 | 0.074 | F | 8 | 0.19 | F | 8 | 0 | 1 | D | 9 | 0 | C | 8
2001-08-25 | 12:00 | 1155 | 1337 | 625 | 2 | 8 | 289 | 2 | 15 | 375 | 2 | 8 | 685 | 2 | 8 | 314 | 2 | 15 | 413 | 2 | 8 | 1607 | 2 | 19 | 4 | E | 9 | 4 | E | 9 | 24.4 | A | 7 | 7.2 | A | 7 | 33 | A | 7 | 843 | A | 7 | 150 | A | 7 | 10.3 | A | 7 | 16000 | B | 7 | 6706 | A | 7 | 1.5 | E | 8 | 0.074 | F | 8 | 0.19 | F | 8 | 0 | 1 | D | 9 | 0 | C | 8
2001-08-25 | 13:00 | 1155 | 1337 | 811 | 2 | 8 | 617 | 2 | 15 | 276 | 2 | 8 | 848 | 2 | 8 | 622 | 2 | 15 | 310 | 2 | 8 | 1216 | 2 | 19 | 5 | E | 9 | 4 | E | 9 | 25.6 | A | 7 | 6.7 | A | 7 | 30 | A | 7 | 844 | A | 7 | 150 | A | 7 | 9.3 | A | 7 | 16000 | B | 7 | 6706 | A | 7 | 1.5 | E | 8 | 0.074 | F | 8 | 0.19 | F | 8 | 0 | 1 | D | 9 | 0 | C | 8
2001-08-25 | 14:00 | 1088 | 1337 | 761 | 2 | 8 | 627 | 2 | 15 | 249 | 2 | 8 | 796 | 2 | 8 | 632 | 2 | 15 | 280 | 2 | 8 | 910 | 2 | 19 | 6 | E | 9 | 5 | E | 9 | 26.1 | A | 7 | 6.1 | A | 7 | 28 | A | 7 | 844 | A | 7 | 160 | A | 7 | 7.2 | A | 7 | 16000 | B | 7 | 6706 | A | 7 | 1.6 | E | 8 | 0.074 | F | 8 | 0.19 | F | 8 | 0 | 1 | D | 9 | 0 | C | 8
2001-08-25 | 15:00 | 957 | 1337 | 406 | 2 | 8 | 101 | 2 | 15 | 334 | 2 | 8 | 447 | 2 | 8 | 104 | 2 | 15 | 373 | 2 | 8 | 1192 | 2 | 19 | 3 | E | 9 | 3 | E | 9 | 26.7 | A | 7 | 5.6 | A | 7 | 26 | A | 7 | 844 | A | 7 | 140 | A | 7 | 6.7 | A | 7 | 16000 | B | 7 | 6096 | A | 7 | 1.6 | E | 8 | 0.074 | F | 8 | 0.19 | F | 8 | 0 | 1 | D | 9 | 0 | C | 8
2001-08-25 | 16:00 | 771 | 1337 | 531 | 2 | 8 | 619 | 2 | 15 | 173 | 2 | 8 | 549 | 2 | 8 | 612 | 2 | 15 | 195 | 2 | 8 | 383 | 2 | 19 | 3 | E | 9 | 3 | E | 9 | 27.8 | A | 7 | 3.9 | A | 7 | 22 | A | 7 | 844 | A | 7 | 130 | A | 7 | 5.2 | A | 7 | 16000 | B | 7 | 6096 | A | 7 | 1.6 | E | 8 | 0.074 | F | 8 | 0.19 | F | 8 | 0 | 1 | D | 9 | 0 | C | 8
2001-08-25 | 17:00 | 544 | 1337 | 360 | 2 | 8 | 707 | 2 | 15 | 72 | 2 | 8 | 374 | 2 | 8 | 672 | 2 | 15 | 100 | 2 | 8 | 146 | 2 | 19 | 8 | E | 9 | 5 | A | 7 | 27.2 | A | 7 | 5 | A | 7 | 24 | A | 7 | 844 | A | 7 | 140 | A | 7 | 6.7 | A | 7 | 16000 | B | 7 | 77777 | A | 7 | 1.6 | E | 8 | 0.074 | F | 8 | 0.19 | F | 8 | 0 | 1 | D | 9 | 0 | C | 8
2001-08-25 | 18:00 | 291 | 1337 | 169 | 2 | 8 | 620 | 2 | 15 | 34 | 2 | 8 | 177 | 2 | 8 | 510 | 2 | 15 | 66 | 2 | 8 | 72 | 2 | 19 | 3 | E | 9 | 3 | E | 9 | 26.1 | A | 7 | 5 | A | 7 | 26 | A | 7 | 843 | A | 7 | 150 | A | 7 | 5.7 | A | 7 | 16000 | B | 7 | 77777 | A | 7 | 1.6 | E | 8 | 0.074 | F | 8 | 0.19 | F | 8 | 0 | 1 | D | 9 | 0 | C | 8
2001-08-25 | 19:00 | 51 | 858 | 7 | 2 | 8 | 117 | 2 | 15 | 4 | 2 | 8 | 12 | 2 | 8 | 69 | 2 | 15 | 8 | 2 | 8 | 15 | 2 | 19 | 3 | E | 9 | 3 | E | 9 | 21.1 | A | 7 | 3.9 | A | 7 | 32 | A | 7 | 841 | A | 7 | 140 | A | 7 | 4.1 | A | 7 | 16000 | B | 7 | 77777 | A | 7 | 1.7 | E | 8 | 0.074 | F | 8 | 0.19 | F | 8 | 0 | 1 | D | 9 | 0 | C | 8
2001-08-25 | 20:00 | 0 | 0 | 0 | 2 | 0 | 0 | 2 | 0 | 0 | 2 | 0 | 0 | 2 | 0 | 0 | 2 | 0 | 0 | 2 | 0 | 0 | 2 | 0 | 0 | E | 9 | 0 | E | 9 | 17.8 | A | 7 | 3.3 | A | 7 | 38 | A | 7 | 841 | A | 7 | 140 | A | 7 | 6.2 | A | 7 | 16000 | B | 7 | 77777 | A | 7 | 1.7 | E | 8 | 0.074 | F | 8 | 0.19 | F | 8 | 0 | 1 | D | 9 | 0 | C | 8
2001-08-25 | 21:00 | 0 | 0 | 0 | 2 | 0 | 0 | 2 | 0 | 0 | 2 | 0 | 0 | 2 | 0 | 0 | 2 | 0 | 0 | 2 | 0 | 0 | 2 | 0 | 0 | E | 9 | 0 | E | 9 | 17.2 | A | 7 | 3.3 | A | 7 | 39 | A | 7 | 840 | A | 7 | 180 | A | 7 | 5.2 | A | 7 | 16000 | B | 7 | 77777 | A | 7 | 1.7 | E | 8 | 0.074 | F | 8 | 0.19 | F | 8 | 0 | 1 | D | 9 | 0 | C | 8
2001-08-25 | 22:00 | 0 | 0 | 0 | 2 | 0 | 0 | 2 | 0 | 0 | 2 | 0 | 0 | 2 | 0 | 0 | 2 | 0 | 0 | 2 | 0 | 0 | 2 | 0 | 2 | E | 9 | 2 | A | 7 | 16.7 | A | 7 | 4.4 | A | 7 | 44 | A | 7 | 841 | A | 7 | 180 | A | 7 | 4.6 | A | 7 | 16000 | B | 7 | 77777 | A | 7 | 1.7 | E | 8 | 0.074 | F | 8 | 0.19 | F | 8 | 0 | 1 | D | 9 | 0 | C | 8
2001-08-25 | 23:00 | 0 | 0 | 0 | 2 | 0 | 0 | 2 | 0 | 0 | 2 | 0 | 0 | 2 | 0 | 0 | 2 | 0 | 0 | 2 | 0 | 0 | 2 | 0 | 0 | E | 9 | 0 | E | 9 | 15 | A | 7 | 5 | A | 7 | 51 | A | 7 | 839 | A | 7 | 180 | A | 7 | 5.2 | A | 7 | 16000 | B | 7 | 77777 | A | 7 | 1.7 | E | 8 | 0.074 | F | 8 | 0.19 | F | 8 | 0 | 1 | D | 9 | 0 | C | 8
2001-08-25 | 24:00 | 0 | 0 | 0 | 2 | 0 | 0 | 2 | 0 | 0 | 2 | 0 | 0 | 2 | 0 | 0 | 2 | 0 | 0 | 2 | 0 | 0 | 2 | 0 | 0 | E | 9 | 0 | E | 9 | 17.2 | A | 7 | 4.4 | A | 7 | 43 | A | 7 | 840 | A | 7 | 190 | A | 7 | 4.6 | A | 7 | 16000 | B | 7 | 77777 | A | 7 | 1.7 | E | 8 | 0.074 | F | 8 | 0.19 | F | 8 | 0 | 1 | D | 9 | 0 | C | 8
2001-08-26 | 1:00 | 0 | 0 | 0 | 2 | 0 | 0 | 2 | 0 | 0 | 2 | 0 | 0 | 2 | 0 | 0 | 2 | 0 | 0 | 2 | 0 | 0 | 2 | 0 | 0 | E | 9 | 0 | E | 9 | 17.8 | A | 7 | 5 | A | 7 | 43 | A | 7 | 840 | A | 7 | 210 | A | 7 | 6.2 | A | 7 | 16000 | B | 7 | 77777 | A | 7 | 1.7 | E | 8 | 0.073 | F | 8 | 0.19 | F | 8 | 0 | 1 | D | 9 | 0 | C | 8
2001-08-26 | 2:00 | 0 | 0 | 0 | 2 | 0 | 0 | 2 | 0 | 0 | 2 | 0 | 0 | 2 | 0 | 0 | 2 | 0 | 0 | 2 | 0 | 0 | 2 | 0 | 0 | E | 9 | 0 | E | 9 | 17.2 | A | 7 | 4.4 | A | 7 | 43 | A | 7 | 840 | A | 7 | 210 | A | 7 | 5.7 | A | 7 | 16000 | B | 7 | 77777 | A | 7 | 1.7 | E | 8 | 0.073 | F | 8 | 0.19 | F | 8 | 0 | 1 | D | 9 | 0 | C | 8
2001-08-26 | 3:00 | 0 | 0 | 0 | 2 | 0 | 0 | 2 | 0 | 0 | 2 | 0 | 0 | 2 | 0 | 0 | 2 | 0 | 0 | 2 | 0 | 0 | 2 | 0 | 0 | E | 9 | 0 | E | 9 | 16.1 | A | 7 | 4.4 | A | 7 | 46 | A | 7 | 839 | A | 7 | 190 | A | 7 | 4.1 | A | 7 | 16000 | B | 7 | 77777 | A | 7 | 1.7 | E | 8 | 0.073 | F | 8 | 0.19 | F | 8 | 0 | 1 | D | 9 | 0 | C | 8
2001-08-26 | 4:00 | 0 | 0 | 0 | 2 | 0 | 0 | 2 | 0 | 0 | 2 | 0 | 0 | 2 | 0 | 0 | 2 | 0 | 0 | 2 | 0 | 0 | 2 | 0 | 0 | E | 9 | 0 | E | 9 | 17.2 | A | 7 | 3.9 | A | 7 | 41 | A | 7 | 839 | A | 7 | 220 | A | 7 | 6.7 | A | 7 | 16000 | B | 7 | 77777 | A | 7 | 1.7 | E | 8 | 0.073 | F | 8 | 0.19 | F | 8 | 0 | 1 | D | 9 | 0 | C | 8
2001-08-26 | 5:00 | 0 | 0 | 0 | 2 | 0 | 0 | 2 | 0 | 0 | 2 | 0 | 0 | 2 | 0 | 0 | 2 | 0 | 0 | 2 | 0 | 0 | 2 | 0 | 0 | E | 9 | 0 | E | 9 | 16.1 | A | 7 | 3.3 | A | 7 | 42 | A | 7 | 838 | A | 7 | 210 | A | 7 | 6.7 | A | 7 | 16000 | B | 7 | 77777 | A | 7 | 1.7 | E | 8 | 0.073 | F | 8 | 0.19 | F | 8 | 0 | 1 | D | 9 | 0 | C | 8
2001-08-26 | 6:00 | 47 | 836 | 4 | 2 | 8 | 99 | 2 | 15 | 2 | 2 | 8 | 9 | 2 | 8 | 58 | 2 | 15 | 5 | 2 | 8 | 8 | 2 | 19 | 0 | E | 9 | 0 | E | 9 | 15.6 | A | 7 | 3.9 | A | 7 | 46 | A | 7 | 839 | A | 7 | 220 | A | 7 | 5.2 | A | 7 | 12800 | B | 7 | 77777 | A | 7 | 1.7 | E | 8 | 0.073 | F | 8 | 0.19 | F | 8 | 0 | 1 | D | 9 | 0 | C | 8
2001-08-26 | 7:00 | 285 | 1338 | 162 | 2 | 8 | 402 | 2 | 15 | 76 | 2 | 8 | 167 | 2 | 8 | 309 | 2 | 15 | 101 | 2 | 8 | 140 | 2 | 19 | 0 | E | 9 | 0 | E | 9 | 18.3 | A | 7 | 4.4 | A | 7 | 40 | A | 7 | 841 | A | 7 | 220 | A | 7 | 7.2 | A | 7 | 16000 | B | 7 | 77777 | A | 7 | 1.7 | E | 8 | 0.073 | F | 8 | 0.19 | F | 8 | 0 | 1 | D | 9 | 0 | C | 8
2001-08-26 | 8:00 | 538 | 1338 | 383 | 2 | 8 | 772 | 2 | 15 | 72 | 2 | 8 | 397 | 2 | 8 | 732 | 2 | 15 | 103 | 2 | 8 | 145 | 2 | 19 | 1 | E | 9 | 1 | E | 9 | 21.7 | A | 7 | 5 | A | 7 | 34 | A | 7 | 843 | A | 7 | 200 | A | 7 | 4.1 | A | 7 | 16000 | B | 7 | 77777 | A | 7 | 1.7 | E | 8 | 0.073 | F | 8 | 0.19 | F | 8 | 0 | 1 | D | 9 | 0 | C | 8
2001-08-26 | 9:00 | 765 | 1338 | 560 | 2 | 8 | 827 | 2 | 15 | 86 | 2 | 8 | 597 | 2 | 8 | 826 | 2 | 15 | 123 | 2 | 8 | 204 | 2 | 19 | 1 | E | 9 | 1 | E | 9 | 25.6 | A | 7 | 4.4 | A | 7 | 25 | A | 7 | 845 | A | 7 | 210 | A | 7 | 4.1 | A | 7 | 16000 | B | 7 | 77777 | A | 7 | 1.7 | E | 8 | 0.073 | F | 8 | 0.19 | F | 8 | 0 | 1 | D | 9 | 0 | C | 8
2001-08-26 | 10:00 | 951 | 1338 | 691 | 2 | 8 | 794 | 2 | 15 | 125 | 2 | 8 | 729 | 2 | 8 | 799 | 2 | 15 | 160 | 2 | 8 | 342 | 2 | 19 | 0 | E | 9 | 0 | E | 9 | 28.9 | A | 7 | 0 | A | 7 | 15 | A | 7 | 846 | A | 7 | 190 | A | 7 | 3.6 | A | 7 | 16000 | B | 7 | 77777 | A | 7 | 1.7 | E | 8 | 0.073 | F | 8 | 0.19 | F | 8 | 0 | 1 | D | 9 | 0 | C | 8
2001-08-26 | 11:00 | 1083 | 1338 | 780 | 2 | 8 | 742 | 2 | 15 | 178 | 2 | 8 | 836 | 2 | 8 | 761 | 2 | 15 | 219 | 2 | 8 | 664 | 2 | 19 | 1 | E | 9 | 1 | E | 9 | 30.6 | A | 7 | -1.7 | A | 7 | 12 | A | 7 | 838 | A | 7 | 210 | A | 7 | 4.6 | A | 7 | 16000 | B | 7 | 77777 | A | 7 | 1.7 | E | 8 | 0.073 | F | 8 | 0.19 | F | 8 | 0 | 1 | D | 9 | 0 | C | 8
2001-08-26 | 12:00 | 1151 | 1338 | 843 | 2 | 8 | 775 | 2 | 15 | 175 | 2 | 8 | 882 | 2 | 8 | 779 | 2 | 15 | 210 | 2 | 8 | 712 | 2 | 19 | 3 | E | 9 | 3 | E | 9 | 31.7 | A | 7 | -1.7 | A | 7 | 11 | A | 7 | 846 | A | 7 | 210 | B | 8 | 1.5 | A | 7 | 16000 | B | 7 | 77777 | A | 7 | 1.7 | E | 8 | 0.073 | F | 8 | 0.19 | F | 8 | 0 | 1 | D | 9 | 0 | C | 8
2001-08-26 | 13:00 | 1151 | 1338 | 870 | 2 | 8 | 833 | 2 | 15 | 151 | 2 | 8 | 924 | 2 | 8 | 843 | 2 | 15 | 197 | 2 | 8 | 636 | 2 | 19 | 3 | E | 9 | 3 | E | 9 | 32.2 | A | 7 | -1.1 | A | 7 | 12 | A | 7 | 846 | A | 7 | 210 | A | 7 | 2.6 | A | 7 | 16000 | B | 7 | 77777 | A | 7 | 1.6 | E | 8 | 0.073 | F | 8 | 0.19 | F | 8 | 0 | 1 | D | 9 | 0 | C | 8
2001-08-26 | 14:00 | 1083 | 1338 | 831 | 2 | 8 | 884 | 2 | 15 | 113 | 2 | 8 | 857 | 2 | 8 | 885 | 2 | 15 | 139 | 2 | 8 | 344 | 2 | 19 | 3 | E | 9 | 3 | E | 9 | 33.3 | A | 7 | -0.6 | A | 7 | 11 | A | 7 | 845 | A | 7 | 80 | A | 7 | 4.6 | A | 7 | 16000 | B | 7 | 77777 | A | 7 | 1.6 | E | 8 | 0.073 | F | 8 | 0.19 | F | 8 | 0 | 1 | D | 9 | 0 | C | 8
2001-08-26 | 15:00 | 952 | 1338 | 720 | 2 | 8 | 874 | 2 | 15 | 97 | 2 | 8 | 747 | 2 | 8 | 872 | 2 | 15 | 126 | 2 | 8 | 246 | 2 | 19 | 3 | E | 9 | 3 | E | 9 | 33.3 | A | 7 | -0.6 | A | 7 | 11 | A | 7 | 845 | A | 7 | 50 | B | 8 | 2.6 | A | 7 | 16000 | B | 7 | 77777 | A | 7 | 1.6 | E | 8 | 0.073 | F | 8 | 0.19 | F | 8 | 0 | 1 | D | 9 | 0 | C | 8
2001-08-26 | 16:00 | 766 | 1338 | 564 | 2 | 8 | 861 | 2 | 15 | 70 | 2 | 8 | 591 | 2 | 8 | 849 | 2 | 15 | 103 | 2 | 8 | 171 | 2 | 19 | 3 | E | 9 | 3 | E | 9 | 33.3 | A | 7 | 0 | A | 7 | 12 | A | 7 | 845 | A | 7 | 10 | A | 7 | 3.1 | A | 7 | 16000 | B | 7 | 77777 | A | 7 | 1.6 | E | 8 | 0.073 | F | 8 | 0.19 | F | 8 | 0 | 1 | D | 9 | 0 | C | 8
2001-08-26 | 17:00 | 538 | 1338 | 370 | 2 | 8 | 787 | 2 | 15 | 52 | 2 | 8 | 389 | 2 | 8 | 746 | 2 | 15 | 88 | 2 | 8 | 123 | 2 | 19 | 6 | E | 9 | 5 | A | 7 | 32.8 | A | 7 | -1.1 | A | 7 | 11 | A | 7 | 836 | A | 7 | 80 | B | 8 | 2.1 | A | 7 | 16000 | B | 7 | 77777 | A | 7 | 1.6 | E | 8 | 0.073 | F | 8 | 0.19 | F | 8 | 0 | 1 | D | 9 | 0 | C | 8
2001-08-26 | 18:00 | 285 | 1338 | 159 | 2 | 8 | 586 | 2 | 15 | 34 | 2 | 8 | 166 | 2 | 8 | 479 | 2 | 15 | 64 | 2 | 8 | 71 | 2 | 19 | 6 | E | 9 | 6 | E | 9 | 28.9 | A | 7 | 3.9 | A | 7 | 20 | A | 7 | 843 | A | 7 | 150 | A | 7 | 6.7 | A | 7 | 16000 | B | 7 | 77777 | A | 7 | 1.6 | E | 8 | 0.073 | F | 8 | 0.19 | F | 8 | 0 | 1 | D | 9 | 0 | C | 8
2001-08-26 | 19:00 | 47 | 836 | 6 | 2 | 8 | 124 | 2 | 15 | 3 | 2 | 8 | 11 | 2 | 8 | 72 | 2 | 15 | 7 | 2 | 8 | 11 | 2 | 19 | 4 | E | 9 | 4 | E | 9 | 26.1 | A | 7 | 3.9 | A | 7 | 24 | A | 7 | 842 | A | 7 | 170 | A | 7 | 5.2 | A | 7 | 16000 | B | 7 | 77777 | A | 7 | 1.5 | E | 8 | 0.073 | F | 8 | 0.19 | F | 8 | 0 | 1 | D | 9 | 0 | C | 8
2001-08-26 | 20:00 | 0 | 0 | 0 | 2 | 0 | 0 | 2 | 0 | 0 | 2 | 0 | 0 | 2 | 0 | 0 | 2 | 0 | 0 | 2 | 0 | 0 | 2 | 0 | 3 | E | 9 | 3 | E | 9 | 23.9 | A | 7 | 3.9 | A | 7 | 27 | A | 7 | 841 | A | 7 | 170 | A | 7 | 5.2 | A | 7 | 16000 | B | 7 | 77777 | A | 7 | 1.5 | E | 8 | 0.073 | F | 8 | 0.19 | F | 8 | 0 | 1 | D | 9 | 0 | C | 8
2001-08-26 | 21:00 | 0 | 0 | 0 | 2 | 0 | 0 | 2 | 0 | 0 | 2 | 0 | 0 | 2 | 0 | 0 | 2 | 0 | 0 | 2 | 0 | 0 | 2 | 0 | 0 | E | 9 | 0 | E | 9 | 21.7 | A | 7 | 4.4 | A | 7 | 32 | A | 7 | 840 | A | 7 | 160 | A | 7 | 5.2 | A | 7 | 16000 | B | 7 | 77777 | A | 7 | 1.5 | E | 8 | 0.073 | F | 8 | 0.19 | F | 8 | 0 | 1 | D | 9 | 0 | C | 8
2001-08-26 | 22:00 | 0 | 0 | 0 | 2 | 0 | 0 | 2 | 0 | 0 | 2 | 0 | 0 | 2 | 0 | 0 | 2 | 0 | 0 | 2 | 0 | 0 | 2 | 0 | 0 | E | 9 | 0 | A | 7 | 23.3 | A | 7 | 5.6 | A | 7 | 32 | A | 7 | 840 | A | 7 | 180 | A | 7 | 6.7 | A | 7 | 16000 | B | 7 | 77777 | A | 7 | 1.5 | E | 8 | 0.073 | F | 8 | 0.19 | F | 8 | 0 | 1 | D | 9 | 0 | C | 8
2001-08-26 | 23:00 | 0 | 0 | 0 | 2 | 0 | 0 | 2 | 0 | 0 | 2 | 0 | 0 | 2 | 0 | 0 | 2 | 0 | 0 | 2 | 0 | 0 | 2 | 0 | 2 | E | 9 | 1 | E | 9 | 20.6 | A | 7 | 6.1 | A | 7 | 39 | A | 7 | 837 | A | 7 | 170 | A | 7 | 6.7 | A | 7 | 16000 | B | 7 | 77777 | A | 7 | 1.5 | E | 8 | 0.073 | F | 8 | 0.19 | F | 8 | 0 | 1 | D | 9 | 0 | C | 8
2001-08-26 | 24:00 | 0 | 0 | 0 | 2 | 0 | 0 | 2 | 0 | 0 | 2 | 0 | 0 | 2 | 0 | 0 | 2 | 0 | 0 | 2 | 0 | 0 | 2 | 0 | 1 | E | 9 | 1 | E | 9 | 20 | A | 7 | 6.7 | A | 7 | 42 | A | 7 | 839 | A | 7 | 170 | A | 7 | 5.7 | A | 7 | 16000 | B | 7 | 77777 | A | 7 | 1.5 | E | 8 | 0.073 | F | 8 | 0.19 | F | 8 | 0 | 1 | D | 9 | 0 | C | 8
2001-08-27 | 1:00 | 0 | 0 | 0 | 2 | 0 | 0 | 2 | 0 | 0 | 2 | 0 | 0 | 2 | 0 | 0 | 2 | 0 | 0 | 2 | 0 | 0 | 2 | 0 | 0 | E | 9 | 0 | E | 9 | 21.1 | A | 7 | 6.1 | A | 7 | 38 | A | 7 | 839 | A | 7 | 190 | A | 7 | 7.7 | A | 7 | 16000 | B | 7 | 77777 | A | 7 | 1.5 | E | 8 | 0.072 | F | 8 | 0.19 | F | 8 | 0 | 1 | D | 9 | 0 | C | 8
2001-08-27 | 2:00 | 0 | 0 | 0 | 2 | 0 | 0 | 2 | 0 | 0 | 2 | 0 | 0 | 2 | 0 | 0 | 2 | 0 | 0 | 2 | 0 | 0 | 2 | 0 | 0 | E | 9 | 0 | E | 9 | 20.6 | A | 7 | 6.1 | A | 7 | 39 | A | 7 | 839 | A | 7 | 210 | A | 7 | 6.2 | A | 7 | 16000 | B | 7 | 77777 | A | 7 | 1.5 | E | 8 | 0.072 | F | 8 | 0.19 | F | 8 | 0 | 1 | D | 9 | 0 | C | 8
2001-08-27 | 3:00 | 0 | 0 | 0 | 2 | 0 | 0 | 2 | 0 | 0 | 2 | 0 | 0 | 2 | 0 | 0 | 2 | 0 | 0 | 2 | 0 | 0 | 2 | 0 | 0 | E | 9 | 0 | E | 9 | 17.8 | A | 7 | 6.1 | A | 7 | 46 | A | 7 | 838 | A | 7 | 240 | A | 7 | 6.2 | A | 7 | 16000 | B | 7 | 77777 | A | 7 | 1.5 | E | 8 | 0.072 | F | 8 | 0.19 | F | 8 | 0 | 1 | D | 9 | 0 | C | 8
2001-08-27 | 4:00 | 0 | 0 | 0 | 2 | 0 | 0 | 2 | 0 | 0 | 2 | 0 | 0 | 2 | 0 | 0 | 2 | 0 | 0 | 2 | 0 | 0 | 2 | 0 | 0 | E | 9 | 0 | E | 9 | 17.8 | A | 7 | 6.1 | A | 7 | 46 | A | 7 | 838 | A | 7 | 230 | A | 7 | 7.2 | A | 7 | 16000 | B | 7 | 77777 | A | 7 | 1.5 | E | 8 | 0.072 | F | 8 | 0.19 | F | 8 | 0 | 1 | D | 9 | 0 | C | 8
2001-08-27 | 5:00 | 0 | 0 | 0 | 2 | 0 | 0 | 2 | 0 | 0 | 2 | 0 | 0 | 2 | 0 | 0 | 2 | 0 | 0 | 2 | 0 | 0 | 2 | 0 | 0 | E | 9 | 0 | E | 9 | 16.7 | A | 7 | 5 | A | 7 | 46 | A | 7 | 837 | A | 7 | 230 | A | 7 | 6.2 | A | 7 | 16000 | B | 7 | 77777 | A | 7 | 1.5 | E | 8 | 0.072 | F | 8 | 0.19 | F | 8 | 0 | 1 | D | 9 | 0 | C | 8
2001-08-27 | 6:00 | 45 | 814 | 4 | 2 | 8 | 104 | 2 | 15 | 2 | 2 | 8 | 9 | 2 | 8 | 61 | 2 | 15 | 6 | 2 | 8 | 8 | 2 | 19 | 0 | E | 9 | 0 | E | 9 | 16.7 | A | 7 | 4.4 | A | 7 | 44 | A | 7 | 838 | A | 7 | 220 | A | 7 | 3.6 | A | 7 | 16000 | B | 7 | 77777 | A | 7 | 1.5 | E | 8 | 0.072 | F | 8 | 0.19 | F | 8 | 0 | 1 | D | 9 | 0 | C | 8
2001-08-27 | 7:00 | 281 | 1338 | 181 | 2 | 8 | 445 | 2 | 15 | 88 | 2 | 8 | 184 | 2 | 8 | 339 | 2 | 15 | 113 | 2 | 8 | 166 | 2 | 19 | 0 | E | 9 | 0 | E | 9 | 20.6 | A | 7 | 5.6 | A | 7 | 37 | A | 7 | 841 | A | 7 | 230 | A | 7 | 2.6 | A | 7 | 16000 | B | 7 | 77777 | A | 7 | 1.5 | E | 8 | 0.072 | F | 8 | 0.19 | F | 8 | 0 | 1 | D | 9 | 0 | C | 8
2001-08-27 | 8:00 | 534 | 1338 | 348 | 2 | 8 | 584 | 2 | 15 | 114 | 2 | 8 | 357 | 2 | 8 | 548 | 2 | 15 | 138 | 2 | 8 | 217 | 2 | 19 | 1 | B | 8 | 1 | B | 8 | 23.3 | A | 7 | 5.6 | A | 7 | 32 | A | 7 | 842 | A | 7 | 240 | A | 7 | 4.1 | A | 7 | 16000 | B | 7 | 77777 | A | 7 | 1.5 | E | 8 | 0.072 | F | 8 | 0.19 | F | 8 | 0 | 1 | D | 9 | 0 | C | 8
2001-08-27 | 9:00 | 762 | 1338 | 514 | 2 | 8 | 674 | 2 | 15 | 129 | 2 | 8 | 542 | 2 | 8 | 676 | 2 | 15 | 156 | 2 | 8 | 296 | 2 | 19 | 3 | E | 9 | 3 | E | 9 | 26.7 | A | 7 | 5 | A | 7 | 25 | A | 7 | 843 | A | 7 | 240 | A | 7 | 3.6 | A | 7 | 16000 | B | 7 | 77777 | A | 7 | 1.5 | E | 8 | 0.072 | F | 8 | 0.19 | F | 8 | 0 | 1 | D | 9 | 0 | C | 8
2001-08-27 | 10:00 | 948 | 1338 | 666 | 2 | 8 | 722 | 2 | 15 | 154 | 2 | 8 | 711 | 2 | 8 | 737 | 2 | 15 | 188 | 2 | 8 | 444 | 2 | 19 | 3 | E | 9 | 3 | E | 9 | 30 | A | 7 | 4.4 | A | 7 | 20 | A | 7 | 844 | A | 7 | 200 | B | 8 | 2.1 | A | 7 | 16000 | B | 7 | 77777 | A | 7 | 1.5 | E | 8 | 0.072 | F | 8 | 0.19 | F | 8 | 0 | 1 | D | 9 | 0 | C | 8
2001-08-27 | 11:00 | 1080 | 1338 | 767 | 2 | 8 | 694 | 2 | 15 | 206 | 2 | 8 | 814 | 2 | 8 | 707 | 2 | 15 | 242 | 2 | 8 | 752 | 2 | 19 | 3 | E | 9 | 3 | E | 9 | 31.7 | A | 7 | 2.2 | A | 7 | 15 | A | 7 | 837 | A | 7 | 160 | A | 7 | 4.1 | A | 7 | 16000 | B | 7 | 77777 | A | 7 | 1.6 | E | 8 | 0.072 | F | 8 | 0.19 | F | 8 | 0 | 1 | D | 9 | 0 | C | 8
2001-08-27 | 12:00 | 1148 | 1338 | 874 | 2 | 8 | 860 | 2 | 15 | 135 | 2 | 8 | 897 | 2 | 8 | 861 | 2 | 15 | 157 | 2 | 8 | 451 | 2 | 19 | 4 | E | 9 | 4 | E | 9 | 32.8 | A | 7 | -0.6 | A | 7 | 12 | A | 7 | 844 | A | 7 | 130 | A | 7 | 5.2 | A | 7 | 16000 | B | 7 | 77777 | A | 7 | 1.6 | E | 8 | 0.072 | F | 8 | 0.19 | F | 8 | 0 | 1 | D | 9 | 0 | C | 8
2001-08-27 | 13:00 | 1148 | 1338 | 894 | 2 | 8 | 779 | 2 | 15 | 224 | 2 | 8 | 949 | 2 | 8 | 794 | 2 | 15 | 267 | 2 | 8 | 979 | 2 | 19 | 5 | E | 9 | 4 | E | 9 | 33.9 | A | 7 | 0.6 | A | 7 | 12 | A | 7 | 844 | A | 7 | 110 | A | 7 | 4.1 | A | 7 | 16000 | B | 7 | 77777 | A | 7 | 1.7 | E | 8 | 0.072 | F | 8 | 0.19 | F | 8 | 0 | 1 | D | 9 | 0 | C | 8
2001-08-27 | 14:00 | 1079 | 1338 | 339 | 2 | 8 | 72 | 2 | 15 | 281 | 2 | 8 | 375 | 2 | 8 | 73 | 2 | 15 | 316 | 2 | 8 | 1179 | 2 | 19 | 3 | E | 9 | 3 | E | 9 | 33.9 | A | 7 | 0.6 | A | 7 | 12 | A | 7 | 843 | A | 7 | 110 | A | 7 | 5.7 | A | 7 | 16000 | B | 7 | 77777 | A | 7 | 1.7 | E | 8 | 0.072 | F | 8 | 0.19 | F | 8 | 0 | 1 | D | 9 | 0 | C | 8
2001-08-27 | 15:00 | 947 | 1338 | 474 | 2 | 8 | 184 | 2 | 15 | 343 | 2 | 8 | 517 | 2 | 8 | 195 | 2 | 15 | 379 | 2 | 8 | 1051 | 2 | 19 | 4 | E | 9 | 4 | E | 9 | 32.2 | A | 7 | -0.6 | A | 7 | 12 | A | 7 | 842 | A | 7 | 160 | A | 7 | 6.2 | A | 7 | 16000 | B | 7 | 77777 | A | 7 | 1.8 | E | 8 | 0.072 | F | 8 | 0.19 | F | 8 | 0 | 1 | D | 9 | 0 | C | 8
2001-08-27 | 16:00 | 761 | 1338 | 420 | 2 | 8 | 289 | 2 | 15 | 255 | 2 | 8 | 448 | 2 | 8 | 305 | 2 | 15 | 274 | 2 | 8 | 624 | 2 | 19 | 6 | E | 9 | 6 | E | 9 | 31.7 | A | 7 | 1.1 | A | 7 | 14 | A | 7 | 842 | A | 7 | 150 | A | 7 | 5.7 | A | 7 | 16000 | B | 7 | 77777 | A | 7 | 1.8 | E | 8 | 0.072 | F | 8 | 0.19 | F | 8 | 0 | 1 | D | 9 | 0 | C | 8
2001-08-27 | 17:00 | 533 | 1338 | 109 | 2 | 8 | 0 | 2 | 15 | 109 | 2 | 8 | 126 | 2 | 8 | 0 | 2 | 15 | 126 | 2 | 8 | 453 | 2 | 19 | 5 | E | 9 | 5 | A | 7 | 32.2 | A | 7 | 2.2 | A | 7 | 15 | A | 7 | 833 | A | 7 | 160 | A | 7 | 8.2 | A | 7 | 16000 | B | 7 | 77777 | A | 7 | 1.9 | E | 8 | 0.072 | F | 8 | 0.19 | F | 8 | 0 | 1 | D | 9 | 0 | C | 8
2001-08-27 | 18:00 | 279 | 1338 | 153 | 2 | 8 | 378 | 2 | 15 | 75 | 2 | 8 | 158 | 2 | 8 | 288 | 2 | 15 | 98 | 2 | 8 | 138 | 2 | 19 | 8 | E | 9 | 6 | E | 9 | 28.3 | A | 7 | 0.6 | A | 7 | 17 | A | 7 | 841 | A | 7 | 160 | A | 7 | 6.7 | A | 7 | 16000 | B | 7 | 6706 | A | 7 | 1.9 | E | 8 | 0.072 | F | 8 | 0.19 | F | 8 | 0 | 1 | D | 9 | 0 | C | 8
2001-08-27 | 19:00 | 43 | 792 | 2 | 2 | 8 | 0 | 2 | 15 | 2 | 2 | 8 | 3 | 2 | 8 | 0 | 2 | 15 | 3 | 2 | 8 | 8 | 2 | 19 | 6 | E | 9 | 5 | E | 9 | 26.7 | A | 7 | 0.6 | A | 7 | 18 | A | 7 | 840 | A | 7 | 170 | A | 7 | 8.2 | A | 7 | 16000 | B | 7 | 6706 | A | 7 | 2 | E | 8 | 0.072 | F | 8 | 0.19 | F | 8 | 0 | 1 | D | 9 | 0 | C | 8
2001-08-27 | 20:00 | 0 | 0 | 0 | 2 | 0 | 0 | 2 | 0 | 0 | 2 | 0 | 0 | 2 | 0 | 0 | 2 | 0 | 0 | 2 | 0 | 0 | 2 | 0 | 6 | E | 9 | 5 | E | 9 | 25 | A | 7 | -1.1 | A | 7 | 18 | A | 7 | 839 | A | 7 | 180 | A | 7 | 7.2 | A | 7 | 16000 | B | 7 | 6706 | A | 7 | 2 | E | 8 | 0.072 | F | 8 | 0.19 | F | 8 | 0 | 1 | D | 9 | 0 | C | 8
2001-08-27 | 21:00 | 0 | 0 | 0 | 2 | 0 | 0 | 2 | 0 | 0 | 2 | 0 | 0 | 2 | 0 | 0 | 2 | 0 | 0 | 2 | 0 | 0 | 2 | 0 | 3 | E | 9 | 3 | E | 9 | 24.4 | A | 7 | -2.8 | A | 7 | 16 | A | 7 | 839 | A | 7 | 190 | A | 7 | 8.2 | A | 7 | 16000 | B | 7 | 6706 | A | 7 | 2.1 | E | 8 | 0.072 | F | 8 | 0.19 | F | 8 | 0 | 1 | D | 9 | 0 | C | 8
2001-08-27 | 22:00 | 0 | 0 | 0 | 2 | 0 | 0 | 2 | 0 | 0 | 2 | 0 | 0 | 2 | 0 | 0 | 2 | 0 | 0 | 2 | 0 | 0 | 2 | 0 | 5 | E | 9 | 5 | A | 7 | 23.3 | A | 7 | -3.3 | A | 7 | 16 | A | 7 | 838 | A | 7 | 190 | A | 7 | 9.3 | A | 7 | 16000 | B | 7 | 77777 | A | 7 | 2.1 | E | 8 | 0.072 | F | 8 | 0.19 | F | 8 | 0 | 1 | D | 9 | 0 | C | 8
2001-08-27 | 23:00 | 0 | 0 | 0 | 2 | 0 | 0 | 2 | 0 | 0 | 2 | 0 | 0 | 2 | 0 | 0 | 2 | 0 | 0 | 2 | 0 | 0 | 2 | 0 | 2 | E | 9 | 2 | E | 9 | 23.3 | A | 7 | -1.7 | A | 7 | 19 | A | 7 | 835 | A | 7 | 180 | A | 7 | 9.3 | A | 7 | 16000 | B | 7 | 77777 | A | 7 | 2.2 | E | 8 | 0.072 | F | 8 | 0.19 | F | 8 | 0 | 1 | D | 9 | 0 | C | 8
2001-08-27 | 24:00 | 0 | 0 | 0 | 2 | 0 | 0 | 2 | 0 | 0 | 2 | 0 | 0 | 2 | 0 | 0 | 2 | 0 | 0 | 2 | 0 | 0 | 2 | 0 | 2 | E | 9 | 2 | E | 9 | 21.7 | A | 7 | 2.2 | A | 7 | 28 | A | 7 | 837 | A | 7 | 170 | A | 7 | 9.3 | A | 7 | 16000 | B | 7 | 6096 | A | 7 | 2.2 | E | 8 | 0.072 | F | 8 | 0.19 | F | 8 | 0 | 1 | D | 9 | 0 | C | 8
2001-08-28 | 1:00 | 0 | 0 | 0 | 2 | 0 | 0 | 2 | 0 | 0 | 2 | 0 | 0 | 2 | 0 | 0 | 2 | 0 | 0 | 2 | 0 | 0 | 2 | 0 | 2 | E | 9 | 2 | E | 9 | 21.7 | A | 7 | 2.2 | A | 7 | 28 | A | 7 | 836 | A | 7 | 160 | A | 7 | 7.2 | A | 7 | 16000 | B | 7 | 6096 | A | 7 | 2.2 | E | 8 | 0.071 | F | 8 | 0.19 | F | 8 | 0 | 1 | D | 9 | 0 | C | 8
2001-08-28 | 2:00 | 0 | 0 | 0 | 2 | 0 | 0 | 2 | 0 | 0 | 2 | 0 | 0 | 2 | 0 | 0 | 2 | 0 | 0 | 2 | 0 | 0 | 2 | 0 | 2 | E | 9 | 1 | E | 9 | 20.6 | A | 7 | 2.2 | A | 7 | 30 | A | 7 | 835 | A | 7 | 160 | A | 7 | 6.2 | A | 7 | 16000 | B | 7 | 6096 | A | 7 | 2.3 | E | 8 | 0.071 | F | 8 | 0.19 | F | 8 | 0 | 1 | D | 9 | 0 | C | 8
2001-08-28 | 3:00 | 0 | 0 | 0 | 2 | 0 | 0 | 2 | 0 | 0 | 2 | 0 | 0 | 2 | 0 | 0 | 2 | 0 | 0 | 2 | 0 | 0 | 2 | 0 | 1 | E | 9 | 1 | E | 9 | 20 | A | 7 | 2.2 | A | 7 | 31 | A | 7 | 835 | A | 7 | 160 | A | 7 | 6.2 | A | 7 | 16000 | B | 7 | 77777 | A | 7 | 2.3 | E | 8 | 0.071 | F | 8 | 0.19 | F | 8 | 0 | 1 | D | 9 | 0 | C | 8
2001-08-28 | 4:00 | 0 | 0 | 0 | 2 | 0 | 0 | 2 | 0 | 0 | 2 | 0 | 0 | 2 | 0 | 0 | 2 | 0 | 0 | 2 | 0 | 0 | 2 | 0 | 1 | E | 9 | 1 | E | 9 | 20 | A | 7 | 2.2 | A | 7 | 31 | A | 7 | 835 | A | 7 | 210 | A | 7 | 5.2 | A | 7 | 16000 | B | 7 | 77777 | A | 7 | 2.3 | E | 8 | 0.071 | F | 8 | 0.19 | F | 8 | 0 | 1 | D | 9 | 0 | C | 8
2001-08-28 | 5:00 | 0 | 0 | 0 | 2 | 0 | 0 | 2 | 0 | 0 | 2 | 0 | 0 | 2 | 0 | 0 | 2 | 0 | 0 | 2 | 0 | 0 | 2 | 0 | 3 | E | 9 | 3 | E | 9 | 17.2 | A | 7 | 2.2 | A | 7 | 36 | A | 7 | 833 | A | 7 | 180 | A | 7 | 5.7 | A | 7 | 16000 | B | 7 | 77777 | A | 7 | 2.3 | E | 8 | 0.071 | F | 8 | 0.19 | F | 8 | 0 | 1 | D | 9 | 0 | C | 8
2001-08-28 | 6:00 | 42 | 792 | 2 | 2 | 8 | 15 | 2 | 15 | 1 | 2 | 8 | 2 | 2 | 8 | 7 | 2 | 15 | 2 | 2 | 8 | 2 | 2 | 19 | 3 | E | 9 | 3 | E | 9 | 18.3 | A | 7 | 2.2 | A | 7 | 34 | A | 7 | 835 | A | 7 | 260 | A | 7 | 3.1 | A | 7 | 16000 | B | 7 | 77777 | A | 7 | 2.4 | E | 8 | 0.071 | F | 8 | 0.19 | F | 8 | 0 | 1 | D | 9 | 0 | C | 8
2001-08-28 | 7:00 | 277 | 1339 | 100 | 2 | 8 | 70 | 2 | 15 | 86 | 2 | 8 | 110 | 2 | 8 | 58 | 2 | 15 | 98 | 2 | 8 | 209 | 2 | 19 | 5 | E | 9 | 4 | E | 9 | 19.4 | A | 7 | 4.4 | A | 7 | 37 | A | 7 | 836 | A | 7 | 290 | A | 7 | 6.2 | A | 7 | 16000 | B | 7 | 77777 | A | 7 | 2.4 | E | 8 | 0.071 | F | 8 | 0.19 | F | 8 | 0 | 1 | D | 9 | 0 | C | 8
2001-08-28 | 8:00 | 531 | 1339 | 355 | 2 | 8 | 584 | 2 | 15 | 123 | 2 | 8 | 363 | 2 | 8 | 545 | 2 | 15 | 146 | 2 | 8 | 229 | 2 | 19 | 3 | E | 9 | 3 | E | 9 | 21.7 | A | 7 | 4.4 | A | 7 | 32 | A | 7 | 837 | A | 7 | 280 | A | 7 | 5.7 | A | 7 | 16000 | B | 7 | 77777 | A | 7 | 2.4 | E | 8 | 0.071 | F | 8 | 0.19 | F | 8 | 0 | 1 | D | 9 | 0 | C | 8
2001-08-28 | 9:00 | 759 | 1339 | 540 | 2 | 8 | 753 | 2 | 15 | 112 | 2 | 8 | 575 | 2 | 8 | 759 | 2 | 15 | 144 | 2 | 8 | 261 | 2 | 19 | 3 | E | 9 | 3 | E | 9 | 22.8 | A | 7 | 3.9 | A | 7 | 29 | A | 7 | 838 | A | 7 | 300 | A | 7 | 4.6 | A | 7 | 16000 | B | 7 | 77777 | A | 7 | 2.4 | E | 8 | 0.071 | F | 8 | 0.19 | F | 8 | 0 | 1 | D | 9 | 0 | C | 8
2001-08-28 | 10:00 | 945 | 1339 | 647 | 2 | 8 | 667 | 2 | 15 | 175 | 2 | 8 | 683 | 2 | 8 | 677 | 2 | 15 | 205 | 2 | 8 | 494 | 2 | 19 | 3 | E | 9 | 3 | E | 9 | 26.1 | A | 7 | 3.9 | A | 7 | 24 | A | 7 | 839 | A | 7 | 310 | A | 7 | 4.1 | A | 7 | 16000 | B | 7 | 77777 | A | 7 | 2.4 | E | 8 | 0.071 | F | 8 | 0.19 | F | 8 | 0 | 1 | D | 9 | 0 | C | 8
2001-08-28 | 11:00 | 1077 | 1339 | 767 | 2 | 8 | 706 | 2 | 15 | 199 | 2 | 8 | 816 | 2 | 8 | 720 | 2 | 15 | 236 | 2 | 8 | 722 | 2 | 19 | 3 | E | 9 | 3 | E | 9 | 28.3 | A | 7 | 3.9 | A | 7 | 21 | A | 7 | 833 | A | 7 | 280 | B | 8 | 2.6 | A | 7 | 16000 | B | 7 | 77777 | A | 7 | 2.5 | E | 8 | 0.071 | F | 8 | 0.19 | F | 8 | 0 | 1 | D | 9 | 0 | C | 8
2001-08-28 | 12:00 | 1144 | 1339 | 831 | 2 | 8 | 631 | 2 | 15 | 291 | 2 | 8 | 866 | 2 | 8 | 633 | 2 | 15 | 324 | 2 | 8 | 1225 | 2 | 19 | 5 | E | 9 | 4 | E | 9 | 30.6 | A | 7 | 2.2 | A | 7 | 16 | A | 7 | 840 | A | 7 | 250 | A | 7 | 2.6 | A | 7 | 16000 | B | 7 | 77777 | A | 7 | 2.5 | E | 8 | 0.071 | F | 8 | 0.19 | F | 8 | 0 | 1 | D | 9 | 0 | C | 8
2001-08-28 | 13:00 | 1144 | 1339 | 411 | 2 | 8 | 120 | 2 | 15 | 309 | 2 | 8 | 460 | 2 | 8 | 129 | 2 | 15 | 350 | 2 | 8 | 1267 | 2 | 19 | 9 | E | 9 | 6 | E | 9 | 31.1 | A | 7 | 1.7 | A | 7 | 15 | A | 7 | 840 | A | 7 | 300 | B | 8 | 1.5 | A | 7 | 16000 | B | 7 | 77777 | A | 7 | 2.5 | E | 8 | 0.071 | F | 8 | 0.19 | F | 8 | 0 | 1 | D | 9 | 0 | C | 8
2001-08-28 | 14:00 | 1075 | 1339 | 684 | 2 | 8 | 454 | 2 | 15 | 319 | 2 | 8 | 725 | 2 | 8 | 473 | 2 | 15 | 345 | 2 | 8 | 1174 | 2 | 19 | 9 | E | 9 | 6 | E | 9 | 30.6 | A | 7 | 6.1 | A | 7 | 21 | A | 7 | 840 | A | 7 | 350 | A | 7 | 8.8 | A | 7 | 16000 | B | 7 | 7620 | A | 7 | 2.6 | E | 8 | 0.071 | F | 8 | 0.19 | F | 8 | 0 | 1 | D | 9 | 0 | C | 8
2001-08-28 | 15:00 | 943 | 1339 | 468 | 2 | 8 | 184 | 2 | 15 | 338 | 2 | 8 | 511 | 2 | 8 | 194 | 2 | 15 | 373 | 2 | 8 | 1030 | 2 | 19 | 10 | E | 9 | 7 | E | 9 | 31.7 | A | 7 | 2.2 | A | 7 | 15 | A | 7 | 840 | A | 7 | 350 | A | 7 | 7.2 | A | 7 | 16000 | B | 7 | 7315 | A | 7 | 2.6 | E | 8 | 0.071 | F | 8 | 0.19 | F | 8 | 0 | 1 | D | 9 | 0 | C | 8
2001-08-28 | 16:00 | 756 | 1339 | 447 | 2 | 8 | 366 | 2 | 15 | 240 | 2 | 8 | 479 | 2 | 8 | 386 | 2 | 15 | 261 | 2 | 8 | 578 | 2 | 19 | 8 | E | 9 | 5 | E | 9 | 30 | A | 7 | 2.8 | A | 7 | 18 | A | 7 | 839 | A | 7 | 300 | A | 7 | 5.2 | A | 7 | 16000 | B | 7 | 7315 | A | 7 | 2.6 | E | 8 | 0.071 | F | 8 | 0.19 | F | 8 | 0 | 1 | D | 9 | 0 | C | 8
2001-08-28 | 17:00 | 527 | 1339 | 114 | 2 | 8 | 0 | 2 | 15 | 114 | 2 | 8 | 132 | 2 | 8 | 0 | 2 | 15 | 132 | 2 | 8 | 466 | 2 | 19 | 9 | E | 9 | 7 | A | 7 | 27.8 | A | 7 | 3.3 | A | 7 | 21 | A | 7 | 832 | A | 7 | 280 | A | 7 | 8.8 | A | 7 | 16000 | B | 7 | 7315 | A | 7 | 2.7 | E | 8 | 0.071 | F | 8 | 0.19 | F | 8 | 0 | 1 | D | 9 | 0 | C | 8
2001-08-28 | 18:00 | 272 | 1339 | 156 | 2 | 8 | 426 | 2 | 15 | 70 | 2 | 8 | 162 | 2 | 8 | 321 | 2 | 15 | 97 | 2 | 8 | 128 | 2 | 19 | 10 | E | 9 | 9 | A | 7 | 27.2 | A | 7 | 2.8 | A | 7 | 21 | A | 7 | 838 | A | 7 | 240 | A | 7 | 6.2 | A | 7 | 16000 | B | 7 | 6706 | A | 7 | 2.7 | E | 8 | 0.071 | F | 8 | 0.19 | F | 8 | 0 | 1 | D | 9 | 0 | C | 8
2001-08-28 | 19:00 | 39 | 770 | 3 | 2 | 8 | 122 | 2 | 15 | 1 | 2 | 8 | 9 | 2 | 8 | 70 | 2 | 15 | 5 | 2 | 8 | 4 | 2 | 19 | 10 | E | 9 | 9 | A | 7 | 24.4 | A | 7 | 2.8 | A | 7 | 24 | A | 7 | 837 | A | 7 | 190 | A | 7 | 3.6 | A | 7 | 16000 | B | 7 | 6706 | A | 7 | 2.7 | E | 8 | 0.071 | F | 8 | 0.19 | F | 8 | 0 | 1 | D | 9 | 0 | C | 8
2001-08-28 | 20:00 | 0 | 0 | 0 | 2 | 0 | 0 | 2 | 0 | 0 | 2 | 0 | 0 | 2 | 0 | 0 | 2 | 0 | 0 | 2 | 0 | 0 | 2 | 0 | 10 | E | 9 | 9 | A | 7 | 20 | A | 7 | 3.3 | A | 7 | 33 | A | 7 | 835 | A | 7 | 160 | A | 7 | 4.6 | A | 7 | 16000 | B | 7 | 6706 | A | 7 | 2.8 | E | 8 | 0.071 | F | 8 | 0.19 | F | 8 | 0 | 1 | D | 9 | 0 | C | 8
2001-08-28 | 21:00 | 0 | 0 | 0 | 2 | 0 | 0 | 2 | 0 | 0 | 2 | 0 | 0 | 2 | 0 | 0 | 2 | 0 | 0 | 2 | 0 | 0 | 2 | 0 | 7 | E | 9 | 5 | A | 7 | 21.1 | A | 7 | 4.4 | A | 7 | 33 | A | 7 | 836 | A | 7 | 210 | A | 7 | 4.6 | A | 7 | 16000 | B | 7 | 77777 | A | 7 | 2.8 | E | 8 | 0.071 | F | 8 | 0.19 | F | 8 | 0 | 1 | D | 9 | 0 | C | 8
2001-08-28 | 22:00 | 0 | 0 | 0 | 2 | 0 | 0 | 2 | 0 | 0 | 2 | 0 | 0 | 2 | 0 | 0 | 2 | 0 | 0 | 2 | 0 | 0 | 2 | 0 | 8 | E | 9 | 5 | A | 7 | 18.9 | A | 7 | 3.3 | A | 7 | 35 | A | 7 | 834 | A | 7 | 180 | A | 7 | 4.1 | A | 7 | 16000 | B | 7 | 77777 | A | 7 | 2.8 | E | 8 | 0.071 | F | 8 | 0.19 | F | 8 | 0 | 1 | D | 9 | 0 | C | 8
2001-08-28 | 23:00 | 0 | 0 | 0 | 2 | 0 | 0 | 2 | 0 | 0 | 2 | 0 | 0 | 2 | 0 | 0 | 2 | 0 | 0 | 2 | 0 | 0 | 2 | 0 | 7 | E | 9 | 5 | A | 7 | 21.1 | A | 7 | 3.3 | A | 7 | 31 | A | 7 | 832 | A | 7 | 210 | A | 7 | 6.2 | A | 7 | 16000 | B | 7 | 77777 | A | 7 | 2.9 | E | 8 | 0.071 | F | 8 | 0.19 | F | 8 | 0 | 1 | D | 9 | 0 | C | 8
2001-08-28 | 24:00 | 0 | 0 | 0 | 2 | 0 | 0 | 2 | 0 | 0 | 2 | 0 | 0 | 2 | 0 | 0 | 2 | 0 | 0 | 2 | 0 | 0 | 2 | 0 | 8 | E | 9 | 5 | A | 7 | 20 | A | 7 | 3.3 | A | 7 | 33 | A | 7 | 833 | A | 7 | 210 | A | 7 | 6.7 | A | 7 | 16000 | B | 7 | 77777 | A | 7 | 2.8 | E | 8 | 0.071 | F | 8 | 0.19 | F | 8 | 0 | 1 | D | 9 | 0 | C | 8
2001-08-29 | 1:00 | 0 | 0 | 0 | 2 | 0 | 0 | 2 | 0 | 0 | 2 | 0 | 0 | 2 | 0 | 0 | 2 | 0 | 0 | 2 | 0 | 0 | 2 | 0 | 5 | E | 9 | 5 | A | 7 | 19.4 | A | 7 | 3.3 | A | 7 | 34 | A | 7 | 833 | A | 7 | 210 | A | 7 | 7.7 | A | 7 | 16000 | B | 7 | 77777 | A | 7 | 2.8 | E | 8 | 0.07 | F | 8 | 0.19 | F | 8 | 0 | 1 | D | 9 | 0 | C | 8
2001-08-29 | 2:00 | 0 | 0 | 0 | 2 | 0 | 0 | 2 | 0 | 0 | 2 | 0 | 0 | 2 | 0 | 0 | 2 | 0 | 0 | 2 | 0 | 0 | 2 | 0 | 2 | E | 9 | 2 | A | 7 | 18.3 | A | 7 | 2.8 | A | 7 | 36 | A | 7 | 832 | A | 7 | 220 | A | 7 | 6.7 | A | 7 | 16000 | B | 7 | 77777 | A | 7 | 2.8 | E | 8 | 0.07 | F | 8 | 0.19 | F | 8 | 0 | 1 | D | 9 | 0 | C | 8
2001-08-29 | 3:00 | 0 | 0 | 0 | 2 | 0 | 0 | 2 | 0 | 0 | 2 | 0 | 0 | 2 | 0 | 0 | 2 | 0 | 0 | 2 | 0 | 0 | 2 | 0 | 0 | E | 9 | 0 | A | 7 | 17.8 | A | 7 | 2.8 | A | 7 | 37 | A | 7 | 831 | A | 7 | 210 | A | 7 | 6.2 | A | 7 | 16000 | B | 7 | 77777 | A | 7 | 2.8 | E | 8 | 0.07 | F | 8 | 0.19 | F | 8 | 0 | 1 | D | 9 | 0 | C | 8
2001-08-29 | 4:00 | 0 | 0 | 0 | 2 | 0 | 0 | 2 | 0 | 0 | 2 | 0 | 0 | 2 | 0 | 0 | 2 | 0 | 0 | 2 | 0 | 0 | 2 | 0 | 0 | E | 9 | 0 | A | 7 | 17.8 | A | 7 | 2.8 | A | 7 | 37 | A | 7 | 832 | A | 7 | 210 | A | 7 | 6.2 | A | 7 | 16000 | B | 7 | 77777 | A | 7 | 2.8 | E | 8 | 0.07 | F | 8 | 0.19 | F | 8 | 0 | 1 | D | 9 | 0 | C | 8
2001-08-29 | 5:00 | 0 | 0 | 0 | 2 | 0 | 0 | 2 | 0 | 0 | 2 | 0 | 0 | 2 | 0 | 0 | 2 | 0 | 0 | 2 | 0 | 0 | 2 | 0 | 5 | E | 9 | 5 | A | 7 | 17.2 | A | 7 | 2.8 | A | 7 | 38 | A | 7 | 830 | A | 7 | 210 | A | 7 | 5.7 | A | 7 | 16000 | B | 7 | 77777 | A | 7 | 2.8 | E | 8 | 0.07 | F | 8 | 0.19 | F | 8 | 0 | 1 | D | 9 | 0 | C | 8
2001-08-29 | 6:00 | 40 | 770 | 2 | 2 | 8 | 87 | 2 | 15 | 1 | 2 | 8 | 7 | 2 | 8 | 50 | 2 | 15 | 4 | 2 | 8 | 4 | 2 | 19 | 5 | E | 9 | 5 | A | 7 | 16.7 | A | 7 | 2.8 | A | 7 | 39 | A | 7 | 832 | A | 7 | 230 | A | 7 | 5.7 | A | 7 | 16000 | B | 7 | 77777 | A | 7 | 2.8 | E | 8 | 0.07 | F | 8 | 0.19 | F | 8 | 0 | 1 | D | 9 | 0 | C | 8
2001-08-29 | 7:00 | 274 | 1340 | 166 | 2 | 8 | 420 | 2 | 15 | 80 | 2 | 8 | 169 | 2 | 8 | 317 | 2 | 15 | 105 | 2 | 8 | 149 | 2 | 19 | 3 | E | 9 | 3 | A | 7 | 18.9 | A | 7 | 3.9 | A | 7 | 37 | A | 7 | 834 | A | 7 | 220 | A | 7 | 6.2 | A | 7 | 16000 | B | 7 | 77777 | A | 7 | 2.7 | E | 8 | 0.07 | F | 8 | 0.19 | F | 8 | 0 | 1 | D | 9 | 0 | C | 8
2001-08-29 | 8:00 | 528 | 1340 | 356 | 2 | 8 | 679 | 2 | 15 | 88 | 2 | 8 | 372 | 2 | 8 | 644 | 2 | 15 | 118 | 2 | 8 | 174 | 2 | 19 | 5 | E | 9 | 5 | A | 7 | 23.9 | A | 7 | 4.4 | A | 7 | 28 | A | 7 | 836 | A | 7 | 240 | A | 7 | 4.6 | A | 7 | 16000 | B | 7 | 77777 | A | 7 | 2.7 | E | 8 | 0.07 | F | 8 | 0.19 | F | 8 | 0 | 1 | D | 9 | 0 | C | 8
2001-08-29 | 9:00 | 756 | 1340 | 541 | 2 | 8 | 766 | 2 | 15 | 108 | 2 | 8 | 562 | 2 | 8 | 756 | 2 | 15 | 134 | 2 | 8 | 232 | 2 | 19 | 5 | E | 9 | 5 | A | 7 | 26.1 | A | 7 | 3.3 | A | 7 | 23 | A | 7 | 837 | A | 7 | 270 | A | 7 | 2.1 | A | 7 | 16000 | B | 7 | 77777 | A | 7 | 2.7 | E | 8 | 0.07 | F | 8 | 0.19 | F | 8 | 0 | 1 | D | 9 | 0 | C | 8
2001-08-29 | 10:00 | 942 | 1340 | 666 | 2 | 8 | 734 | 2 | 15 | 149 | 2 | 8 | 712 | 2 | 8 | 750 | 2 | 15 | 183 | 2 | 8 | 426 | 2 | 19 | 5 | E | 9 | 5 | A | 7 | 28.9 | A | 7 | 2.8 | A | 7 | 19 | A | 7 | 838 | A | 7 | 180 | B | 8 | 1.5 | A | 7 | 16000 | B | 7 | 77777 | A | 7 | 2.7 | E | 8 | 0.07 | F | 8 | 0.19 | F | 8 | 0 | 1 | D | 9 | 0 | C | 8
2001-08-29 | 11:00 | 1073 | 1340 | 761 | 2 | 8 | 712 | 2 | 15 | 190 | 2 | 8 | 812 | 2 | 8 | 727 | 2 | 15 | 228 | 2 | 8 | 686 | 2 | 19 | 5 | E | 9 | 5 | A | 7 | 31.1 | A | 7 | 1.7 | A | 7 | 15 | A | 7 | 831 | A | 7 | 90 | A | 7 | 3.1 | A | 7 | 16000 | B | 7 | 77777 | A | 7 | 2.7 | E | 8 | 0.07 | F | 8 | 0.19 | F | 8 | 0 | 1 | D | 9 | 0 | C | 8
2001-08-29 | 12:00 | 1141 | 1340 | 807 | 2 | 8 | 673 | 2 | 15 | 232 | 2 | 8 | 853 | 2 | 8 | 684 | 2 | 15 | 269 | 2 | 8 | 987 | 2 | 19 | 5 | E | 9 | 5 | A | 7 | 32.2 | A | 7 | 0.6 | A | 7 | 13 | A | 7 | 839 | A | 7 | 50 | A | 7 | 7.2 | A | 7 | 16000 | B | 7 | 77777 | A | 7 | 2.6 | E | 8 | 0.07 | F | 8 | 0.19 | F | 8 | 0 | 1 | D | 9 | 0 | C | 8
2001-08-29 | 13:00 | 1140 | 1340 | 822 | 2 | 8 | 695 | 2 | 15 | 229 | 2 | 8 | 870 | 2 | 8 | 707 | 2 | 15 | 267 | 2 | 8 | 973 | 2 | 19 | 5 | E | 9 | 5 | A | 7 | 32.2 | A | 7 | 0.6 | A | 7 | 13 | A | 7 | 838 | A | 7 | 50 | A | 7 | 5.7 | A | 7 | 16000 | B | 7 | 77777 | A | 7 | 2.6 | E | 8 | 0.07 | F | 8 | 0.19 | F | 8 | 0 | 1 | D | 9 | 0 | C | 8
2001-08-29 | 14:00 | 1071 | 1340 | 801 | 2 | 8 | 824 | 2 | 15 | 140 | 2 | 8 | 848 | 2 | 8 | 832 | 2 | 15 | 181 | 2 | 8 | 475 | 2 | 19 | 9 | E | 9 | 9 | A | 7 | 32.8 | A | 7 | 1.7 | A | 7 | 14 | A | 7 | 839 | A | 7 | 60 | A | 7 | 5.7 | A | 7 | 16000 | B | 7 | 7620 | A | 7 | 2.6 | E | 8 | 0.07 | F | 8 | 0.19 | F | 8 | 0 | 1 | D | 9 | 0 | C | 8
2001-08-29 | 15:00 | 938 | 1340 | 679 | 2 | 8 | 690 | 2 | 15 | 195 | 2 | 8 | 711 | 2 | 8 | 696 | 2 | 15 | 223 | 2 | 8 | 536 | 2 | 19 | 9 | E | 9 | 9 | A | 7 | 31.7 | A | 7 | 0.6 | A | 7 | 14 | A | 7 | 838 | A | 7 | 30 | A | 7 | 5.7 | A | 7 | 16000 | B | 7 | 7620 | A | 7 | 2.6 | E | 8 | 0.07 | F | 8 | 0.19 | F | 8 | 0 | 1 | D | 9 | 0 | C | 8
2001-08-29 | 16:00 | 750 | 1340 | 386 | 2 | 8 | 242 | 2 | 15 | 250 | 2 | 8 | 421 | 2 | 8 | 251 | 2 | 15 | 279 | 2 | 8 | 652 | 2 | 19 | 9 | E | 9 | 9 | A | 7 | 30 | A | 7 | 2.2 | A | 7 | 17 | A | 7 | 838 | A | 7 | 50 | A | 7 | 11.3 | A | 7 | 16000 | B | 7 | 4200 | A | 7 | 2.5 | E | 8 | 0.07 | F | 8 | 0.19 | F | 8 | 0 | 1 | D | 9 | 0 | C | 8
2001-08-29 | 17:00 | 521 | 1340 | 233 | 2 | 8 | 121 | 2 | 15 | 186 | 2 | 8 | 251 | 2 | 8 | 118 | 2 | 15 | 205 | 2 | 8 | 434 | 2 | 19 | 8 | E | 9 | 8 | A | 7 | 28.3 | A | 7 | 1.1 | A | 7 | 17 | A | 7 | 831 | A | 7 | 80 | A | 7 | 7.7 | A | 7 | 16000 | B | 7 | 4267 | A | 7 | 2.5 | E | 8 | 0.07 | F | 8 | 0.19 | F | 8 | 0 | 1 | D | 9 | 0 | C | 8
2001-08-29 | 18:00 | 266 | 1340 | 95 | 2 | 8 | 91 | 2 | 15 | 77 | 2 | 8 | 103 | 2 | 8 | 71 | 2 | 15 | 89 | 2 | 8 | 166 | 2 | 19 | 9 | E | 9 | 9 | A | 7 | 27.2 | A | 7 | 2.2 | A | 7 | 20 | A | 7 | 838 | A | 7 | 120 | A | 7 | 2.1 | A | 7 | 16000 | B | 7 | 6706 | A | 7 | 2.5 | E | 8 | 0.07 | F | 8 | 0.19 | F | 8 | 0 | 1 | D | 9 | 0 | C | 8
2001-08-29 | 19:00 | 36 | 726 | 2 | 2 | 8 | 77 | 2 | 15 | 1 | 2 | 8 | 6 | 2 | 8 | 44 | 2 | 15 | 3 | 2 | 8 | 4 | 2 | 19 | 9 | E | 9 | 9 | A | 7 | 23.3 | A | 7 | 3.3 | A | 7 | 27 | A | 7 | 837 | A | 7 | 170 | A | 7 | 5.7 | A | 7 | 16000 | B | 7 | 6706 | A | 7 | 2.4 | E | 8 | 0.07 | F | 8 | 0.19 | F | 8 | 0 | 1 | D | 9 | 0 | C | 8
2001-08-29 | 20:00 | 0 | 0 | 0 | 2 | 0 | 0 | 2 | 0 | 0 | 2 | 0 | 0 | 2 | 0 | 0 | 2 | 0 | 0 | 2 | 0 | 0 | 2 | 0 | 9 | E | 9 | 9 | A | 7 | 22.2 | A | 7 | 3.9 | A | 7 | 30 | A | 7 | 836 | A | 7 | 180 | A | 7 | 5.7 | A | 7 | 16000 | B | 7 | 6706 | A | 7 | 2.4 | E | 8 | 0.07 | F | 8 | 0.19 | F | 8 | 0 | 1 | D | 9 | 0 | C | 8
2001-08-29 | 21:00 | 0 | 0 | 0 | 2 | 0 | 0 | 2 | 0 | 0 | 2 | 0 | 0 | 2 | 0 | 0 | 2 | 0 | 0 | 2 | 0 | 0 | 2 | 0 | 9 | E | 9 | 9 | A | 7 | 21.7 | A | 7 | 4.4 | A | 7 | 32 | A | 7 | 836 | A | 7 | 180 | A | 7 | 4.6 | A | 7 | 16000 | B | 7 | 6706 | A | 7 | 2.4 | E | 8 | 0.07 | F | 8 | 0.19 | F | 8 | 0 | 1 | D | 9 | 0 | C | 8
2001-08-29 | 22:00 | 0 | 0 | 0 | 2 | 0 | 0 | 2 | 0 | 0 | 2 | 0 | 0 | 2 | 0 | 0 | 2 | 0 | 0 | 2 | 0 | 0 | 2 | 0 | 9 | E | 9 | 9 | A | 7 | 20 | A | 7 | 3.9 | A | 7 | 35 | A | 7 | 836 | A | 7 | 20 | A | 7 | 4.6 | A | 7 | 16000 | B | 7 | 6706 | A | 7 | 2.3 | E | 8 | 0.07 | F | 8 | 0.19 | F | 8 | 0 | 1 | D | 9 | 0 | C | 8
2001-08-29 | 23:00 | 0 | 0 | 0 | 2 | 0 | 0 | 2 | 0 | 0 | 2 | 0 | 0 | 2 | 0 | 0 | 2 | 0 | 0 | 2 | 0 | 0 | 2 | 0 | 8 | E | 9 | 8 | A | 7 | 20 | A | 7 | 8.3 | A | 7 | 47 | A | 7 | 833 | A | 7 | 10 | A | 7 | 5.7 | A | 7 | 16000 | B | 7 | 6706 | A | 7 | 2.3 | E | 8 | 0.07 | F | 8 | 0.19 | F | 8 | 0 | 1 | D | 9 | 0 | C | 8
2001-08-29 | 24:00 | 0 | 0 | 0 | 2 | 0 | 0 | 2 | 0 | 0 | 2 | 0 | 0 | 2 | 0 | 0 | 2 | 0 | 0 | 2 | 0 | 0 | 2 | 0 | 9 | E | 9 | 9 | A | 7 | 18.9 | A | 7 | 9.4 | A | 7 | 54 | A | 7 | 835 | A | 7 | 40 | A | 7 | 6.7 | A | 7 | 16000 | B | 7 | 6096 | A | 7 | 2.3 | E | 8 | 0.07 | F | 8 | 0.19 | F | 8 | 0 | 1 | D | 9 | 0 | C | 8
2001-08-30 | 1:00 | 0 | 0 | 0 | 2 | 0 | 0 | 2 | 0 | 0 | 2 | 0 | 0 | 2 | 0 | 0 | 2 | 0 | 0 | 2 | 0 | 0 | 2 | 0 | 10 | E | 9 | 9 | A | 7 | 17.2 | A | 7 | 8.3 | A | 7 | 56 | A | 7 | 835 | A | 7 | 20 | A | 7 | 4.6 | A | 7 | 16000 | B | 7 | 6096 | A | 7 | 2.2 | E | 8 | 0.07 | F | 8 | 0.19 | F | 8 | 0 | 1 | D | 9 | 0 | C | 8
2001-08-30 | 2:00 | 0 | 0 | 0 | 2 | 0 | 0 | 2 | 0 | 0 | 2 | 0 | 0 | 2 | 0 | 0 | 2 | 0 | 0 | 2 | 0 | 0 | 2 | 0 | 10 | E | 9 | 9 | A | 7 | 15.6 | A | 7 | 7.2 | A | 7 | 57 | A | 7 | 835 | A | 7 | 350 | A | 7 | 3.6 | A | 7 | 16000 | B | 7 | 6096 | A | 7 | 2.1 | E | 8 | 0.07 | F | 8 | 0.19 | F | 8 | 0 | 1 | D | 9 | 0 | C | 8
2001-08-30 | 3:00 | 0 | 0 | 0 | 2 | 0 | 0 | 2 | 0 | 0 | 2 | 0 | 0 | 2 | 0 | 0 | 2 | 0 | 0 | 2 | 0 | 0 | 2 | 0 | 10 | E | 9 | 9 | A | 7 | 15 | A | 7 | 7.2 | A | 7 | 60 | A | 7 | 835 | A | 7 | 360 | A | 7 | 4.1 | A | 7 | 16000 | B | 7 | 6096 | A | 7 | 2.1 | E | 8 | 0.07 | F | 8 | 0.19 | F | 8 | 0 | 1 | D | 9 | 0 | C | 8
2001-08-30 | 4:00 | 0 | 0 | 0 | 2 | 0 | 0 | 2 | 0 | 0 | 2 | 0 | 0 | 2 | 0 | 0 | 2 | 0 | 0 | 2 | 0 | 0 | 2 | 0 | 3 | E | 9 | 3 | A | 7 | 13.9 | A | 7 | 6.7 | A | 7 | 62 | A | 7 | 835 | A | 7 | 10 | A | 7 | 4.6 | A | 7 | 16000 | B | 7 | 77777 | A | 7 | 2 | E | 8 | 0.07 | F | 8 | 0.19 | F | 8 | 0 | 1 | D | 9 | 0 | C | 8
2001-08-30 | 5:00 | 0 | 0 | 0 | 2 | 0 | 0 | 2 | 0 | 0 | 2 | 0 | 0 | 2 | 0 | 0 | 2 | 0 | 0 | 2 | 0 | 0 | 2 | 0 | 2 | E | 9 | 2 | A | 7 | 13.3 | A | 7 | 6.7 | A | 7 | 64 | A | 7 | 836 | A | 7 | 20 | A | 7 | 3.1 | A | 7 | 16000 | B | 7 | 77777 | A | 7 | 1.9 | E | 8 | 0.07 | F | 8 | 0.19 | F | 8 | 0 | 1 | D | 9 | 0 | C | 8
2001-08-30 | 6:00 | 38 | 748 | 2 | 2 | 8 | 88 | 2 | 15 | 1 | 2 | 8 | 7 | 2 | 8 | 51 | 2 | 15 | 4 | 2 | 8 | 4 | 2 | 19 | 4 | B | 8 | 4 | B | 8 | 12.8 | A | 7 | 6.7 | A | 7 | 66 | A | 7 | 836 | A | 7 | 0 | A | 7 | 0 | A | 7 | 16000 | B | 7 | 7620 | A | 7 | 1.9 | E | 8 | 0.07 | F | 8 | 0.19 | F | 8 | 0 | 1 | D | 9 | 0 | C | 8
2001-08-30 | 7:00 | 270 | 1340 | 167 | 2 | 8 | 449 | 2 | 15 | 76 | 2 | 8 | 171 | 2 | 8 | 337 | 2 | 15 | 103 | 2 | 8 | 141 | 2 | 19 | 6 | E | 9 | 5 | A | 7 | 15 | A | 7 | 6.7 | A | 7 | 58 | A | 7 | 838 | A | 7 | 360 | B | 8 | 1.5 | A | 7 | 16000 | B | 7 | 77777 | A | 7 | 1.8 | E | 8 | 0.07 | F | 8 | 0.19 | F | 8 | 0 | 1 | D | 9 | 0 | C | 8
2001-08-30 | 8:00 | 524 | 1340 | 364 | 2 | 8 | 698 | 2 | 15 | 90 | 2 | 8 | 379 | 2 | 8 | 660 | 2 | 15 | 121 | 2 | 8 | 177 | 2 | 19 | 6 | E | 9 | 5 | A | 7 | 16.7 | A | 7 | 7.2 | A | 7 | 53 | A | 7 | 838 | A | 7 | 0 | A | 7 | 0 | A | 7 | 16000 | B | 7 | 77777 | A | 7 | 1.8 | E | 8 | 0.07 | F | 8 | 0.19 | F | 8 | 0 | 1 | D | 9 | 0 | C | 8
2001-08-30 | 9:00 | 753 | 1340 | 508 | 2 | 8 | 674 | 2 | 15 | 129 | 2 | 8 | 536 | 2 | 8 | 674 | 2 | 15 | 156 | 2 | 8 | 293 | 2 | 19 | 6 | E | 9 | 5 | A | 7 | 18.3 | A | 7 | 7.8 | A | 7 | 50 | A | 7 | 839 | A | 7 | 40 | B | 8 | 1.5 | A | 7 | 16000 | B | 7 | 77777 | A | 7 | 1.7 | E | 8 | 0.07 | F | 8 | 0.19 | F | 8 | 0 | 1 | D | 9 | 0 | C | 8
2001-08-30 | 10:00 | 939 | 1340 | 654 | 2 | 8 | 704 | 2 | 15 | 160 | 2 | 8 | 695 | 2 | 8 | 717 | 2 | 15 | 192 | 2 | 8 | 451 | 2 | 19 | 6 | E | 9 | 5 | A | 7 | 20.6 | A | 7 | 8.3 | A | 7 | 45 | A | 7 | 840 | A | 7 | 80 | B | 8 | 1.5 | A | 7 | 16000 | B | 7 | 77777 | A | 7 | 1.6 | E | 8 | 0.07 | F | 8 | 0.19 | F | 8 | 0 | 1 | D | 9 | 0 | C | 8
2001-08-30 | 11:00 | 1070 | 1340 | 780 | 2 | 8 | 766 | 2 | 15 | 167 | 2 | 8 | 811 | 2 | 8 | 767 | 2 | 15 | 197 | 2 | 8 | 536 | 2 | 19 | 6 | E | 9 | 5 | A | 7 | 22.2 | A | 7 | 9.4 | A | 7 | 44 | A | 7 | 836 | A | 7 | 120 | A | 7 | 3.6 | A | 7 | 16000 | B | 7 | 77777 | A | 7 | 1.6 | E | 8 | 0.07 | F | 8 | 0.19 | F | 8 | 0 | 1 | D | 9 | 0 | C | 8
2001-08-30 | 12:00 | 1137 | 1340 | 825 | 2 | 8 | 733 | 2 | 15 | 201 | 2 | 8 | 881 | 2 | 8 | 750 | 2 | 15 | 243 | 2 | 8 | 855 | 2 | 19 | 6 | E | 9 | 5 | A | 7 | 23.9 | A | 7 | 10 | A | 7 | 41 | A | 7 | 840 | A | 7 | 190 | A | 7 | 4.6 | A | 7 | 16000 | B | 7 | 77777 | A | 7 | 1.6 | E | 8 | 0.07 | F | 8 | 0.19 | F | 8 | 0 | 1 | D | 9 | 0 | C | 8
2001-08-30 | 13:00 | 1136 | 1340 | 870 | 2 | 8 | 851 | 2 | 15 | 147 | 2 | 8 | 925 | 2 | 8 | 861 | 2 | 15 | 193 | 2 | 8 | 589 | 2 | 19 | 6 | E | 9 | 5 | A | 7 | 26.7 | A | 7 | 10 | A | 7 | 35 | A | 7 | 841 | A | 7 | 120 | A | 7 | 3.6 | A | 7 | 16000 | B | 7 | 77777 | A | 7 | 1.6 | E | 8 | 0.07 | F | 8 | 0.19 | F | 8 | 0 | 1 | D | 9 | 0 | C | 8
2001-08-30 | 14:00 | 1066 | 1340 | 789 | 2 | 8 | 729 | 2 | 15 | 208 | 2 | 8 | 835 | 2 | 8 | 741 | 2 | 15 | 244 | 2 | 8 | 732 | 2 | 19 | 10 | E | 9 | 9 | A | 7 | 27.8 | A | 7 | 9.4 | A | 7 | 32 | A | 7 | 841 | A | 7 | 130 | A | 7 | 6.2 | A | 7 | 16000 | B | 7 | 7315 | A | 7 | 1.6 | E | 8 | 0.07 | F | 8 | 0.19 | F | 8 | 0 | 1 | D | 9 | 80 | C | 8
2001-08-30 | 15:00 | 933 | 1340 | 485 | 2 | 8 | 238 | 2 | 15 | 319 | 2 | 8 | 531 | 2 | 8 | 252 | 2 | 15 | 355 | 2 | 8 | 961 | 2 | 19 | 10 | E | 9 | 10 | A | 7 | 25.6 | A | 7 | 9.4 | A | 7 | 36 | A | 7 | 840 | A | 7 | 230 | A | 7 | 9.8 | A | 7 | 12800 | B | 7 | 3048 | A | 7 | 1.6 | E | 8 | 0.07 | F | 8 | 0.19 | F | 8 | 0 | 1 | D | 9 | 61 | C | 8
2001-08-30 | 16:00 | 745 | 1340 | 88 | 2 | 8 | 0 | 2 | 15 | 88 | 2 | 8 | 108 | 2 | 8 | 0 | 2 | 15 | 108 | 2 | 8 | 431 | 2 | 19 | 10 | B | 8 | 9 | B | 8 | 20 | A | 7 | 10.3 | A | 7 | 54 | A | 7 | 838 | A | 7 | 250 | A | 7 | 10.8 | A | 7 | 16000 | B | 7 | 2286 | A | 7 | 1.6 | E | 8 | 0.07 | F | 8 | 0.19 | F | 8 | 0 | 1 | D | 9 | 61 | C | 8
2001-08-30 | 17:00 | 515 | 1340 | 57 | 2 | 8 | 0 | 2 | 15 | 57 | 2 | 8 | 69 | 2 | 8 | 0 | 2 | 15 | 69 | 2 | 8 | 259 | 2 | 19 | 9 | E | 9 | 7 | A | 7 | 25.6 | A | 7 | 5.6 | A | 7 | 28 | A | 7 | 834 | A | 7 | 130 | A | 7 | 6.7 | A | 7 | 16000 | B | 7 | 6706 | A | 7 | 1.6 | E | 8 | 0.07 | F | 8 | 0.19 | F | 8 | 0 | 1 | D | 9 | 0 | C | 8
2001-08-30 | 18:00 | 260 | 1340 | 145 | 2 | 8 | 396 | 2 | 15 | 69 | 2 | 8 | 150 | 2 | 8 | 292 | 2 | 15 | 94 | 2 | 8 | 127 | 2 | 19 | 10 | E | 9 | 9 | E | 9 | 22.2 | A | 7 | 10.6 | A | 7 | 48 | A | 7 | 840 | A | 7 | 210 | A | 7 | 4.1 | A | 7 | 16000 | B | 7 | 3353 | A | 7 | 1.6 | E | 8 | 0.07 | F | 8 | 0.19 | F | 8 | 0 | 1 | D | 9 | 0 | C | 8
2001-08-30 | 19:00 | 33 | 704 | 0 | 2 | 8 | 0 | 2 | 15 | 0 | 2 | 8 | 0 | 2 | 8 | 0 | 2 | 15 | 0 | 2 | 8 | 0 | 2 | 19 | 7 | E | 9 | 5 | E | 9 | 19.4 | A | 7 | 8.3 | A | 7 | 49 | A | 7 | 839 | A | 7 | 170 | A | 7 | 5.2 | A | 7 | 16000 | B | 7 | 6706 | A | 7 | 1.6 | E | 8 | 0.07 | F | 8 | 0.19 | F | 8 | 0 | 1 | D | 9 | 0 | C | 8
2001-08-30 | 20:00 | 0 | 0 | 0 | 2 | 0 | 0 | 2 | 0 | 0 | 2 | 0 | 0 | 2 | 0 | 0 | 2 | 0 | 0 | 2 | 0 | 0 | 2 | 0 | 8 | E | 9 | 6 | E | 9 | 19.4 | A | 7 | 8.9 | A | 7 | 51 | A | 7 | 839 | A | 7 | 220 | A | 7 | 6.2 | A | 7 | 16000 | B | 7 | 6706 | A | 7 | 1.6 | E | 8 | 0.07 | F | 8 | 0.19 | F | 8 | 0 | 1 | D | 9 | 0 | C | 8
2001-08-30 | 21:00 | 0 | 0 | 0 | 2 | 0 | 0 | 2 | 0 | 0 | 2 | 0 | 0 | 2 | 0 | 0 | 2 | 0 | 0 | 2 | 0 | 0 | 2 | 0 | 9 | E | 9 | 9 | E | 9 | 20 | A | 7 | 8.3 | A | 7 | 47 | A | 7 | 838 | A | 7 | 210 | A | 7 | 9.8 | A | 7 | 16000 | B | 7 | 2438 | A | 7 | 1.6 | E | 8 | 0.07 | F | 8 | 0.19 | F | 8 | 0 | 1 | D | 9 | 0 | C | 8
2001-08-30 | 22:00 | 0 | 0 | 0 | 2 | 0 | 0 | 2 | 0 | 0 | 2 | 0 | 0 | 2 | 0 | 0 | 2 | 0 | 0 | 2 | 0 | 0 | 2 | 0 | 10 | E | 9 | 9 | A | 7 | 19.4 | A | 7 | 7.2 | A | 7 | 45 | A | 7 | 838 | A | 7 | 200 | A | 7 | 9.8 | A | 7 | 16000 | B | 7 | 6096 | A | 7 | 1.5 | E | 8 | 0.07 | F | 8 | 0.19 | F | 8 | 0 | 1 | D | 9 | 0 | C | 8
2001-08-30 | 23:00 | 0 | 0 | 0 | 2 | 0 | 0 | 2 | 0 | 0 | 2 | 0 | 0 | 2 | 0 | 0 | 2 | 0 | 0 | 2 | 0 | 0 | 2 | 0 | 6 | E | 9 | 5 | A | 7 | 19.4 | A | 7 | 7.8 | A | 7 | 47 | A | 7 | 835 | A | 7 | 240 | A | 7 | 4.6 | A | 7 | 16000 | B | 7 | 77777 | A | 7 | 1.5 | E | 8 | 0.07 | F | 8 | 0.19 | F | 8 | 0 | 1 | D | 9 | 0 | C | 8
2001-08-30 | 24:00 | 0 | 0 | 0 | 2 | 0 | 0 | 2 | 0 | 0 | 2 | 0 | 0 | 2 | 0 | 0 | 2 | 0 | 0 | 2 | 0 | 0 | 2 | 0 | 2 | E | 9 | 2 | E | 9 | 16.7 | A | 7 | 7.2 | A | 7 | 53 | A | 7 | 836 | A | 7 | 200 | A | 7 | 2.1 | A | 7 | 16000 | B | 7 | 6096 | A | 7 | 1.7 | E | 8 | 0.07 | F | 8 | 0.19 | F | 8 | 0 | 1 | D | 9 | 0 | C | 8
2001-08-31 | 1:00 | 0 | 0 | 0 | 2 | 0 | 0 | 2 | 0 | 0 | 2 | 0 | 0 | 2 | 0 | 0 | 2 | 0 | 0 | 2 | 0 | 0 | 2 | 0 | 1 | E | 9 | 1 | E | 9 | 15 | A | 7 | 6.7 | A | 7 | 58 | A | 7 | 835 | A | 7 | 110 | A | 7 | 4.6 | A | 7 | 16000 | B | 7 | 77777 | A | 7 | 1.8 | E | 8 | 0.068 | F | 8 | 0.19 | F | 8 | 0 | 1 | D | 9 | 0 | C | 8
2001-08-31 | 2:00 | 0 | 0 | 0 | 2 | 0 | 0 | 2 | 0 | 0 | 2 | 0 | 0 | 2 | 0 | 0 | 2 | 0 | 0 | 2 | 0 | 0 | 2 | 0 | 0 | E | 9 | 0 | E | 9 | 16.1 | A | 7 | 6.1 | A | 7 | 51 | A | 7 | 835 | A | 7 | 170 | A | 7 | 5.2 | A | 7 | 16000 | B | 7 | 77777 | A | 7 | 1.9 | E | 8 | 0.068 | F | 8 | 0.19 | F | 8 | 0 | 1 | D | 9 | 0 | C | 8
2001-08-31 | 3:00 | 0 | 0 | 0 | 2 | 0 | 0 | 2 | 0 | 0 | 2 | 0 | 0 | 2 | 0 | 0 | 2 | 0 | 0 | 2 | 0 | 0 | 2 | 0 | 0 | E | 9 | 0 | E | 9 | 15 | A | 7 | 6.1 | A | 7 | 55 | A | 7 | 835 | A | 7 | 180 | A | 7 | 4.6 | A | 7 | 16000 | B | 7 | 77777 | A | 7 | 2.1 | E | 8 | 0.068 | F | 8 | 0.19 | F | 8 | 10 | 1 | D | 9 | 0 | C | 8
2001-08-31 | 4:00 | 0 | 0 | 0 | 2 | 0 | 0 | 2 | 0 | 0 | 2 | 0 | 0 | 2 | 0 | 0 | 2 | 0 | 0 | 2 | 0 | 0 | 2 | 0 | 0 | E | 9 | 0 | E | 9 | 15.6 | A | 7 | 7.8 | A | 7 | 60 | A | 7 | 836 | A | 7 | 180 | A | 7 | 2.1 | A | 7 | 16000 | B | 7 | 77777 | A | 7 | 2.2 | E | 8 | 0.068 | F | 8 | 0.19 | F | 8 | 0 | 1 | D | 9 | 0 | C | 8
2001-08-31 | 5:00 | 0 | 0 | 0 | 2 | 0 | 0 | 2 | 0 | 0 | 2 | 0 | 0 | 2 | 0 | 0 | 2 | 0 | 0 | 2 | 0 | 0 | 2 | 0 | 3 | E | 9 | 2 | E | 9 | 15 | A | 7 | 10 | A | 7 | 72 | A | 7 | 835 | A | 7 | 200 | A | 7 | 3.1 | A | 7 | 16000 | B | 7 | 77777 | A | 7 | 2.3 | E | 8 | 0.068 | F | 8 | 0.19 | F | 8 | 0 | 1 | D | 9 | 0 | C | 8
2001-08-31 | 6:00 | 36 | 726 | 1 | 2 | 8 | 18 | 2 | 15 | 1 | 2 | 8 | 3 | 2 | 8 | 10 | 2 | 15 | 2 | 2 | 8 | 3 | 2 | 19 | 5 | E | 9 | 4 | E | 9 | 15 | A | 7 | 10.6 | A | 7 | 75 | A | 7 | 836 | A | 7 | 250 | A | 7 | 5.2 | A | 7 | 16000 | B | 7 | 6706 | A | 7 | 2.5 | E | 8 | 0.068 | F | 8 | 0.19 | F | 8 | 0 | 1 | D | 9 | 0 | C | 8
2001-08-31 | 7:00 | 266 | 1341 | 103 | 2 | 8 | 99 | 2 | 15 | 83 | 2 | 8 | 111 | 2 | 8 | 77 | 2 | 15 | 96 | 2 | 8 | 179 | 2 | 19 | 7 | E | 9 | 5 | E | 9 | 16.7 | A | 7 | 9.4 | A | 7 | 62 | A | 7 | 837 | A | 7 | 260 | A | 7 | 4.1 | A | 7 | 16000 | B | 7 | 6706 | A | 7 | 2.6 | E | 8 | 0.068 | F | 8 | 0.19 | F | 8 | 0 | 1 | D | 9 | 0 | C | 8
2001-08-31 | 8:00 | 521 | 1341 | 336 | 2 | 8 | 478 | 2 | 15 | 150 | 2 | 8 | 348 | 2 | 8 | 454 | 2 | 15 | 171 | 2 | 8 | 297 | 2 | 19 | 6 | E | 9 | 5 | E | 9 | 18.3 | A | 7 | 9.4 | A | 7 | 56 | A | 7 | 838 | A | 7 | 260 | A | 7 | 4.1 | A | 7 | 16000 | B | 7 | 6706 | A | 7 | 2.7 | E | 8 | 0.068 | F | 8 | 0.19 | F | 8 | 0 | 1 | D | 9 | 0 | C | 8
2001-08-31 | 9:00 | 749 | 1341 | 350 | 2 | 8 | 141 | 2 | 15 | 271 | 2 | 8 | 379 | 2 | 8 | 146 | 2 | 15 | 298 | 2 | 8 | 706 | 2 | 19 | 6 | E | 9 | 5 | E | 9 | 20 | A | 7 | 8.9 | A | 7 | 49 | A | 7 | 839 | A | 7 | 300 | B | 8 | 2.6 | A | 7 | 16000 | B | 7 | 3962 | A | 7 | 2.8 | E | 8 | 0.068 | F | 8 | 0.19 | F | 8 | 0 | 1 | D | 9 | 0 | C | 8
2001-08-31 | 10:00 | 935 | 1341 | 552 | 2 | 8 | 370 | 2 | 15 | 294 | 2 | 8 | 599 | 2 | 8 | 398 | 2 | 15 | 320 | 2 | 8 | 838 | 2 | 19 | 6 | E | 9 | 5 | E | 9 | 22.2 | A | 7 | 7.2 | A | 7 | 38 | A | 7 | 840 | A | 7 | 330 | A | 7 | 2.1 | A | 7 | 16000 | B | 7 | 3962 | A | 7 | 3 | E | 8 | 0.068 | F | 8 | 0.19 | F | 8 | 0 | 1 | D | 9 | 0 | C | 8
2001-08-31 | 11:00 | 1067 | 1341 | 600 | 2 | 8 | 296 | 2 | 15 | 365 | 2 | 8 | 652 | 2 | 8 | 320 | 2 | 15 | 396 | 2 | 8 | 1286 | 2 | 19 | 8 | E | 9 | 6 | E | 9 | 24.4 | A | 7 | 7.2 | A | 7 | 33 | A | 7 | 835 | A | 7 | 10 | B | 8 | 2.1 | A | 7 | 16000 | B | 7 | 7620 | A | 7 | 3.1 | E | 8 | 0.068 | F | 8 | 0.19 | F | 8 | 0 | 1 | D | 9 | 0 | C | 8
2001-08-31 | 12:00 | 1134 | 1341 | 807 | 2 | 8 | 589 | 2 | 15 | 308 | 2 | 8 | 866 | 2 | 8 | 615 | 2 | 15 | 344 | 2 | 8 | 1308 | 2 | 19 | 8 | E | 9 | 5 | E | 9 | 25.6 | A | 7 | 7.8 | A | 7 | 32 | A | 7 | 840 | A | 7 | 50 | A | 7 | 2.6 | A | 7 | 16000 | B | 7 | 6706 | A | 7 | 3.1 | E | 8 | 0.068 | F | 8 | 0.19 | F | 8 | 0 | 1 | D | 9 | 0 | C | 8
2001-08-31 | 13:00 | 1132 | 1341 | 351 | 2 | 8 | 36 | 2 | 15 | 321 | 2 | 8 | 389 | 2 | 8 | 37 | 2 | 15 | 358 | 2 | 8 | 1412 | 2 | 19 | 7 | E | 9 | 5 | E | 9 | 26.1 | A | 7 | 8.3 | A | 7 | 32 | A | 7 | 840 | A | 7 | 30 | B | 8 | 2.6 | A | 7 | 16000 | B | 7 | 3962 | A | 7 | 3 | E | 8 | 0.068 | F | 8 | 0.19 | F | 8 | 0 | 1 | D | 9 | 0 | C | 8
2001-08-31 | 14:00 | 1062 | 1341 | 129 | 2 | 8 | 0 | 2 | 15 | 129 | 2 | 8 | 162 | 2 | 8 | 0 | 2 | 15 | 162 | 2 | 8 | 678 | 2 | 19 | 9 | E | 9 | 6 | E | 9 | 26.1 | A | 7 | 7.2 | A | 7 | 30 | A | 7 | 840 | A | 7 | 0 | A | 7 | 0 | A | 7 | 16000 | B | 7 | 3962 | A | 7 | 3 | E | 8 | 0.068 | F | 8 | 0.19 | F | 8 | 0 | 1 | D | 9 | 0 | C | 8
2001-08-31 | 15:00 | 928 | 1341 | 479 | 2 | 8 | 232 | 2 | 15 | 318 | 2 | 8 | 524 | 2 | 8 | 245 | 2 | 15 | 354 | 2 | 8 | 953 | 2 | 19 | 8 | E | 9 | 6 | E | 9 | 25.6 | A | 7 | 7.2 | A | 7 | 31 | A | 7 | 839 | A | 7 | 230 | A | 7 | 8.2 | A | 7 | 16000 | B | 7 | 3962 | A | 7 | 3 | E | 8 | 0.068 | F | 8 | 0.19 | F | 8 | 0 | 1 | D | 9 | 0 | C | 8
2001-08-31 | 16:00 | 739 | 1341 | 132 | 2 | 8 | 0 | 2 | 15 | 132 | 2 | 8 | 157 | 2 | 8 | 0 | 2 | 15 | 157 | 2 | 8 | 609 | 2 | 19 | 7 | E | 9 | 5 | E | 9 | 26.1 | A | 7 | 7.2 | A | 7 | 30 | A | 7 | 840 | A | 7 | 290 | A | 7 | 4.6 | A | 7 | 16000 | B | 7 | 4267 | A | 7 | 3 | E | 8 | 0.068 | F | 8 | 0.19 | F | 8 | 0 | 1 | D | 9 | 0 | C | 8
2001-08-31 | 17:00 | 509 | 1341 | 72 | 2 | 8 | 0 | 2 | 15 | 72 | 2 | 8 | 86 | 2 | 8 | 0 | 2 | 15 | 86 | 2 | 8 | 316 | 2 | 19 | 10 | E | 9 | 10 | A | 7 | 23.9 | A | 7 | 8.3 | A | 7 | 37 | A | 7 | 834 | A | 7 | 320 | A | 7 | 5.2 | A | 7 | 16000 | B | 7 | 3048 | A | 7 | 2.9 | E | 8 | 0.068 | F | 8 | 0.19 | F | 8 | 0 | 1 | D | 9 | 0 | C | 8
2001-08-31 | 18:00 | 253 | 1341 | 47 | 2 | 8 | 0 | 2 | 15 | 47 | 2 | 8 | 54 | 2 | 8 | 0 | 2 | 15 | 54 | 2 | 8 | 176 | 2 | 19 | 9 | E | 9 | 9 | E | 9 | 22.8 | A | 7 | 8.9 | A | 7 | 41 | A | 7 | 839 | A | 7 | 240 | A | 7 | 5.7 | A | 7 | 16000 | B | 7 | 3353 | A | 7 | 2.9 | E | 8 | 0.068 | F | 8 | 0.19 | F | 8 | 0 | 1 | D | 9 | 0 | C | 8
2001-08-31 | 19:00 | 29 | 659 | 0 | 2 | 8 | 0 | 2 | 15 | 0 | 2 | 8 | 0 | 2 | 8 | 0 | 2 | 15 | 0 | 2 | 8 | 0 | 2 | 19 | 4 | E | 9 | 4 | E | 9 | 20.6 | A | 7 | 8.9 | A | 7 | 47 | A | 7 | 838 | A | 7 | 190 | A | 7 | 5.7 | A | 7 | 16000 | B | 7 | 6706 | A | 7 | 2.9 | E | 8 | 0.068 | F | 8 | 0.19 | F | 8 | 0 | 1 | D | 9 | 0 | C | 8
2001-08-31 | 20:00 | 0 | 0 | 0 | 2 | 0 | 0 | 2 | 0 | 0 | 2 | 0 | 0 | 2 | 0 | 0 | 2 | 0 | 0 | 2 | 0 | 0 | 2 | 0 | 5 | E | 9 | 4 | E | 9 | 20 | A | 7 | 8.9 | A | 7 | 49 | A | 7 | 838 | A | 7 | 210 | A | 7 | 7.2 | A | 7 | 16000 | B | 7 | 6706 | A | 7 | 2.8 | E | 8 | 0.068 | F | 8 | 0.19 | F | 8 | 0 | 1 | D | 9 | 0 | C | 8
2001-08-31 | 21:00 | 0 | 0 | 0 | 2 | 0 | 0 | 2 | 0 | 0 | 2 | 0 | 0 | 2 | 0 | 0 | 2 | 0 | 0 | 2 | 0 | 0 | 2 | 0 | 5 | E | 9 | 4 | E | 9 | 17.8 | A | 7 | 9.4 | A | 7 | 58 | A | 7 | 837 | A | 7 | 180 | A | 7 | 4.6 | A | 7 | 16000 | B | 7 | 6096 | A | 7 | 2.8 | E | 8 | 0.068 | F | 8 | 0.19 | F | 8 | 0 | 1 | D | 9 | 0 | C | 8
2001-08-31 | 22:00 | 0 | 0 | 0 | 2 | 0 | 0 | 2 | 0 | 0 | 2 | 0 | 0 | 2 | 0 | 0 | 2 | 0 | 0 | 2 | 0 | 0 | 2 | 0 | 5 | E | 9 | 5 | A | 7 | 16.9 | A | 7 | 8.1 | A | 7 | 60 | A | 7 | 836 | A | 7 | 160 | A | 7 | 4.4 | A | 7 | 16000 | B | 7 | 77777 | A | 7 | 2.8 | E | 8 | 0.068 | F | 8 | 0.19 | F | 8 | 0 | 1 | D | 9 | 0 | C | 8
2001-08-31 | 23:00 | 0 | 0 | 0 | 2 | 0 | 0 | 2 | 0 | 0 | 2 | 0 | 0 | 2 | 0 | 0 | 2 | 0 | 0 | 2 | 0 | 0 | 2 | 0 | 5 | E | 9 | 5 | A | 7 | 16.1 | A | 7 | 6.9 | A | 7 | 62 | A | 7 | 834 | A | 7 | 180 | A | 7 | 4.2 | A | 7 | 16000 | B | 7 | 77777 | A | 7 | 2.8 | E | 8 | 0.068 | F | 8 | 0.19 | F | 8 | 0 | 1 | D | 9 | 0 | C | 8
2001-08-31 | 24:00 | 0 | 0 | 0 | 2 | 0 | 0 | 2 | 0 | 0 | 2 | 0 | 0 | 2 | 0 | 0 | 2 | 0 | 0 | 2 | 0 | 0 | 2 | 0 | 4 | E | 9 | 3 | E | 9 | 15.2 | A | 7 | 5.6 | A | 7 | 56 | A | 7 | 836 | A | 7 | 190 | A | 7 | 4 | A | 7 | 16000 | B | 7 | 6096 | A | 7 | 2.8 | E | 8 | 0.068 | F | 8 | 0.19 | F | 8 | 0 | 1 | D | 9 | 0 | C | 8
2005-09-01 | 1:00 | 0 | 0 | 0 | 2 | 0 | 0 | 2 | 0 | 0 | 2 | 0 | 0 | 2 | 0 | 0 | 2 | 0 | 0 | 2 | 0 | 0 | 2 | 0 | 0 | E | 9 | 0 | E | 9 | 14.3 | A | 7 | 4.4 | A | 7 | 40 | A | 7 | 838 | A | 7 | 220 | A | 7 | 3.7 | A | 7 | 16000 | B | 7 | 77777 | A | 7 | 1.4 | E | 8 | 0.067 | F | 8 | 0.21 | F | 8 | 0 | 1 | D | 9 | 0 | C | 8
2005-09-01 | 2:00 | 0 | 0 | 0 | 2 | 0 | 0 | 2 | 0 | 0 | 2 | 0 | 0 | 2 | 0 | 0 | 2 | 0 | 0 | 2 | 0 | 0 | 2 | 0 | 0 | E | 9 | 0 | E | 9 | 13.4 | A | 7 | 3.1 | A | 7 | 56 | A | 7 | 837 | A | 7 | 190 | A | 7 | 3.5 | A | 7 | 16000 | B | 7 | 77777 | A | 7 | 1.3 | E | 8 | 0.067 | F | 8 | 0.21 | F | 8 | 0 | 1 | D | 9 | 0 | C | 8
2005-09-01 | 3:00 | 0 | 0 | 0 | 2 | 0 | 0 | 2 | 0 | 0 | 2 | 0 | 0 | 2 | 0 | 0 | 2 | 0 | 0 | 2 | 0 | 0 | 2 | 0 | 0 | E | 9 | 0 | E | 9 | 12.6 | A | 7 | 1.9 | A | 7 | 45 | A | 7 | 837 | A | 7 | 260 | A | 7 | 3.3 | A | 7 | 16000 | B | 7 | 77777 | A | 7 | 1.2 | E | 8 | 0.067 | F | 8 | 0.21 | F | 8 | 0 | 1 | D | 9 | 0 | C | 8
2005-09-01 | 4:00 | 0 | 0 | 0 | 2 | 0 | 0 | 2 | 0 | 0 | 2 | 0 | 0 | 2 | 0 | 0 | 2 | 0 | 0 | 2 | 0 | 0 | 2 | 0 | 0 | E | 9 | 0 | E | 9 | 11.7 | A | 7 | 0.6 | A | 7 | 46 | A | 7 | 837 | A | 7 | 270 | A | 7 | 3.1 | A | 7 | 16000 | B | 7 | 77777 | A | 7 | 1.1 | E | 8 | 0.067 | F | 8 | 0.21 | F | 8 | 0 | 1 | D | 9 | 0 | C | 8
2005-09-01 | 5:00 | 0 | 0 | 0 | 2 | 0 | 0 | 2 | 0 | 0 | 2 | 0 | 0 | 2 | 0 | 0 | 2 | 0 | 0 | 2 | 0 | 0 | 2 | 0 | 0 | E | 9 | 0 | E | 9 | 9.4 | A | 7 | 1.1 | A | 7 | 56 | A | 7 | 837 | A | 7 | 250 | A | 7 | 4.1 | A | 7 | 16000 | B | 7 | 77777 | A | 7 | 1.1 | E | 8 | 0.067 | F | 8 | 0.21 | F | 8 | 0 | 1 | D | 9 | 0 | C | 8
2005-09-01 | 6:00 | 34 | 704 | 1 | 2 | 8 | 102 | 2 | 15 | 0 | 2 | 8 | 0 | 2 | 8 | 0 | 2 | 15 | 0 | 2 | 8 | 0 | 2 | 19 | 0 | E | 9 | 0 | E | 9 | 10 | A | 7 | 1.7 | A | 7 | 56 | A | 7 | 837 | A | 7 | 230 | A | 7 | 4.1 | A | 7 | 16000 | B | 7 | 77777 | A | 7 | 1 | E | 8 | 0.067 | F | 8 | 0.21 | F | 8 | 0 | 1 | D | 9 | 0 | C | 8
2005-09-01 | 7:00 | 262 | 1342 | 179 | 2 | 8 | 595 | 2 | 15 | 63 | 2 | 8 | 181 | 2 | 8 | 443 | 2 | 15 | 94 | 2 | 8 | 108 | 2 | 19 | 0 | E | 9 | 0 | E | 9 | 13.9 | A | 7 | 1.7 | A | 7 | 44 | A | 7 | 840 | A | 7 | 250 | A | 7 | 3.1 | A | 7 | 16000 | B | 7 | 77777 | A | 7 | 1 | E | 8 | 0.067 | F | 8 | 0.21 | F | 8 | 0 | 1 | D | 9 | 0 | C | 8
2005-09-01 | 8:00 | 517 | 1342 | 372 | 2 | 8 | 749 | 2 | 15 | 83 | 2 | 8 | 390 | 2 | 8 | 708 | 2 | 15 | 117 | 2 | 8 | 165 | 2 | 19 | 0 | E | 9 | 0 | E | 9 | 16.7 | A | 7 | 0.6 | A | 7 | 34 | A | 7 | 838 | A | 7 | 310 | B | 8 | 2.1 | A | 7 | 16000 | B | 7 | 77777 | A | 7 | 0.9 | E | 8 | 0.067 | F | 8 | 0.21 | F | 8 | 0 | 1 | D | 9 | 0 | C | 8
2005-09-01 | 9:00 | 746 | 1342 | 555 | 2 | 8 | 846 | 2 | 15 | 84 | 2 | 8 | 591 | 2 | 8 | 843 | 2 | 15 | 122 | 2 | 8 | 197 | 2 | 19 | 0 | E | 9 | 0 | E | 9 | 18.9 | A | 7 | 0 | A | 7 | 28 | A | 7 | 842 | A | 7 | 0 | A | 7 | 0 | A | 7 | 16000 | B | 7 | 77777 | A | 7 | 0.9 | E | 8 | 0.067 | F | 8 | 0.21 | F | 8 | 0 | 1 | D | 9 | 0 | C | 8
2005-09-01 | 10:00 | 932 | 1342 | 711 | 2 | 8 | 855 | 2 | 15 | 116 | 2 | 8 | 754 | 2 | 8 | 861 | 2 | 15 | 154 | 2 | 8 | 313 | 2 | 19 | 0 | E | 9 | 0 | E | 9 | 22.2 | A | 7 | 0 | A | 7 | 23 | A | 7 | 843 | A | 7 | 0 | A | 7 | 0 | A | 7 | 16000 | B | 7 | 77777 | A | 7 | 0.9 | E | 8 | 0.067 | F | 8 | 0.21 | F | 8 | 0 | 1 | D | 9 | 0 | C | 8
2005-09-01 | 11:00 | 1063 | 1342 | 829 | 2 | 8 | 929 | 2 | 15 | 92 | 2 | 8 | 862 | 2 | 8 | 931 | 2 | 15 | 123 | 2 | 8 | 293 | 2 | 19 | 3 | E | 9 | 3 | E | 9 | 23.3 | A | 7 | 0 | A | 7 | 21 | A | 7 | 838 | A | 7 | 0 | A | 7 | 0 | A | 7 | 16000 | B | 7 | 77777 | A | 7 | 0.9 | E | 8 | 0.067 | F | 8 | 0.21 | F | 8 | 0 | 1 | D | 9 | 0 | C | 8
2005-09-01 | 12:00 | 1130 | 1342 | 898 | 2 | 8 | 956 | 2 | 15 | 91 | 2 | 8 | 933 | 2 | 8 | 959 | 2 | 15 | 123 | 2 | 8 | 340 | 2 | 19 | 3 | E | 9 | 3 | E | 9 | 26.1 | A | 7 | 0.6 | A | 7 | 19 | A | 7 | 844 | A | 7 | 50 | B | 8 | 1.5 | A | 7 | 16000 | B | 7 | 77777 | A | 7 | 1 | E | 8 | 0.067 | F | 8 | 0.21 | F | 8 | 0 | 1 | D | 9 | 0 | C | 8
2005-09-01 | 13:00 | 1128 | 1342 | 893 | 2 | 8 | 959 | 2 | 15 | 85 | 2 | 8 | 930 | 2 | 8 | 963 | 2 | 15 | 119 | 2 | 8 | 324 | 2 | 19 | 3 | E | 9 | 3 | E | 9 | 27.8 | A | 7 | -0.6 | A | 7 | 16 | A | 7 | 844 | A | 7 | 90 | A | 7 | 4.1 | A | 7 | 16000 | B | 7 | 77777 | A | 7 | 1.1 | E | 8 | 0.067 | F | 8 | 0.21 | F | 8 | 0 | 1 | D | 9 | 0 | C | 8
2005-09-01 | 14:00 | 1057 | 1342 | 812 | 2 | 8 | 872 | 2 | 15 | 123 | 2 | 8 | 836 | 2 | 8 | 871 | 2 | 15 | 148 | 2 | 8 | 330 | 2 | 19 | 3 | E | 9 | 3 | E | 9 | 27.8 | A | 7 | -1.7 | A | 7 | 14 | A | 7 | 836 | A | 7 | 80 | A | 7 | 5.7 | A | 7 | 16000 | B | 7 | 77777 | A | 7 | 1.1 | E | 8 | 0.067 | F | 8 | 0.21 | F | 8 | 0 | 1 | D | 9 | 0 | C | 8
2005-09-01 | 15:00 | 923 | 1342 | 713 | 2 | 8 | 903 | 2 | 15 | 90 | 2 | 8 | 741 | 2 | 8 | 900 | 2 | 15 | 121 | 2 | 8 | 227 | 2 | 19 | 3 | E | 9 | 3 | E | 9 | 29.4 | A | 7 | -2.8 | A | 7 | 12 | A | 7 | 843 | A | 7 | 90 | B | 8 | 3.1 | A | 7 | 16000 | B | 7 | 77777 | A | 7 | 1.1 | E | 8 | 0.067 | F | 8 | 0.21 | F | 8 | 0 | 1 | D | 9 | 0 | C | 8
2005-09-01 | 16:00 | 733 | 1342 | 545 | 2 | 8 | 872 | 2 | 15 | 67 | 2 | 8 | 571 | 2 | 8 | 857 | 2 | 15 | 101 | 2 | 8 | 162 | 2 | 19 | 4 | E | 9 | 4 | E | 9 | 28.9 | A | 7 | -3.9 | A | 7 | 11 | A | 7 | 843 | A | 7 | 90 | A | 7 | 4.1 | A | 7 | 16000 | B | 7 | 77777 | A | 7 | 1.2 | E | 8 | 0.067 | F | 8 | 0.21 | F | 8 | 0 | 1 | D | 9 | 0 | C | 8
2005-09-01 | 17:00 | 503 | 1342 | 349 | 2 | 8 | 778 | 2 | 15 | 57 | 2 | 8 | 368 | 2 | 8 | 734 | 2 | 15 | 93 | 2 | 8 | 122 | 2 | 19 | 5 | E | 9 | 5 | A | 7 | 29.4 | A | 7 | -5.6 | A | 7 | 9 | A | 7 | 835 | A | 7 | 70 | A | 7 | 3.1 | A | 7 | 16000 | B | 7 | 77777 | A | 7 | 1.2 | E | 8 | 0.067 | F | 8 | 0.21 | F | 8 | 0 | 1 | D | 9 | 0 | C | 8
2005-09-01 | 18:00 | 247 | 1342 | 142 | 2 | 8 | 625 | 2 | 15 | 27 | 2 | 8 | 150 | 2 | 8 | 497 | 2 | 15 | 59 | 2 | 8 | 65 | 2 | 19 | 3 | E | 9 | 3 | E | 9 | 26.1 | A | 7 | -2.2 | A | 7 | 15 | A | 7 | 842 | A | 7 | 70 | A | 7 | 2.6 | A | 7 | 16000 | B | 7 | 77777 | A | 7 | 1.2 | E | 8 | 0.067 | F | 8 | 0.21 | F | 8 | 0 | 1 | D | 9 | 0 | C | 8
2005-09-01 | 19:00 | 26 | 637 | 0 | 2 | 8 | 0 | 2 | 15 | 0 | 2 | 8 | 0 | 2 | 8 | 0 | 2 | 15 | 0 | 2 | 8 | 0 | 2 | 19 | 3 | E | 9 | 3 | E | 9 | 20.6 | A | 7 | 4.4 | A | 7 | 34 | A | 7 | 840 | A | 7 | 170 | A | 7 | 3.6 | A | 7 | 16000 | B | 7 | 77777 | A | 7 | 1.3 | E | 8 | 0.067 | F | 8 | 0.21 | F | 8 | 0 | 1 | D | 9 | 0 | C | 8
2005-09-01 | 20:00 | 0 | 0 | 0 | 2 | 0 | 0 | 2 | 0 | 0 | 2 | 0 | 0 | 2 | 0 | 0 | 2 | 0 | 0 | 2 | 0 | 0 | 2 | 0 | 1 | E | 9 | 1 | E | 9 | 18.9 | A | 7 | 4.4 | A | 7 | 38 | A | 7 | 836 | A | 7 | 100 | A | 7 | 3.6 | A | 7 | 16000 | B | 7 | 77777 | A | 7 | 1.3 | E | 8 | 0.067 | F | 8 | 0.21 | F | 8 | 0 | 1 | D | 9 | 0 | C | 8
2005-09-01 | 21:00 | 0 | 0 | 0 | 2 | 0 | 0 | 2 | 0 | 0 | 2 | 0 | 0 | 2 | 0 | 0 | 2 | 0 | 0 | 2 | 0 | 0 | 2 | 0 | 0 | E | 9 | 0 | E | 9 | 17.8 | A | 7 | 5 | A | 7 | 43 | A | 7 | 839 | A | 7 | 170 | A | 7 | 5.2 | A | 7 | 16000 | B | 7 | 77777 | A | 7 | 1.3 | E | 8 | 0.067 | F | 8 | 0.21 | F | 8 | 0 | 1 | D | 9 | 0 | C | 8
2005-09-01 | 22:00 | 0 | 0 | 0 | 2 | 0 | 0 | 2 | 0 | 0 | 2 | 0 | 0 | 2 | 0 | 0 | 2 | 0 | 0 | 2 | 0 | 0 | 2 | 0 | 3 | E | 9 | 3 | A | 7 | 17.8 | A | 7 | 3.9 | A | 7 | 40 | A | 7 | 839 | A | 7 | 170 | A | 7 | 4.1 | A | 7 | 16000 | B | 7 | 77777 | A | 7 | 1.3 | E | 8 | 0.067 | F | 8 | 0.21 | F | 8 | 0 | 1 | D | 9 | 0 | C | 8
2005-09-01 | 23:00 | 0 | 0 | 0 | 2 | 0 | 0 | 2 | 0 | 0 | 2 | 0 | 0 | 2 | 0 | 0 | 2 | 0 | 0 | 2 | 0 | 0 | 2 | 0 | 2 | E | 9 | 2 | A | 7 | 17.8 | A | 7 | 3.9 | A | 7 | 40 | A | 7 | 837 | A | 7 | 230 | A | 7 | 3.6 | A | 7 | 16000 | B | 7 | 77777 | A | 7 | 1.3 | E | 8 | 0.067 | F | 8 | 0.21 | F | 8 | 0 | 1 | D | 9 | 0 | C | 8
2005-09-01 | 24:00 | 0 | 0 | 0 | 2 | 0 | 0 | 2 | 0 | 0 | 2 | 0 | 0 | 2 | 0 | 0 | 2 | 0 | 0 | 2 | 0 | 0 | 2 | 0 | 0 | E | 9 | 0 | E | 9 | 16.7 | A | 7 | 2.8 | A | 7 | 39 | A | 7 | 838 | A | 7 | 230 | A | 7 | 3.1 | A | 7 | 16000 | B | 7 | 77777 | A | 7 | 1.2 | E | 8 | 0.067 | F | 8 | 0.21 | F | 8 | 0 | 1 | D | 9 | 0 | C | 8
2005-09-02 | 1:00 | 0 | 0 | 0 | 2 | 0 | 0 | 2 | 0 | 0 | 2 | 0 | 0 | 2 | 0 | 0 | 2 | 0 | 0 | 2 | 0 | 0 | 2 | 0 | 0 | E | 9 | 0 | E | 9 | 16.7 | A | 7 | 3.3 | A | 7 | 41 | A | 7 | 839 | A | 7 | 240 | A | 7 | 4.6 | A | 7 | 16000 | B | 7 | 77777 | A | 7 | 1.2 | E | 8 | 0.066 | F | 8 | 0.21 | F | 8 | 0 | 1 | D | 9 | 0 | C | 8
2005-09-02 | 2:00 | 0 | 0 | 0 | 2 | 0 | 0 | 2 | 0 | 0 | 2 | 0 | 0 | 2 | 0 | 0 | 2 | 0 | 0 | 2 | 0 | 0 | 2 | 0 | 1 | E | 9 | 1 | E | 9 | 15 | A | 7 | 4.4 | A | 7 | 49 | A | 7 | 837 | A | 7 | 260 | A | 7 | 4.1 | A | 7 | 16000 | B | 7 | 77777 | A | 7 | 1.2 | E | 8 | 0.066 | F | 8 | 0.21 | F | 8 | 0 | 1 | D | 9 | 0 | C | 8
2005-09-02 | 3:00 | 0 | 0 | 0 | 2 | 0 | 0 | 2 | 0 | 0 | 2 | 0 | 0 | 2 | 0 | 0 | 2 | 0 | 0 | 2 | 0 | 0 | 2 | 0 | 1 | E | 9 | 1 | E | 9 | 14.4 | A | 7 | 4.4 | A | 7 | 51 | A | 7 | 838 | A | 7 | 270 | A | 7 | 3.1 | A | 7 | 16000 | B | 7 | 77777 | A | 7 | 1.2 | E | 8 | 0.066 | F | 8 | 0.21 | F | 8 | 0 | 1 | D | 9 | 0 | C | 8
2005-09-02 | 4:00 | 0 | 0 | 0 | 2 | 0 | 0 | 2 | 0 | 0 | 2 | 0 | 0 | 2 | 0 | 0 | 2 | 0 | 0 | 2 | 0 | 0 | 2 | 0 | 2 | E | 9 | 2 | E | 9 | 14.4 | A | 7 | 5 | A | 7 | 53 | A | 7 | 838 | A | 7 | 240 | A | 7 | 3.1 | A | 7 | 16000 | B | 7 | 77777 | A | 7 | 1.3 | E | 8 | 0.066 | F | 8 | 0.21 | F | 8 | 0 | 1 | D | 9 | 0 | C | 8
2005-09-02 | 5:00 | 0 | 0 | 0 | 2 | 0 | 0 | 2 | 0 | 0 | 2 | 0 | 0 | 2 | 0 | 0 | 2 | 0 | 0 | 2 | 0 | 0 | 2 | 0 | 2 | E | 9 | 2 | E | 9 | 13.3 | A | 7 | 6.1 | A | 7 | 62 | A | 7 | 838 | A | 7 | 160 | A | 7 | 7.2 | A | 7 | 16000 | B | 7 | 77777 | A | 7 | 1.3 | E | 8 | 0.066 | F | 8 | 0.21 | F | 8 | 0 | 1 | D | 9 | 0 | C | 8
2005-09-02 | 6:00 | 32 | 682 | 0 | 2 | 8 | 99 | 2 | 15 | 0 | 2 | 8 | 0 | 2 | 8 | 0 | 2 | 15 | 0 | 2 | 8 | 0 | 2 | 19 | 0 | E | 9 | 0 | E | 9 | 13.9 | A | 7 | 5.6 | A | 7 | 57 | A | 7 | 839 | A | 7 | 250 | A | 7 | 3.6 | A | 7 | 16000 | B | 7 | 6096 | A | 7 | 1.3 | E | 8 | 0.066 | F | 8 | 0.21 | F | 8 | 0 | 1 | D | 9 | 0 | C | 8
2005-09-02 | 7:00 | 259 | 1342 | 172 | 2 | 8 | 625 | 2 | 15 | 51 | 2 | 8 | 175 | 2 | 8 | 469 | 2 | 15 | 85 | 2 | 8 | 91 | 2 | 19 | 3 | E | 9 | 3 | E | 9 | 17.2 | A | 7 | 7.8 | A | 7 | 54 | A | 7 | 841 | A | 7 | 260 | A | 7 | 2.6 | A | 7 | 16000 | B | 7 | 7315 | A | 7 | 1.3 | E | 8 | 0.066 | F | 8 | 0.21 | F | 8 | 0 | 1 | D | 9 | 0 | C | 8
2005-09-02 | 8:00 | 514 | 1342 | 358 | 2 | 8 | 668 | 2 | 15 | 102 | 2 | 8 | 370 | 2 | 8 | 624 | 2 | 15 | 130 | 2 | 8 | 195 | 2 | 19 | 7 | E | 9 | 7 | A | 7 | 19.4 | A | 7 | 8.3 | A | 7 | 49 | A | 7 | 839 | A | 7 | 290 | B | 8 | 1.5 | A | 7 | 16000 | B | 7 | 6706 | A | 7 | 1.2 | E | 8 | 0.066 | F | 8 | 0.21 | F | 8 | 0 | 1 | D | 9 | 0 | C | 8
2005-09-02 | 9:00 | 742 | 1342 | 582 | 2 | 8 | 883 | 2 | 15 | 92 | 2 | 8 | 613 | 2 | 8 | 876 | 2 | 15 | 127 | 2 | 8 | 208 | 2 | 19 | 5 | E | 9 | 5 | A | 7 | 22.2 | A | 7 | 7.8 | A | 7 | 40 | A | 7 | 843 | A | 7 | 320 | B | 8 | 1.5 | A | 7 | 16000 | B | 7 | 77777 | A | 7 | 1.3 | E | 8 | 0.066 | F | 8 | 0.21 | F | 8 | 0 | 1 | D | 9 | 0 | C | 8
2005-09-02 | 10:00 | 929 | 1342 | 692 | 2 | 8 | 819 | 2 | 15 | 124 | 2 | 8 | 728 | 2 | 8 | 822 | 2 | 15 | 158 | 2 | 8 | 325 | 2 | 19 | 5 | E | 9 | 5 | A | 7 | 25.6 | A | 7 | 6.7 | A | 7 | 30 | A | 7 | 845 | A | 7 | 350 | B | 8 | 1.5 | A | 7 | 16000 | B | 7 | 77777 | A | 7 | 1.3 | E | 8 | 0.066 | F | 8 | 0.21 | F | 8 | 0 | 1 | D | 9 | 0 | C | 8
2005-09-02 | 11:00 | 1059 | 1342 | 774 | 2 | 8 | 754 | 2 | 15 | 177 | 2 | 8 | 827 | 2 | 8 | 772 | 2 | 15 | 216 | 2 | 8 | 620 | 2 | 19 | 3 | E | 9 | 3 | E | 9 | 28.3 | A | 7 | 5 | A | 7 | 23 | A | 7 | 838 | A | 7 | 20 | B | 8 | 2.6 | A | 7 | 16000 | B | 7 | 77777 | A | 7 | 1.3 | E | 8 | 0.066 | F | 8 | 0.21 | F | 8 | 0 | 1 | D | 9 | 0 | C | 8
2005-09-02 | 12:00 | 1126 | 1342 | 867 | 2 | 8 | 890 | 2 | 15 | 119 | 2 | 8 | 894 | 2 | 8 | 891 | 2 | 15 | 144 | 2 | 8 | 393 | 2 | 19 | 3 | E | 9 | 3 | E | 9 | 30.6 | A | 7 | 3.3 | A | 7 | 18 | A | 7 | 846 | A | 7 | 50 | A | 7 | 3.1 | A | 7 | 16000 | B | 7 | 77777 | A | 7 | 1.3 | E | 8 | 0.066 | F | 8 | 0.21 | F | 8 | 0 | 1 | D | 9 | 0 | C | 8
2005-09-02 | 13:00 | 1124 | 1342 | 875 | 2 | 8 | 923 | 2 | 15 | 101 | 2 | 8 | 907 | 2 | 8 | 925 | 2 | 15 | 130 | 2 | 8 | 357 | 2 | 19 | 3 | E | 9 | 3 | E | 9 | 31.7 | A | 7 | -0.6 | A | 7 | 12 | A | 7 | 846 | A | 7 | 50 | A | 7 | 3.1 | A | 7 | 16000 | B | 7 | 77777 | A | 7 | 1.4 | E | 8 | 0.066 | F | 8 | 0.21 | F | 8 | 0 | 1 | D | 9 | 0 | C | 8
2005-09-02 | 14:00 | 1052 | 1342 | 847 | 2 | 8 | 938 | 2 | 15 | 110 | 2 | 8 | 876 | 2 | 8 | 938 | 2 | 15 | 138 | 2 | 8 | 313 | 2 | 19 | 5 | E | 9 | 5 | E | 9 | 32.2 | A | 7 | -2.2 | A | 7 | 11 | A | 7 | 837 | A | 7 | 70 | A | 7 | 6.2 | A | 7 | 16000 | B | 7 | 77777 | A | 7 | 1.4 | E | 8 | 0.066 | F | 8 | 0.21 | F | 8 | 0 | 1 | D | 9 | 0 | C | 8
2005-09-02 | 15:00 | 917 | 1342 | 707 | 2 | 8 | 790 | 2 | 15 | 165 | 2 | 8 | 747 | 2 | 8 | 801 | 2 | 15 | 198 | 2 | 8 | 447 | 2 | 19 | 5 | E | 9 | 5 | E | 9 | 30.6 | A | 7 | -3.9 | A | 7 | 10 | A | 7 | 844 | A | 7 | 0 | A | 7 | 0 | A | 7 | 16000 | B | 7 | 77777 | A | 7 | 1.5 | E | 8 | 0.066 | F | 8 | 0.21 | F | 8 | 0 | 1 | D | 9 | 0 | C | 8
2005-09-02 | 16:00 | 728 | 1342 | 407 | 2 | 8 | 312 | 2 | 15 | 237 | 2 | 8 | 434 | 2 | 8 | 327 | 2 | 15 | 256 | 2 | 8 | 563 | 2 | 19 | 4 | E | 9 | 4 | E | 9 | 31.7 | A | 7 | -3.3 | A | 7 | 10 | A | 7 | 845 | A | 7 | 120 | A | 7 | 5.2 | A | 7 | 16000 | B | 7 | 77777 | A | 7 | 1.6 | E | 8 | 0.066 | F | 8 | 0.21 | F | 8 | 0 | 1 | D | 9 | 0 | C | 8
2005-09-02 | 17:00 | 497 | 1342 | 292 | 2 | 8 | 426 | 2 | 15 | 134 | 2 | 8 | 304 | 2 | 8 | 400 | 2 | 15 | 155 | 2 | 8 | 261 | 2 | 19 | 5 | E | 9 | 5 | A | 7 | 28.9 | A | 7 | 3.3 | A | 7 | 19 | A | 7 | 836 | A | 7 | 160 | A | 7 | 6.7 | A | 7 | 16000 | B | 7 | 77777 | A | 7 | 1.7 | E | 8 | 0.066 | F | 8 | 0.21 | F | 8 | 0 | 1 | D | 9 | 0 | C | 8
2005-09-02 | 18:00 | 240 | 1342 | 128 | 2 | 8 | 422 | 2 | 15 | 53 | 2 | 8 | 130 | 2 | 8 | 305 | 2 | 15 | 76 | 2 | 8 | 92 | 2 | 19 | 3 | E | 9 | 3 | E | 9 | 27.8 | A | 7 | 1.7 | A | 7 | 18 | A | 7 | 843 | A | 7 | 160 | A | 7 | 6.2 | A | 7 | 16000 | B | 7 | 77777 | A | 7 | 1.8 | E | 8 | 0.066 | F | 8 | 0.21 | F | 8 | 0 | 1 | D | 9 | 0 | C | 8
2005-09-02 | 19:00 | 23 | 593 | 0 | 2 | 8 | 0 | 2 | 15 | 0 | 2 | 8 | 0 | 2 | 8 | 0 | 2 | 15 | 0 | 2 | 8 | 0 | 2 | 19 | 3 | E | 9 | 3 | E | 9 | 23.9 | A | 7 | 4.4 | A | 7 | 28 | A | 7 | 842 | A | 7 | 170 | A | 7 | 6.2 | A | 7 | 16000 | B | 7 | 77777 | A | 7 | 1.8 | E | 8 | 0.066 | F | 8 | 0.21 | F | 8 | 0 | 1 | D | 9 | 0 | C | 8
2005-09-02 | 20:00 | 0 | 0 | 0 | 2 | 0 | 0 | 2 | 0 | 0 | 2 | 0 | 0 | 2 | 0 | 0 | 2 | 0 | 0 | 2 | 0 | 0 | 2 | 0 | 3 | E | 9 | 3 | E | 9 | 20.6 | A | 7 | 3.9 | A | 7 | 33 | A | 7 | 838 | A | 7 | 180 | A | 7 | 5.7 | A | 7 | 16000 | B | 7 | 77777 | A | 7 | 1.9 | E | 8 | 0.066 | F | 8 | 0.21 | F | 8 | 0 | 1 | D | 9 | 0 | C | 8
2005-09-02 | 21:00 | 0 | 0 | 0 | 2 | 0 | 0 | 2 | 0 | 0 | 2 | 0 | 0 | 2 | 0 | 0 | 2 | 0 | 0 | 2 | 0 | 0 | 2 | 0 | 3 | E | 9 | 3 | E | 9 | 18.3 | A | 7 | 3.9 | A | 7 | 38 | A | 7 | 840 | A | 7 | 160 | A | 7 | 6.2 | A | 7 | 16000 | B | 7 | 77777 | A | 7 | 1.9 | E | 8 | 0.066 | F | 8 | 0.21 | F | 8 | 0 | 1 | D | 9 | 0 | C | 8
2005-09-02 | 22:00 | 0 | 0 | 0 | 2 | 0 | 0 | 2 | 0 | 0 | 2 | 0 | 0 | 2 | 0 | 0 | 2 | 0 | 0 | 2 | 0 | 0 | 2 | 0 | 5 | E | 9 | 5 | A | 7 | 18.9 | A | 7 | 3.9 | A | 7 | 37 | A | 7 | 841 | A | 7 | 190 | A | 7 | 4.6 | A | 7 | 16000 | B | 7 | 77777 | A | 7 | 1.8 | E | 8 | 0.066 | F | 8 | 0.21 | F | 8 | 0 | 1 | D | 9 | 0 | C | 8
2005-09-02 | 23:00 | 0 | 0 | 0 | 2 | 0 | 0 | 2 | 0 | 0 | 2 | 0 | 0 | 2 | 0 | 0 | 2 | 0 | 0 | 2 | 0 | 0 | 2 | 0 | 5 | E | 9 | 5 | A | 7 | 18.9 | A | 7 | 5 | A | 7 | 40 | A | 7 | 838 | A | 7 | 190 | A | 7 | 6.2 | A | 7 | 16000 | B | 7 | 77777 | A | 7 | 1.8 | E | 8 | 0.066 | F | 8 | 0.21 | F | 8 | 0 | 1 | D | 9 | 0 | C | 8
2005-09-02 | 24:00 | 0 | 0 | 0 | 2 | 0 | 0 | 2 | 0 | 0 | 2 | 0 | 0 | 2 | 0 | 0 | 2 | 0 | 0 | 2 | 0 | 0 | 2 | 0 | 0 | E | 9 | 0 | A | 7 | 17.2 | A | 7 | 5.6 | A | 7 | 46 | A | 7 | 839 | A | 7 | 170 | A | 7 | 5.7 | A | 7 | 16000 | B | 7 | 77777 | A | 7 | 1.7 | E | 8 | 0.066 | F | 8 | 0.21 | F | 8 | 0 | 1 | D | 9 | 0 | C | 8
2005-09-03 | 1:00 | 0 | 0 | 0 | 2 | 0 | 0 | 2 | 0 | 0 | 2 | 0 | 0 | 2 | 0 | 0 | 2 | 0 | 0 | 2 | 0 | 0 | 2 | 0 | 1 | E | 9 | 1 | E | 9 | 16.7 | A | 7 | 5.6 | A | 7 | 48 | A | 7 | 838 | A | 7 | 160 | A | 7 | 5.2 | A | 7 | 16000 | B | 7 | 77777 | A | 7 | 1.7 | E | 8 | 0.066 | F | 8 | 0.21 | F | 8 | 0 | 1 | D | 9 | 0 | C | 8
2005-09-03 | 2:00 | 0 | 0 | 0 | 2 | 0 | 0 | 2 | 0 | 0 | 2 | 0 | 0 | 2 | 0 | 0 | 2 | 0 | 0 | 2 | 0 | 0 | 2 | 0 | 3 | E | 9 | 3 | E | 9 | 20 | A | 7 | 4.4 | A | 7 | 36 | A | 7 | 838 | A | 7 | 180 | A | 7 | 6.7 | A | 7 | 16000 | B | 7 | 77777 | A | 7 | 1.7 | E | 8 | 0.066 | F | 8 | 0.21 | F | 8 | 0 | 1 | D | 9 | 0 | C | 8
2005-09-03 | 3:00 | 0 | 0 | 0 | 2 | 0 | 0 | 2 | 0 | 0 | 2 | 0 | 0 | 2 | 0 | 0 | 2 | 0 | 0 | 2 | 0 | 0 | 2 | 0 | 4 | E | 9 | 4 | E | 9 | 15 | A | 7 | 5 | A | 7 | 51 | A | 7 | 838 | A | 7 | 150 | A | 7 | 5.2 | A | 7 | 16000 | B | 7 | 77777 | A | 7 | 1.6 | E | 8 | 0.066 | F | 8 | 0.21 | F | 8 | 0 | 1 | D | 9 | 0 | C | 8
2005-09-03 | 4:00 | 0 | 0 | 0 | 2 | 0 | 0 | 2 | 0 | 0 | 2 | 0 | 0 | 2 | 0 | 0 | 2 | 0 | 0 | 2 | 0 | 0 | 2 | 0 | 4 | E | 9 | 4 | E | 9 | 15 | A | 7 | 5 | A | 7 | 51 | A | 7 | 838 | A | 7 | 180 | A | 7 | 4.6 | A | 7 | 16000 | B | 7 | 77777 | A | 7 | 1.5 | E | 8 | 0.066 | F | 8 | 0.21 | F | 8 | 0 | 1 | D | 9 | 0 | C | 8
2005-09-03 | 5:00 | 0 | 0 | 0 | 2 | 0 | 0 | 2 | 0 | 0 | 2 | 0 | 0 | 2 | 0 | 0 | 2 | 0 | 0 | 2 | 0 | 0 | 2 | 0 | 4 | E | 9 | 4 | E | 9 | 16.1 | A | 7 | 5 | A | 7 | 48 | A | 7 | 838 | A | 7 | 210 | A | 7 | 1.5 | A | 7 | 16000 | B | 7 | 4877 | A | 7 | 1.3 | E | 8 | 0.066 | F | 8 | 0.21 | F | 8 | 0 | 1 | D | 9 | 0 | C | 8
2005-09-03 | 6:00 | 30 | 660 | 0 | 2 | 8 | 0 | 2 | 15 | 0 | 2 | 8 | 0 | 2 | 8 | 0 | 2 | 15 | 0 | 2 | 8 | 0 | 2 | 19 | 3 | E | 9 | 3 | E | 9 | 15 | A | 7 | 5 | A | 7 | 51 | A | 7 | 838 | A | 7 | 240 | A | 7 | 4.6 | A | 7 | 16000 | B | 7 | 77777 | A | 7 | 1.3 | E | 8 | 0.066 | F | 8 | 0.21 | F | 8 | 0 | 1 | D | 9 | 0 | C | 8
2005-09-03 | 7:00 | 255 | 1343 | 173 | 2 | 8 | 642 | 2 | 15 | 51 | 2 | 8 | 177 | 2 | 8 | 479 | 2 | 15 | 86 | 2 | 8 | 91 | 2 | 19 | 1 | E | 9 | 1 | E | 9 | 18.9 | A | 7 | 5 | A | 7 | 40 | A | 7 | 841 | A | 7 | 240 | A | 7 | 4.6 | A | 7 | 16000 | B | 7 | 6706 | A | 7 | 1.3 | E | 8 | 0.066 | F | 8 | 0.21 | F | 8 | 0 | 1 | D | 9 | 0 | C | 8
2005-09-03 | 8:00 | 510 | 1343 | 366 | 2 | 8 | 782 | 2 | 15 | 68 | 2 | 8 | 379 | 2 | 8 | 735 | 2 | 15 | 100 | 2 | 8 | 137 | 2 | 19 | 3 | E | 9 | 3 | E | 9 | 22.8 | A | 7 | 4.4 | A | 7 | 30 | A | 7 | 839 | A | 7 | 240 | A | 7 | 6.2 | A | 7 | 16000 | B | 7 | 7620 | A | 7 | 1.3 | E | 8 | 0.066 | F | 8 | 0.21 | F | 8 | 0 | 1 | D | 9 | 0 | C | 8
2005-09-03 | 9:00 | 739 | 1343 | 542 | 2 | 8 | 809 | 2 | 15 | 96 | 2 | 8 | 568 | 2 | 8 | 801 | 2 | 15 | 127 | 2 | 8 | 212 | 2 | 19 | 3 | E | 9 | 3 | E | 9 | 25.6 | A | 7 | 3.9 | A | 7 | 25 | A | 7 | 845 | A | 7 | 300 | A | 7 | 3.1 | A | 7 | 16000 | B | 7 | 77777 | A | 7 | 1.3 | E | 8 | 0.066 | F | 8 | 0.21 | F | 8 | 0 | 1 | D | 9 | 17 | C | 8
2005-09-03 | 10:00 | 925 | 1343 | 686 | 2 | 8 | 807 | 2 | 15 | 129 | 2 | 8 | 718 | 2 | 8 | 809 | 2 | 15 | 160 | 2 | 8 | 331 | 2 | 19 | 4 | E | 9 | 4 | E | 9 | 28.3 | A | 7 | 1.7 | A | 7 | 18 | A | 7 | 845 | A | 7 | 230 | B | 8 | 1.5 | A | 7 | 16000 | B | 7 | 77777 | A | 7 | 1.3 | E | 8 | 0.066 | F | 8 | 0.21 | F | 8 | 0 | 1 | D | 9 | 17 | C | 8
2005-09-03 | 11:00 | 1056 | 1343 | 799 | 2 | 8 | 857 | 2 | 15 | 123 | 2 | 8 | 822 | 2 | 8 | 856 | 2 | 15 | 147 | 2 | 8 | 328 | 2 | 19 | 5 | E | 9 | 5 | E | 9 | 30.6 | A | 7 | 1.7 | A | 7 | 16 | A | 7 | 838 | A | 7 | 150 | A | 7 | 3.6 | A | 7 | 16000 | B | 7 | 77777 | A | 7 | 1.3 | E | 8 | 0.066 | F | 8 | 0.21 | F | 8 | 0 | 1 | D | 9 | 17 | C | 8
2005-09-03 | 12:00 | 1122 | 1343 | 886 | 2 | 8 | 914 | 2 | 15 | 120 | 2 | 8 | 912 | 2 | 8 | 915 | 2 | 15 | 146 | 2 | 8 | 389 | 2 | 19 | 5 | E | 9 | 5 | E | 9 | 32.8 | A | 7 | 0.6 | A | 7 | 13 | A | 7 | 846 | A | 7 | 130 | B | 8 | 2.1 | A | 7 | 16000 | B | 7 | 77777 | A | 7 | 1.3 | E | 8 | 0.066 | F | 8 | 0.21 | F | 8 | 0 | 1 | D | 9 | 17 | C | 8
2005-09-03 | 13:00 | 1119 | 1343 | 762 | 2 | 8 | 581 | 2 | 15 | 276 | 2 | 8 | 824 | 2 | 8 | 607 | 2 | 15 | 316 | 2 | 8 | 1115 | 2 | 19 | 6 | E | 9 | 6 | E | 9 | 32.8 | A | 7 | -2.8 | A | 7 | 10 | A | 7 | 845 | A | 7 | 100 | A | 7 | 4.6 | A | 7 | 16000 | B | 7 | 7620 | A | 7 | 1.3 | E | 8 | 0.066 | F | 8 | 0.21 | F | 8 | 0 | 1 | D | 9 | 17 | C | 8
2005-09-03 | 14:00 | 1048 | 1343 | 840 | 2 | 8 | 854 | 2 | 15 | 173 | 2 | 8 | 868 | 2 | 8 | 852 | 2 | 15 | 201 | 2 | 8 | 515 | 2 | 19 | 5 | E | 9 | 5 | E | 9 | 33.9 | A | 7 | -1.7 | A | 7 | 10 | A | 7 | 836 | A | 7 | 80 | A | 7 | 4.6 | A | 7 | 16000 | B | 7 | 77777 | A | 7 | 1.3 | E | 8 | 0.066 | F | 8 | 0.21 | F | 8 | 0 | 1 | D | 9 | 17 | C | 8
2005-09-03 | 15:00 | 912 | 1343 | 638 | 2 | 8 | 630 | 2 | 15 | 209 | 2 | 8 | 663 | 2 | 8 | 630 | 2 | 15 | 233 | 2 | 8 | 543 | 2 | 19 | 5 | E | 9 | 5 | E | 9 | 32.8 | A | 7 | -0.6 | A | 7 | 12 | A | 7 | 844 | A | 7 | 120 | A | 7 | 5.7 | A | 7 | 16000 | B | 7 | 77777 | A | 7 | 1.5 | E | 8 | 0.066 | F | 8 | 0.21 | F | 8 | 0 | 1 | D | 9 | 17 | C | 8
2005-09-03 | 16:00 | 722 | 1343 | 461 | 2 | 8 | 524 | 2 | 15 | 179 | 2 | 8 | 489 | 2 | 8 | 530 | 2 | 15 | 204 | 2 | 8 | 391 | 2 | 19 | 7 | E | 9 | 6 | E | 9 | 30.6 | A | 7 | 0.6 | A | 7 | 15 | A | 7 | 843 | A | 7 | 130 | A | 7 | 5.7 | A | 7 | 16000 | B | 7 | 77777 | A | 7 | 1.6 | E | 8 | 0.066 | F | 8 | 0.21 | F | 8 | 0 | 1 | D | 9 | 17 | C | 8
2005-09-03 | 17:00 | 490 | 1343 | 302 | 2 | 8 | 546 | 2 | 15 | 102 | 2 | 8 | 310 | 2 | 8 | 503 | 2 | 15 | 126 | 2 | 8 | 191 | 2 | 19 | 7 | E | 9 | 7 | A | 7 | 30 | A | 7 | 0.6 | A | 7 | 15 | A | 7 | 835 | A | 7 | 170 | A | 7 | 7.2 | A | 7 | 16000 | B | 7 | 6096 | A | 7 | 1.7 | E | 8 | 0.066 | F | 8 | 0.21 | F | 8 | 0 | 1 | D | 9 | 17 | C | 8
2005-09-03 | 18:00 | 233 | 1343 | 127 | 2 | 8 | 546 | 2 | 15 | 32 | 2 | 8 | 130 | 2 | 8 | 415 | 2 | 15 | 58 | 2 | 8 | 64 | 2 | 19 | 7 | E | 9 | 5 | E | 9 | 27.2 | A | 7 | 1.7 | A | 7 | 19 | A | 7 | 842 | A | 7 | 190 | A | 7 | 7.2 | A | 7 | 16000 | B | 7 | 3962 | A | 7 | 1.7 | E | 8 | 0.066 | F | 8 | 0.21 | F | 8 | 0 | 1 | D | 9 | 17 | C | 8
2005-09-03 | 19:00 | 21 | 548 | 0 | 2 | 8 | 0 | 2 | 15 | 0 | 2 | 8 | 0 | 2 | 8 | 0 | 2 | 15 | 0 | 2 | 8 | 0 | 2 | 19 | 6 | E | 9 | 5 | E | 9 | 23.9 | A | 7 | 2.8 | A | 7 | 25 | A | 7 | 840 | A | 7 | 210 | A | 7 | 4.1 | A | 7 | 16000 | B | 7 | 3962 | A | 7 | 1.7 | E | 8 | 0.066 | F | 8 | 0.21 | F | 8 | 0 | 1 | D | 9 | 17 | C | 8
2005-09-03 | 20:00 | 0 | 0 | 0 | 2 | 0 | 0 | 2 | 0 | 0 | 2 | 0 | 0 | 2 | 0 | 0 | 2 | 0 | 0 | 2 | 0 | 0 | 2 | 0 | 7 | E | 9 | 5 | E | 9 | 18.3 | A | 7 | 2.2 | A | 7 | 34 | A | 7 | 836 | A | 7 | 190 | A | 7 | 4.1 | A | 7 | 16000 | B | 7 | 3962 | A | 7 | 1.7 | E | 8 | 0.066 | F | 8 | 0.21 | F | 8 | 0 | 1 | D | 9 | 17 | C | 8
2005-09-03 | 21:00 | 0 | 0 | 0 | 2 | 0 | 0 | 2 | 0 | 0 | 2 | 0 | 0 | 2 | 0 | 0 | 2 | 0 | 0 | 2 | 0 | 0 | 2 | 0 | 7 | E | 9 | 5 | E | 9 | 18.3 | A | 7 | 1.7 | A | 7 | 33 | A | 7 | 838 | A | 7 | 190 | A | 7 | 5.7 | A | 7 | 16000 | B | 7 | 3962 | A | 7 | 1.6 | E | 8 | 0.066 | F | 8 | 0.21 | F | 8 | 0 | 1 | D | 9 | 17 | C | 8
2005-09-03 | 22:00 | 0 | 0 | 0 | 2 | 0 | 0 | 2 | 0 | 0 | 2 | 0 | 0 | 2 | 0 | 0 | 2 | 0 | 0 | 2 | 0 | 0 | 2 | 0 | 9 | E | 9 | 9 | A | 7 | 16.1 | A | 7 | 0.6 | A | 7 | 35 | A | 7 | 837 | A | 7 | 190 | A | 7 | 4.6 | A | 7 | 16000 | B | 7 | 3962 | A | 7 | 1.6 | E | 8 | 0.066 | F | 8 | 0.21 | F | 8 | 0 | 1 | D | 9 | 17 | C | 8
2005-09-03 | 23:00 | 0 | 0 | 0 | 2 | 0 | 0 | 2 | 0 | 0 | 2 | 0 | 0 | 2 | 0 | 0 | 2 | 0 | 0 | 2 | 0 | 0 | 2 | 0 | 7 | E | 9 | 7 | A | 7 | 17.8 | A | 7 | 0.6 | A | 7 | 31 | A | 7 | 836 | A | 7 | 190 | A | 7 | 5.7 | A | 7 | 16000 | B | 7 | 6706 | A | 7 | 1.6 | E | 8 | 0.066 | F | 8 | 0.21 | F | 8 | 0 | 1 | D | 9 | 17 | C | 8
2005-09-03 | 24:00 | 0 | 0 | 0 | 2 | 0 | 0 | 2 | 0 | 0 | 2 | 0 | 0 | 2 | 0 | 0 | 2 | 0 | 0 | 2 | 0 | 0 | 2 | 0 | 1 | E | 9 | 1 | E | 9 | 16.1 | A | 7 | 1.7 | A | 7 | 38 | A | 7 | 836 | A | 7 | 180 | A | 7 | 4.6 | A | 7 | 16000 | B | 7 | 77777 | A | 7 | 1.6 | E | 8 | 0.066 | F | 8 | 0.21 | F | 8 | 0 | 1 | D | 9 | 17 | C | 8
2005-09-04 | 1:00 | 0 | 0 | 0 | 2 | 0 | 0 | 2 | 0 | 0 | 2 | 0 | 0 | 2 | 0 | 0 | 2 | 0 | 0 | 2 | 0 | 0 | 2 | 0 | 4 | E | 9 | 3 | E | 9 | 21.7 | A | 7 | 3.3 | A | 7 | 30 | A | 7 | 838 | A | 7 | 210 | A | 7 | 6.7 | A | 7 | 16000 | B | 7 | 77777 | A | 7 | 1.6 | E | 8 | 0.065 | F | 8 | 0.21 | F | 8 | 0 | 1 | D | 9 | 17 | C | 8
2005-09-04 | 2:00 | 0 | 0 | 0 | 2 | 0 | 0 | 2 | 0 | 0 | 2 | 0 | 0 | 2 | 0 | 0 | 2 | 0 | 0 | 2 | 0 | 0 | 2 | 0 | 4 | E | 9 | 3 | E | 9 | 20 | A | 7 | 3.9 | A | 7 | 35 | A | 7 | 836 | A | 7 | 190 | A | 7 | 5.2 | A | 7 | 16000 | B | 7 | 6096 | A | 7 | 1.6 | E | 8 | 0.065 | F | 8 | 0.21 | F | 8 | 0 | 1 | D | 9 | 17 | C | 8
2005-09-04 | 3:00 | 0 | 0 | 0 | 2 | 0 | 0 | 2 | 0 | 0 | 2 | 0 | 0 | 2 | 0 | 0 | 2 | 0 | 0 | 2 | 0 | 0 | 2 | 0 | 5 | E | 9 | 4 | E | 9 | 17.8 | A | 7 | 4.4 | A | 7 | 41 | A | 7 | 836 | A | 7 | 250 | A | 7 | 4.6 | A | 7 | 16000 | B | 7 | 6096 | A | 7 | 1.7 | E | 8 | 0.065 | F | 8 | 0.21 | F | 8 | 0 | 1 | D | 9 | 17 | C | 8
2005-09-04 | 4:00 | 0 | 0 | 0 | 2 | 0 | 0 | 2 | 0 | 0 | 2 | 0 | 0 | 2 | 0 | 0 | 2 | 0 | 0 | 2 | 0 | 0 | 2 | 0 | 4 | E | 9 | 3 | E | 9 | 17.8 | A | 7 | 4.4 | A | 7 | 41 | A | 7 | 837 | A | 7 | 240 | A | 7 | 4.6 | A | 7 | 16000 | B | 7 | 6096 | A | 7 | 1.8 | E | 8 | 0.065 | F | 8 | 0.21 | F | 8 | 0 | 1 | D | 9 | 17 | C | 8
2005-09-04 | 5:00 | 0 | 0 | 0 | 2 | 0 | 0 | 2 | 0 | 0 | 2 | 0 | 0 | 2 | 0 | 0 | 2 | 0 | 0 | 2 | 0 | 0 | 2 | 0 | 4 | E | 9 | 4 | E | 9 | 17.8 | A | 7 | 4.4 | A | 7 | 41 | A | 7 | 836 | A | 7 | 220 | A | 7 | 5.2 | A | 7 | 16000 | B | 7 | 6706 | A | 7 | 2 | E | 8 | 0.065 | F | 8 | 0.21 | F | 8 | 0 | 1 | D | 9 | 17 | C | 8
2005-09-04 | 6:00 | 28 | 661 | 0 | 2 | 8 | 0 | 2 | 15 | 0 | 2 | 8 | 0 | 2 | 8 | 0 | 2 | 15 | 0 | 2 | 8 | 0 | 2 | 19 | 5 | E | 9 | 5 | E | 9 | 16.7 | A | 7 | 4.4 | A | 7 | 44 | A | 7 | 837 | A | 7 | 230 | A | 7 | 4.1 | A | 7 | 16000 | B | 7 | 5486 | A | 7 | 1.9 | E | 8 | 0.065 | F | 8 | 0.21 | F | 8 | 0 | 1 | D | 9 | 17 | C | 8
2005-09-04 | 7:00 | 251 | 1344 | 165 | 2 | 8 | 624 | 2 | 15 | 48 | 2 | 8 | 169 | 2 | 8 | 464 | 2 | 15 | 82 | 2 | 8 | 86 | 2 | 19 | 4 | E | 9 | 4 | E | 9 | 20 | A | 7 | 5 | A | 7 | 37 | A | 7 | 839 | A | 7 | 230 | A | 7 | 4.1 | A | 7 | 16000 | B | 7 | 77777 | A | 7 | 1.9 | E | 8 | 0.065 | F | 8 | 0.21 | F | 8 | 0 | 1 | D | 9 | 17 | C | 8
2005-09-04 | 8:00 | 507 | 1344 | 367 | 2 | 8 | 801 | 2 | 15 | 64 | 2 | 8 | 383 | 2 | 8 | 753 | 2 | 15 | 98 | 2 | 8 | 132 | 2 | 19 | 4 | E | 9 | 4 | E | 9 | 22.8 | A | 7 | 5 | A | 7 | 31 | A | 7 | 836 | A | 7 | 240 | A | 7 | 3.1 | A | 7 | 16000 | B | 7 | 77777 | A | 7 | 1.9 | E | 8 | 0.065 | F | 8 | 0.21 | F | 8 | 0 | 1 | D | 9 | 17 | C | 8
2005-09-04 | 9:00 | 736 | 1344 | 543 | 2 | 8 | 828 | 2 | 15 | 88 | 2 | 8 | 573 | 2 | 8 | 822 | 2 | 15 | 122 | 2 | 8 | 200 | 2 | 19 | 5 | E | 9 | 5 | E | 9 | 26.1 | A | 7 | 4.4 | A | 7 | 25 | A | 7 | 843 | A | 7 | 320 | A | 7 | 2.6 | A | 7 | 16000 | B | 7 | 77777 | A | 7 | 1.9 | E | 8 | 0.065 | F | 8 | 0.21 | F | 8 | 0 | 1 | D | 9 | 17 | C | 8
2005-09-04 | 10:00 | 922 | 1344 | 718 | 2 | 8 | 916 | 2 | 15 | 88 | 2 | 8 | 747 | 2 | 8 | 913 | 2 | 15 | 119 | 2 | 8 | 225 | 2 | 19 | 5 | E | 9 | 5 | E | 9 | 27.8 | A | 7 | 3.3 | A | 7 | 21 | A | 7 | 843 | A | 7 | 30 | A | 7 | 4.6 | A | 7 | 16000 | B | 7 | 77777 | A | 7 | 1.9 | E | 8 | 0.065 | F | 8 | 0.21 | F | 8 | 0 | 1 | D | 9 | 17 | C | 8
2005-09-04 | 11:00 | 1052 | 1344 | 823 | 2 | 8 | 935 | 2 | 15 | 89 | 2 | 8 | 856 | 2 | 8 | 936 | 2 | 15 | 121 | 2 | 8 | 281 | 2 | 19 | 6 | E | 9 | 6 | E | 9 | 29.4 | A | 7 | 3.9 | A | 7 | 20 | A | 7 | 837 | A | 7 | 20 | B | 8 | 3.1 | A | 7 | 16000 | B | 7 | 77777 | A | 7 | 1.9 | E | 8 | 0.065 | F | 8 | 0.21 | F | 8 | 0 | 1 | D | 9 | 17 | C | 8
2005-09-04 | 12:00 | 1118 | 1344 | 855 | 2 | 8 | 890 | 2 | 15 | 113 | 2 | 8 | 883 | 2 | 8 | 891 | 2 | 15 | 139 | 2 | 8 | 373 | 2 | 19 | 7 | E | 9 | 7 | E | 9 | 30 | A | 7 | 3.9 | A | 7 | 19 | A | 7 | 844 | A | 7 | 10 | A | 7 | 4.6 | A | 7 | 16000 | B | 7 | 77777 | A | 7 | 1.9 | E | 8 | 0.065 | F | 8 | 0.21 | F | 8 | 0 | 1 | D | 9 | 17 | C | 8
2005-09-04 | 13:00 | 1115 | 1344 | 839 | 2 | 8 | 845 | 2 | 15 | 136 | 2 | 8 | 897 | 2 | 8 | 857 | 2 | 15 | 184 | 2 | 8 | 517 | 2 | 19 | 7 | E | 9 | 6 | E | 9 | 30.6 | A | 7 | 2.8 | A | 7 | 17 | A | 7 | 843 | A | 7 | 70 | A | 7 | 4.1 | A | 7 | 16000 | B | 7 | 77777 | A | 7 | 1.9 | E | 8 | 0.065 | F | 8 | 0.21 | F | 8 | 0 | 1 | D | 9 | 17 | C | 8
2005-09-04 | 14:00 | 1043 | 1344 | 817 | 2 | 8 | 908 | 2 | 15 | 111 | 2 | 8 | 845 | 2 | 8 | 908 | 2 | 15 | 138 | 2 | 8 | 307 | 2 | 19 | 5 | E | 9 | 5 | E | 9 | 30 | A | 7 | 3.3 | A | 7 | 18 | A | 7 | 835 | A | 7 | 40 | B | 8 | 2.1 | A | 7 | 16000 | B | 7 | 77777 | A | 7 | 1.9 | E | 8 | 0.065 | F | 8 | 0.21 | F | 8 | 0 | 1 | D | 9 | 17 | C | 8
2005-09-04 | 15:00 | 907 | 1344 | 689 | 2 | 8 | 879 | 2 | 15 | 94 | 2 | 8 | 715 | 2 | 8 | 875 | 2 | 15 | 123 | 2 | 8 | 225 | 2 | 19 | 5 | E | 9 | 4 | E | 9 | 31.1 | A | 7 | 3.3 | A | 7 | 17 | A | 7 | 842 | A | 7 | 360 | B | 8 | 1.5 | A | 7 | 16000 | B | 7 | 77777 | A | 7 | 1.8 | E | 8 | 0.065 | F | 8 | 0.21 | F | 8 | 0 | 1 | D | 9 | 17 | C | 8
2005-09-04 | 16:00 | 716 | 1344 | 537 | 2 | 8 | 841 | 2 | 15 | 88 | 2 | 8 | 566 | 2 | 8 | 832 | 2 | 15 | 122 | 2 | 8 | 196 | 2 | 19 | 5 | E | 9 | 5 | E | 9 | 31.1 | A | 7 | 3.3 | A | 7 | 17 | A | 7 | 842 | A | 7 | 330 | A | 7 | 2.6 | A | 7 | 16000 | B | 7 | 77777 | A | 7 | 1.8 | E | 8 | 0.065 | F | 8 | 0.21 | F | 8 | 0 | 1 | D | 9 | 17 | C | 8
2005-09-04 | 17:00 | 484 | 1344 | 321 | 2 | 8 | 678 | 2 | 15 | 77 | 2 | 8 | 337 | 2 | 8 | 631 | 2 | 15 | 109 | 2 | 8 | 151 | 2 | 19 | 6 | E | 9 | 5 | A | 7 | 30.6 | A | 7 | 3.3 | A | 7 | 18 | A | 7 | 834 | A | 7 | 40 | A | 7 | 2.6 | A | 7 | 16000 | B | 7 | 77777 | A | 7 | 1.8 | E | 8 | 0.065 | F | 8 | 0.21 | F | 8 | 0 | 1 | D | 9 | 17 | C | 8
2005-09-04 | 18:00 | 227 | 1344 | 130 | 2 | 8 | 590 | 2 | 15 | 30 | 2 | 8 | 134 | 2 | 8 | 445 | 2 | 15 | 58 | 2 | 8 | 61 | 2 | 19 | 4 | E | 9 | 4 | E | 9 | 27.8 | A | 7 | 4.4 | A | 7 | 22 | A | 7 | 841 | A | 7 | 340 | A | 7 | 6.7 | A | 7 | 16000 | B | 7 | 77777 | A | 7 | 1.8 | E | 8 | 0.065 | F | 8 | 0.21 | F | 8 | 0 | 1 | D | 9 | 17 | C | 8
2005-09-04 | 19:00 | 18 | 526 | 0 | 2 | 8 | 0 | 2 | 15 | 0 | 2 | 8 | 0 | 2 | 8 | 0 | 2 | 15 | 0 | 2 | 8 | 0 | 2 | 19 | 3 | E | 9 | 3 | E | 9 | 25 | A | 7 | 5.6 | A | 7 | 29 | A | 7 | 840 | A | 7 | 330 | A | 7 | 4.6 | A | 7 | 16000 | B | 7 | 77777 | A | 7 | 1.8 | E | 8 | 0.065 | F | 8 | 0.21 | F | 8 | 0 | 1 | D | 9 | 17 | C | 8
2005-09-04 | 20:00 | 0 | 0 | 0 | 2 | 0 | 0 | 2 | 0 | 0 | 2 | 0 | 0 | 2 | 0 | 0 | 2 | 0 | 0 | 2 | 0 | 0 | 2 | 0 | 5 | E | 9 | 4 | E | 9 | 23.9 | A | 7 | 6.1 | A | 7 | 32 | A | 7 | 835 | A | 7 | 360 | A | 7 | 4.1 | A | 7 | 16000 | B | 7 | 4267 | A | 7 | 1.8 | E | 8 | 0.065 | F | 8 | 0.21 | F | 8 | 0 | 1 | D | 9 | 17 | C | 8
2005-09-04 | 21:00 | 0 | 0 | 0 | 2 | 0 | 0 | 2 | 0 | 0 | 2 | 0 | 0 | 2 | 0 | 0 | 2 | 0 | 0 | 2 | 0 | 0 | 2 | 0 | 6 | E | 9 | 5 | A | 7 | 23.9 | A | 7 | 6.1 | A | 7 | 32 | A | 7 | 840 | A | 7 | 310 | A | 7 | 4.6 | A | 7 | 16000 | B | 7 | 77777 | A | 7 | 1.8 | E | 8 | 0.065 | F | 8 | 0.21 | F | 8 | 0 | 1 | D | 9 | 17 | C | 8
2005-09-04 | 22:00 | 0 | 0 | 0 | 2 | 0 | 0 | 2 | 0 | 0 | 2 | 0 | 0 | 2 | 0 | 0 | 2 | 0 | 0 | 2 | 0 | 0 | 2 | 0 | 10 | E | 9 | 9 | A | 7 | 23.9 | A | 7 | 6.1 | A | 7 | 32 | A | 7 | 840 | A | 7 | 280 | A | 7 | 3.6 | A | 7 | 16000 | B | 7 | 3658 | A | 7 | 1.8 | E | 8 | 0.065 | F | 8 | 0.21 | F | 8 | 0 | 1 | D | 9 | 17 | C | 8
2005-09-04 | 23:00 | 0 | 0 | 0 | 2 | 0 | 0 | 2 | 0 | 0 | 2 | 0 | 0 | 2 | 0 | 0 | 2 | 0 | 0 | 2 | 0 | 0 | 2 | 0 | 9 | E | 9 | 8 | A | 7 | 23.9 | A | 7 | 6.7 | A | 7 | 33 | A | 7 | 835 | A | 7 | 320 | A | 7 | 1.5 | A | 7 | 16000 | B | 7 | 3658 | A | 7 | 1.8 | E | 8 | 0.065 | F | 8 | 0.21 | F | 8 | 0 | 1 | D | 9 | 17 | C | 8
2005-09-04 | 24:00 | 0 | 0 | 0 | 2 | 0 | 0 | 2 | 0 | 0 | 2 | 0 | 0 | 2 | 0 | 0 | 2 | 0 | 0 | 2 | 0 | 0 | 2 | 0 | 0 | E | 9 | 0 | E | 9 | 21.7 | A | 7 | 6.7 | A | 7 | 38 | A | 7 | 838 | A | 7 | 240 | A | 7 | 3.6 | A | 7 | 16000 | B | 7 | 3658 | A | 7 | 1.8 | E | 8 | 0.065 | F | 8 | 0.21 | F | 8 | 0 | 1 | D | 9 | 17 | C | 8
2005-09-05 | 1:00 | 0 | 0 | 0 | 2 | 0 | 0 | 2 | 0 | 0 | 2 | 0 | 0 | 2 | 0 | 0 | 2 | 0 | 0 | 2 | 0 | 0 | 2 | 0 | 0 | E | 9 | 0 | E | 9 | 19.4 | A | 7 | 7.8 | A | 7 | 47 | A | 7 | 837 | A | 7 | 230 | A | 7 | 5.7 | A | 7 | 16000 | B | 7 | 77777 | A | 7 | 1.8 | E | 8 | 0.064 | F | 8 | 0.21 | F | 8 | 0 | 1 | D | 9 | 17 | C | 8
2005-09-05 | 2:00 | 0 | 0 | 0 | 2 | 0 | 0 | 2 | 0 | 0 | 2 | 0 | 0 | 2 | 0 | 0 | 2 | 0 | 0 | 2 | 0 | 0 | 2 | 0 | 8 | E | 9 | 8 | E | 9 | 20 | A | 7 | 7.2 | A | 7 | 43 | A | 7 | 835 | A | 7 | 220 | A | 7 | 4.6 | A | 7 | 16000 | B | 7 | 3353 | A | 7 | 1.8 | E | 8 | 0.064 | F | 8 | 0.21 | F | 8 | 0 | 1 | D | 9 | 17 | C | 8
2005-09-05 | 3:00 | 0 | 0 | 0 | 2 | 0 | 0 | 2 | 0 | 0 | 2 | 0 | 0 | 2 | 0 | 0 | 2 | 0 | 0 | 2 | 0 | 0 | 2 | 0 | 5 | E | 9 | 5 | E | 9 | 17.8 | A | 7 | 7.2 | A | 7 | 50 | A | 7 | 836 | A | 7 | 230 | A | 7 | 5.2 | A | 7 | 16000 | B | 7 | 6096 | A | 7 | 1.9 | E | 8 | 0.064 | F | 8 | 0.21 | F | 8 | 0 | 1 | D | 9 | 17 | C | 8
2005-09-05 | 4:00 | 0 | 0 | 0 | 2 | 0 | 0 | 2 | 0 | 0 | 2 | 0 | 0 | 2 | 0 | 0 | 2 | 0 | 0 | 2 | 0 | 0 | 2 | 0 | 5 | E | 9 | 5 | E | 9 | 17.2 | A | 7 | 6.7 | A | 7 | 50 | A | 7 | 836 | A | 7 | 230 | A | 7 | 4.6 | A | 7 | 16000 | B | 7 | 6096 | A | 7 | 1.9 | E | 8 | 0.064 | F | 8 | 0.21 | F | 8 | 0 | 1 | D | 9 | 17 | C | 8
2005-09-05 | 5:00 | 0 | 0 | 0 | 2 | 0 | 0 | 2 | 0 | 0 | 2 | 0 | 0 | 2 | 0 | 0 | 2 | 0 | 0 | 2 | 0 | 0 | 2 | 0 | 8 | E | 9 | 8 | E | 9 | 16.1 | A | 7 | 6.7 | A | 7 | 54 | A | 7 | 835 | A | 7 | 240 | A | 7 | 3.6 | A | 7 | 16000 | B | 7 | 3353 | A | 7 | 2 | E | 8 | 0.064 | F | 8 | 0.21 | F | 8 | 0 | 1 | D | 9 | 17 | C | 8
2005-09-05 | 6:00 | 26 | 639 | 0 | 2 | 8 | 0 | 2 | 15 | 0 | 2 | 8 | 0 | 2 | 8 | 0 | 2 | 15 | 0 | 2 | 8 | 0 | 2 | 19 | 5 | E | 9 | 5 | E | 9 | 16.1 | A | 7 | 6.7 | A | 7 | 54 | A | 7 | 837 | A | 7 | 240 | A | 7 | 4.1 | A | 7 | 16000 | B | 7 | 4267 | A | 7 | 2 | E | 8 | 0.064 | F | 8 | 0.21 | F | 8 | 0 | 1 | D | 9 | 17 | C | 8
2005-09-05 | 7:00 | 247 | 1344 | 167 | 2 | 8 | 360 | 2 | 15 | 101 | 2 | 8 | 171 | 2 | 8 | 256 | 2 | 15 | 124 | 2 | 8 | 213 | 2 | 19 | 5 | E | 9 | 5 | E | 9 | 17.8 | A | 7 | 6.1 | A | 7 | 46 | A | 7 | 838 | A | 7 | 230 | A | 7 | 4.6 | A | 7 | 16000 | B | 7 | 4267 | A | 7 | 1.9 | E | 8 | 0.064 | F | 8 | 0.21 | F | 8 | 0 | 1 | D | 9 | 17 | C | 8
2005-09-05 | 8:00 | 503 | 1344 | 195 | 2 | 8 | 177 | 2 | 15 | 128 | 2 | 8 | 209 | 2 | 8 | 172 | 2 | 15 | 144 | 2 | 8 | 258 | 2 | 19 | 3 | E | 9 | 3 | E | 9 | 22.8 | A | 7 | 5.6 | A | 7 | 33 | A | 7 | 836 | A | 7 | 240 | A | 7 | 5.2 | A | 7 | 16000 | B | 7 | 77777 | A | 7 | 1.9 | E | 8 | 0.064 | F | 8 | 0.21 | F | 8 | 0 | 1 | D | 9 | 17 | C | 8
2005-09-05 | 9:00 | 732 | 1344 | 536 | 2 | 8 | 638 | 2 | 15 | 188 | 2 | 8 | 567 | 2 | 8 | 647 | 2 | 15 | 214 | 2 | 8 | 416 | 2 | 19 | 3 | E | 9 | 3 | E | 9 | 26.7 | A | 7 | 4.4 | A | 7 | 24 | A | 7 | 842 | A | 7 | 310 | A | 7 | 2.6 | A | 7 | 16000 | B | 7 | 77777 | A | 7 | 1.8 | E | 8 | 0.064 | F | 8 | 0.21 | F | 8 | 0 | 1 | D | 9 | 17 | C | 8
2005-09-05 | 10:00 | 918 | 1344 | 674 | 2 | 8 | 734 | 2 | 15 | 171 | 2 | 8 | 710 | 2 | 8 | 743 | 2 | 15 | 201 | 2 | 8 | 461 | 2 | 19 | 3 | E | 9 | 3 | E | 9 | 28.3 | A | 7 | 3.9 | A | 7 | 21 | A | 7 | 843 | A | 7 | 10 | B | 8 | 3.1 | A | 7 | 16000 | B | 7 | 77777 | A | 7 | 1.8 | E | 8 | 0.064 | F | 8 | 0.21 | F | 8 | 0 | 1 | D | 9 | 17 | C | 8
2005-09-05 | 11:00 | 1048 | 1344 | 830 | 2 | 8 | 917 | 2 | 15 | 113 | 2 | 8 | 857 | 2 | 8 | 917 | 2 | 15 | 140 | 2 | 8 | 312 | 2 | 19 | 4 | E | 9 | 4 | E | 9 | 30 | A | 7 | 2.2 | A | 7 | 17 | A | 7 | 837 | A | 7 | 60 | A | 7 | 4.1 | A | 7 | 16000 | B | 7 | 77777 | A | 7 | 1.7 | E | 8 | 0.064 | F | 8 | 0.21 | F | 8 | 0 | 1 | D | 9 | 17 | C | 8
2005-09-05 | 12:00 | 1114 | 1344 | 837 | 2 | 8 | 824 | 2 | 15 | 153 | 2 | 8 | 884 | 2 | 8 | 831 | 2 | 15 | 193 | 2 | 8 | 564 | 2 | 19 | 5 | E | 9 | 5 | E | 9 | 30.6 | A | 7 | 2.2 | A | 7 | 16 | A | 7 | 843 | A | 7 | 270 | A | 7 | 3.1 | A | 7 | 16000 | B | 7 | 77777 | A | 7 | 1.8 | E | 8 | 0.064 | F | 8 | 0.21 | F | 8 | 0 | 1 | D | 9 | 17 | C | 8
2005-09-05 | 13:00 | 1111 | 1344 | 815 | 2 | 8 | 671 | 2 | 15 | 260 | 2 | 8 | 853 | 2 | 8 | 676 | 2 | 15 | 293 | 2 | 8 | 991 | 2 | 19 | 6 | E | 9 | 6 | E | 9 | 30 | A | 7 | 2.8 | A | 7 | 18 | A | 7 | 843 | A | 7 | 310 | A | 7 | 2.1 | A | 7 | 16000 | B | 7 | 4267 | A | 7 | 1.8 | E | 8 | 0.064 | F | 8 | 0.21 | F | 8 | 0 | 1 | D | 9 | 17 | C | 8
2005-09-05 | 14:00 | 1038 | 1344 | 379 | 2 | 8 | 125 | 2 | 15 | 282 | 2 | 8 | 422 | 2 | 8 | 134 | 2 | 15 | 318 | 2 | 8 | 958 | 2 | 19 | 7 | E | 9 | 7 | E | 9 | 30.6 | A | 7 | 2.2 | A | 7 | 16 | A | 7 | 835 | A | 7 | 260 | B | 8 | 3.1 | A | 7 | 16000 | B | 7 | 4572 | A | 7 | 1.8 | E | 8 | 0.064 | F | 8 | 0.21 | F | 8 | 0 | 1 | D | 9 | 17 | C | 8
2005-09-05 | 15:00 | 902 | 1344 | 546 | 2 | 8 | 374 | 2 | 15 | 295 | 2 | 8 | 589 | 2 | 8 | 401 | 2 | 15 | 319 | 2 | 8 | 813 | 2 | 19 | 7 | E | 9 | 7 | E | 9 | 31.1 | A | 7 | 2.2 | A | 7 | 16 | A | 7 | 843 | A | 7 | 200 | B | 8 | 2.1 | A | 7 | 16000 | B | 7 | 4572 | A | 7 | 1.8 | E | 8 | 0.064 | F | 8 | 0.21 | F | 8 | 0 | 1 | D | 9 | 17 | C | 8
2005-09-05 | 16:00 | 710 | 1344 | 126 | 2 | 8 | 0 | 2 | 15 | 126 | 2 | 8 | 150 | 2 | 8 | 0 | 2 | 15 | 150 | 2 | 8 | 576 | 2 | 19 | 7 | E | 9 | 6 | E | 9 | 31.7 | A | 7 | 2.2 | A | 7 | 15 | A | 7 | 843 | A | 7 | 150 | A | 7 | 5.7 | A | 7 | 16000 | B | 7 | 7620 | A | 7 | 1.9 | E | 8 | 0.064 | F | 8 | 0.21 | F | 8 | 0 | 1 | D | 9 | 17 | C | 8
2005-09-05 | 17:00 | 478 | 1344 | 331 | 2 | 8 | 545 | 2 | 15 | 136 | 2 | 8 | 341 | 2 | 8 | 506 | 2 | 15 | 161 | 2 | 8 | 265 | 2 | 19 | 9 | E | 9 | 7 | A | 7 | 29.4 | A | 7 | 2.2 | A | 7 | 17 | A | 7 | 835 | A | 7 | 180 | A | 7 | 4.6 | A | 7 | 16000 | B | 7 | 7620 | A | 7 | 1.9 | E | 8 | 0.064 | F | 8 | 0.21 | F | 8 | 0 | 1 | D | 9 | 17 | C | 8
2005-09-05 | 18:00 | 220 | 1344 | 104 | 2 | 8 | 343 | 2 | 15 | 48 | 2 | 8 | 106 | 2 | 8 | 239 | 2 | 15 | 66 | 2 | 8 | 84 | 2 | 19 | 6 | E | 9 | 6 | E | 9 | 27.2 | A | 7 | 3.9 | A | 7 | 22 | A | 7 | 842 | A | 7 | 250 | A | 7 | 2.1 | A | 7 | 16000 | B | 7 | 7620 | A | 7 | 1.9 | E | 8 | 0.064 | F | 8 | 0.21 | F | 8 | 0 | 1 | D | 9 | 17 | C | 8
2005-09-05 | 19:00 | 16 | 482 | 0 | 2 | 8 | 0 | 2 | 15 | 0 | 2 | 8 | 0 | 2 | 8 | 0 | 2 | 15 | 0 | 2 | 8 | 0 | 2 | 19 | 5 | E | 9 | 4 | E | 9 | 25 | A | 7 | 5.6 | A | 7 | 29 | A | 7 | 842 | A | 7 | 330 | A | 7 | 4.6 | A | 7 | 16000 | B | 7 | 7620 | A | 7 | 1.8 | E | 8 | 0.064 | F | 8 | 0.21 | F | 8 | 0 | 1 | D | 9 | 17 | C | 8
2005-09-05 | 20:00 | 0 | 0 | 0 | 2 | 0 | 0 | 2 | 0 | 0 | 2 | 0 | 0 | 2 | 0 | 0 | 2 | 0 | 0 | 2 | 0 | 0 | 2 | 0 | 5 | E | 9 | 5 | E | 9 | 21.1 | A | 7 | 5 | A | 7 | 35 | A | 7 | 837 | A | 7 | 100 | A | 7 | 4.1 | A | 7 | 16000 | B | 7 | 7620 | A | 7 | 1.7 | E | 8 | 0.064 | F | 8 | 0.21 | F | 8 | 0 | 1 | D | 9 | 17 | C | 8
2005-09-05 | 21:00 | 0 | 0 | 0 | 2 | 0 | 0 | 2 | 0 | 0 | 2 | 0 | 0 | 2 | 0 | 0 | 2 | 0 | 0 | 2 | 0 | 0 | 2 | 0 | 5 | E | 9 | 5 | A | 7 | 18.9 | A | 7 | 5 | A | 7 | 40 | A | 7 | 839 | A | 7 | 140 | A | 7 | 3.1 | A | 7 | 16000 | B | 7 | 77777 | A | 7 | 1.7 | E | 8 | 0.064 | F | 8 | 0.21 | F | 8 | 0 | 1 | D | 9 | 17 | C | 8
2005-09-05 | 22:00 | 0 | 0 | 0 | 2 | 0 | 0 | 2 | 0 | 0 | 2 | 0 | 0 | 2 | 0 | 0 | 2 | 0 | 0 | 2 | 0 | 0 | 2 | 0 | 5 | E | 9 | 5 | A | 7 | 20.6 | A | 7 | 5.6 | A | 7 | 37 | A | 7 | 840 | A | 7 | 180 | A | 7 | 5.2 | A | 7 | 16000 | B | 7 | 77777 | A | 7 | 1.6 | E | 8 | 0.064 | F | 8 | 0.21 | F | 8 | 0 | 1 | D | 9 | 17 | C | 8
2005-09-05 | 23:00 | 0 | 0 | 0 | 2 | 0 | 0 | 2 | 0 | 0 | 2 | 0 | 0 | 2 | 0 | 0 | 2 | 0 | 0 | 2 | 0 | 0 | 2 | 0 | 5 | E | 9 | 5 | A | 7 | 18.3 | A | 7 | 6.1 | A | 7 | 45 | A | 7 | 837 | A | 7 | 270 | A | 7 | 3.6 | A | 7 | 16000 | B | 7 | 77777 | A | 7 | 1.6 | E | 8 | 0.064 | F | 8 | 0.21 | F | 8 | 0 | 1 | D | 9 | 17 | C | 8
2005-09-05 | 24:00 | 0 | 0 | 0 | 2 | 0 | 0 | 2 | 0 | 0 | 2 | 0 | 0 | 2 | 0 | 0 | 2 | 0 | 0 | 2 | 0 | 0 | 2 | 0 | 0 | E | 9 | 0 | E | 9 | 20.6 | A | 7 | 6.7 | A | 7 | 40 | A | 7 | 840 | A | 7 | 0 | A | 7 | 0 | A | 7 | 16000 | B | 7 | 77777 | A | 7 | 1.5 | E | 8 | 0.064 | F | 8 | 0.21 | F | 8 | 0 | 1 | D | 9 | 17 | C | 8
2005-09-06 | 1:00 | 0 | 0 | 0 | 2 | 0 | 0 | 2 | 0 | 0 | 2 | 0 | 0 | 2 | 0 | 0 | 2 | 0 | 0 | 2 | 0 | 0 | 2 | 0 | 1 | E | 9 | 1 | E | 9 | 17.2 | A | 7 | 7.2 | A | 7 | 52 | A | 7 | 838 | A | 7 | 220 | A | 7 | 3.1 | A | 7 | 16000 | B | 7 | 77777 | A | 7 | 1.5 | E | 8 | 0.063 | F | 8 | 0.21 | F | 8 | 0 | 1 | D | 9 | 17 | C | 8
2005-09-06 | 2:00 | 0 | 0 | 0 | 2 | 0 | 0 | 2 | 0 | 0 | 2 | 0 | 0 | 2 | 0 | 0 | 2 | 0 | 0 | 2 | 0 | 0 | 2 | 0 | 0 | E | 9 | 0 | E | 9 | 16.1 | A | 7 | 7.2 | A | 7 | 56 | A | 7 | 837 | A | 7 | 230 | A | 7 | 3.1 | A | 7 | 16000 | B | 7 | 77777 | A | 7 | 1.5 | E | 8 | 0.063 | F | 8 | 0.21 | F | 8 | 0 | 1 | D | 9 | 17 | C | 8
2005-09-06 | 3:00 | 0 | 0 | 0 | 2 | 0 | 0 | 2 | 0 | 0 | 2 | 0 | 0 | 2 | 0 | 0 | 2 | 0 | 0 | 2 | 0 | 0 | 2 | 0 | 0 | E | 9 | 0 | E | 9 | 17.2 | A | 7 | 7.2 | A | 7 | 52 | A | 7 | 838 | A | 7 | 210 | A | 7 | 4.6 | A | 7 | 16000 | B | 7 | 77777 | A | 7 | 1.6 | E | 8 | 0.063 | F | 8 | 0.21 | F | 8 | 0 | 1 | D | 9 | 17 | C | 8
2005-09-06 | 4:00 | 0 | 0 | 0 | 2 | 0 | 0 | 2 | 0 | 0 | 2 | 0 | 0 | 2 | 0 | 0 | 2 | 0 | 0 | 2 | 0 | 0 | 2 | 0 | 4 | E | 9 | 4 | E | 9 | 16.1 | A | 7 | 6.7 | A | 7 | 54 | A | 7 | 838 | A | 7 | 230 | A | 7 | 4.6 | A | 7 | 16000 | B | 7 | 77777 | A | 7 | 1.7 | E | 8 | 0.063 | F | 8 | 0.21 | F | 8 | 0 | 1 | D | 9 | 17 | C | 8
2005-09-06 | 5:00 | 0 | 0 | 0 | 2 | 0 | 0 | 2 | 0 | 0 | 2 | 0 | 0 | 2 | 0 | 0 | 2 | 0 | 0 | 2 | 0 | 0 | 2 | 0 | 5 | E | 9 | 5 | E | 9 | 17.2 | A | 7 | 6.1 | A | 7 | 48 | A | 7 | 839 | A | 7 | 330 | A | 7 | 3.1 | A | 7 | 16000 | B | 7 | 77777 | A | 7 | 1.9 | E | 8 | 0.063 | F | 8 | 0.21 | F | 8 | 0 | 1 | D | 9 | 17 | C | 8
2005-09-06 | 6:00 | 25 | 616 | 0 | 2 | 8 | 0 | 2 | 15 | 0 | 2 | 8 | 0 | 2 | 8 | 0 | 2 | 15 | 0 | 2 | 8 | 0 | 2 | 19 | 4 | E | 9 | 4 | E | 9 | 15.6 | A | 7 | 7.2 | A | 7 | 57 | A | 7 | 841 | A | 7 | 330 | A | 7 | 5.2 | A | 7 | 16000 | B | 7 | 6096 | A | 7 | 1.9 | E | 8 | 0.063 | F | 8 | 0.21 | F | 8 | 0 | 1 | D | 9 | 17 | C | 8
2005-09-06 | 7:00 | 244 | 1345 | 169 | 2 | 8 | 398 | 2 | 15 | 96 | 2 | 8 | 166 | 2 | 8 | 281 | 2 | 15 | 115 | 2 | 8 | 187 | 2 | 19 | 6 | E | 9 | 6 | E | 9 | 15.6 | A | 7 | 6.7 | A | 7 | 55 | A | 7 | 842 | A | 7 | 330 | A | 7 | 6.2 | A | 7 | 16000 | B | 7 | 4267 | A | 7 | 1.9 | E | 8 | 0.063 | F | 8 | 0.21 | F | 8 | 0 | 1 | D | 9 | 17 | C | 8
2005-09-06 | 8:00 | 499 | 1345 | 260 | 2 | 8 | 246 | 2 | 15 | 168 | 2 | 8 | 273 | 2 | 8 | 238 | 2 | 15 | 184 | 2 | 8 | 359 | 2 | 19 | 8 | E | 9 | 8 | E | 9 | 17.8 | A | 7 | 6.1 | A | 7 | 46 | A | 7 | 842 | A | 7 | 310 | A | 7 | 6.2 | A | 7 | 16000 | B | 7 | 4267 | A | 7 | 1.9 | E | 8 | 0.063 | F | 8 | 0.21 | F | 8 | 0 | 1 | D | 9 | 17 | C | 8
2005-09-06 | 9:00 | 728 | 1345 | 398 | 2 | 8 | 258 | 2 | 15 | 258 | 2 | 8 | 432 | 2 | 8 | 267 | 2 | 15 | 287 | 2 | 8 | 663 | 2 | 19 | 10 | E | 9 | 9 | E | 9 | 18.9 | A | 7 | 6.7 | A | 7 | 45 | A | 7 | 845 | A | 7 | 300 | A | 7 | 4.6 | A | 7 | 16000 | B | 7 | 3048 | A | 7 | 1.9 | E | 8 | 0.063 | F | 8 | 0.21 | F | 8 | 0 | 1 | D | 9 | 17 | C | 8
2005-09-06 | 10:00 | 914 | 1345 | 388 | 2 | 8 | 97 | 2 | 15 | 322 | 2 | 8 | 427 | 2 | 8 | 99 | 2 | 15 | 359 | 2 | 8 | 1104 | 2 | 19 | 10 | E | 9 | 9 | E | 9 | 21.7 | A | 7 | 6.7 | A | 7 | 38 | A | 7 | 846 | A | 7 | 20 | A | 7 | 3.6 | A | 7 | 16000 | B | 7 | 2743 | A | 7 | 1.9 | E | 8 | 0.063 | F | 8 | 0.21 | F | 8 | 0 | 1 | D | 9 | 17 | C | 8
2005-09-06 | 11:00 | 1045 | 1345 | 415 | 2 | 8 | 54 | 2 | 15 | 373 | 2 | 8 | 457 | 2 | 8 | 56 | 2 | 15 | 414 | 2 | 8 | 1427 | 2 | 19 | 9 | E | 9 | 9 | E | 9 | 22.2 | A | 7 | 6.7 | A | 7 | 37 | A | 7 | 842 | A | 7 | 30 | A | 7 | 4.6 | A | 7 | 16000 | B | 7 | 2134 | A | 7 | 1.9 | E | 8 | 0.063 | F | 8 | 0.21 | F | 8 | 0 | 1 | D | 9 | 17 | C | 8
2005-09-06 | 12:00 | 1110 | 1345 | 140 | 2 | 8 | 0 | 2 | 15 | 140 | 2 | 8 | 175 | 2 | 8 | 0 | 2 | 15 | 175 | 2 | 8 | 734 | 2 | 19 | 9 | E | 9 | 9 | E | 9 | 21.7 | A | 7 | 6.7 | A | 7 | 38 | A | 7 | 845 | A | 7 | 50 | A | 7 | 2.6 | A | 7 | 16000 | B | 7 | 3048 | A | 7 | 2 | E | 8 | 0.063 | F | 8 | 0.21 | F | 8 | 0 | 1 | D | 9 | 17 | C | 8
2005-09-06 | 13:00 | 1106 | 1345 | 893 | 2 | 8 | 779 | 2 | 15 | 250 | 2 | 8 | 935 | 2 | 8 | 786 | 2 | 15 | 287 | 2 | 8 | 944 | 2 | 19 | 8 | E | 9 | 8 | E | 9 | 22.2 | A | 7 | 8.3 | A | 7 | 41 | A | 7 | 846 | A | 7 | 30 | A | 7 | 5.7 | A | 7 | 16000 | B | 7 | 4267 | A | 7 | 2 | E | 8 | 0.063 | F | 8 | 0.21 | F | 8 | 0 | 1 | D | 9 | 17 | C | 8
2005-09-06 | 14:00 | 1033 | 1345 | 735 | 2 | 8 | 585 | 2 | 15 | 284 | 2 | 8 | 783 | 2 | 8 | 609 | 2 | 15 | 314 | 2 | 8 | 940 | 2 | 19 | 6 | E | 9 | 6 | E | 9 | 24.4 | A | 7 | 8.3 | A | 7 | 36 | A | 7 | 841 | A | 7 | 10 | A | 7 | 4.1 | A | 7 | 16000 | B | 7 | 4267 | A | 7 | 2 | E | 8 | 0.063 | F | 8 | 0.21 | F | 8 | 0 | 1 | D | 9 | 17 | C | 8
2005-09-06 | 15:00 | 896 | 1345 | 273 | 2 | 8 | 36 | 2 | 15 | 249 | 2 | 8 | 301 | 2 | 8 | 36 | 2 | 15 | 277 | 2 | 8 | 880 | 2 | 19 | 5 | E | 9 | 5 | E | 9 | 25 | A | 7 | 8.9 | A | 7 | 36 | A | 7 | 846 | A | 7 | 30 | A | 7 | 4.1 | A | 7 | 16000 | B | 7 | 4267 | A | 7 | 2.2 | E | 8 | 0.063 | F | 8 | 0.21 | F | 8 | 0 | 1 | D | 9 | 17 | C | 8
2005-09-06 | 16:00 | 704 | 1345 | 317 | 2 | 8 | 135 | 2 | 15 | 246 | 2 | 8 | 344 | 2 | 8 | 139 | 2 | 15 | 271 | 2 | 8 | 624 | 2 | 19 | 3 | E | 9 | 3 | E | 9 | 25 | A | 7 | 8.9 | A | 7 | 36 | A | 7 | 846 | A | 7 | 60 | B | 8 | 2.1 | A | 7 | 16000 | B | 7 | 77777 | A | 7 | 2.3 | E | 8 | 0.063 | F | 8 | 0.21 | F | 8 | 0 | 1 | D | 9 | 17 | C | 8
2005-09-06 | 17:00 | 471 | 1345 | 309 | 2 | 8 | 493 | 2 | 15 | 136 | 2 | 8 | 319 | 2 | 8 | 456 | 2 | 15 | 159 | 2 | 8 | 265 | 2 | 19 | 6 | E | 9 | 5 | A | 7 | 24.4 | A | 7 | 8.3 | A | 7 | 36 | A | 7 | 840 | A | 7 | 80 | A | 7 | 3.6 | A | 7 | 16000 | B | 7 | 77777 | A | 7 | 2.4 | E | 8 | 0.063 | F | 8 | 0.21 | F | 8 | 0 | 1 | D | 9 | 17 | C | 8
2005-09-06 | 18:00 | 213 | 1345 | 24 | 2 | 8 | 0 | 2 | 15 | 24 | 2 | 8 | 29 | 2 | 8 | 0 | 2 | 15 | 29 | 2 | 8 | 96 | 2 | 19 | 7 | E | 9 | 7 | E | 9 | 22.8 | A | 7 | 8.9 | A | 7 | 41 | A | 7 | 846 | A | 7 | 140 | A | 7 | 5.2 | A | 7 | 16000 | B | 7 | 4572 | A | 7 | 2.3 | E | 8 | 0.063 | F | 8 | 0.21 | F | 8 | 0 | 1 | D | 9 | 17 | C | 8
2005-09-06 | 19:00 | 13 | 460 | 0 | 2 | 8 | 0 | 2 | 15 | 0 | 2 | 8 | 0 | 2 | 8 | 0 | 2 | 15 | 0 | 2 | 8 | 0 | 2 | 19 | 9 | E | 9 | 9 | E | 9 | 21.1 | A | 7 | 8.9 | A | 7 | 46 | A | 7 | 845 | A | 7 | 170 | A | 7 | 2.6 | A | 7 | 16000 | B | 7 | 3300 | A | 7 | 2.3 | E | 8 | 0.063 | F | 8 | 0.21 | F | 8 | 0 | 1 | D | 9 | 17 | C | 8
2005-09-06 | 20:00 | 0 | 0 | 0 | 2 | 0 | 0 | 2 | 0 | 0 | 2 | 0 | 0 | 2 | 0 | 0 | 2 | 0 | 0 | 2 | 0 | 0 | 2 | 0 | 8 | E | 9 | 8 | E | 9 | 18.9 | A | 7 | 11.1 | A | 7 | 61 | A | 7 | 841 | A | 7 | 180 | A | 7 | 3.6 | A | 7 | 16000 | B | 7 | 3658 | A | 7 | 2.2 | E | 8 | 0.063 | F | 8 | 0.21 | F | 8 | 0 | 1 | D | 9 | 17 | C | 8
2005-09-06 | 21:00 | 0 | 0 | 0 | 2 | 0 | 0 | 2 | 0 | 0 | 2 | 0 | 0 | 2 | 0 | 0 | 2 | 0 | 0 | 2 | 0 | 0 | 2 | 0 | 10 | E | 9 | 9 | A | 7 | 18.3 | A | 7 | 10.6 | A | 7 | 61 | A | 7 | 844 | A | 7 | 200 | A | 7 | 3.1 | A | 7 | 16000 | B | 7 | 3658 | A | 7 | 2.2 | E | 8 | 0.063 | F | 8 | 0.21 | F | 8 | 0 | 1 | D | 9 | 17 | C | 8
2005-09-06 | 22:00 | 0 | 0 | 0 | 2 | 0 | 0 | 2 | 0 | 0 | 2 | 0 | 0 | 2 | 0 | 0 | 2 | 0 | 0 | 2 | 0 | 0 | 2 | 0 | 10 | B | 8 | 9 | B | 8 | 16.7 | A | 7 | 10.6 | A | 7 | 67 | A | 7 | 843 | A | 7 | 190 | A | 7 | 3.1 | A | 7 | 16000 | B | 7 | 3962 | A | 7 | 2.1 | E | 8 | 0.063 | F | 8 | 0.21 | F | 8 | 0 | 1 | D | 9 | 17 | C | 8
2005-09-06 | 23:00 | 0 | 0 | 0 | 2 | 0 | 0 | 2 | 0 | 0 | 2 | 0 | 0 | 2 | 0 | 0 | 2 | 0 | 0 | 2 | 0 | 0 | 2 | 0 | 9 | E | 9 | 8 | A | 7 | 13.9 | A | 7 | 10 | A | 7 | 77 | A | 7 | 841 | A | 7 | 180 | A | 7 | 3.1 | A | 7 | 16000 | B | 7 | 3962 | A | 7 | 2.1 | E | 8 | 0.063 | F | 8 | 0.21 | F | 8 | 0 | 1 | D | 9 | 17 | C | 8
2005-09-06 | 24:00 | 0 | 0 | 0 | 2 | 0 | 0 | 2 | 0 | 0 | 2 | 0 | 0 | 2 | 0 | 0 | 2 | 0 | 0 | 2 | 0 | 0 | 2 | 0 | 2 | E | 9 | 2 | E | 9 | 13.9 | A | 7 | 10 | A | 7 | 77 | A | 7 | 842 | A | 7 | 190 | A | 7 | 4.1 | A | 7 | 16000 | B | 7 | 77777 | A | 7 | 2 | E | 8 | 0.063 | F | 8 | 0.21 | F | 8 | 0 | 1 | D | 9 | 17 | C | 8
2005-09-07 | 1:00 | 0 | 0 | 0 | 2 | 0 | 0 | 2 | 0 | 0 | 2 | 0 | 0 | 2 | 0 | 0 | 2 | 0 | 0 | 2 | 0 | 0 | 2 | 0 | 3 | E | 9 | 3 | E | 9 | 15 | A | 7 | 10 | A | 7 | 72 | A | 7 | 842 | A | 7 | 170 | A | 7 | 4.6 | A | 7 | 16000 | B | 7 | 6096 | A | 7 | 2 | E | 8 | 0.062 | F | 8 | 0.21 | F | 8 | 0 | 1 | D | 9 | 17 | C | 8
2005-09-07 | 2:00 | 0 | 0 | 0 | 2 | 0 | 0 | 2 | 0 | 0 | 2 | 0 | 0 | 2 | 0 | 0 | 2 | 0 | 0 | 2 | 0 | 0 | 2 | 0 | 6 | E | 9 | 6 | E | 9 | 14.4 | A | 7 | 10 | A | 7 | 75 | A | 7 | 840 | A | 7 | 150 | A | 7 | 3.1 | A | 7 | 16000 | B | 7 | 6096 | A | 7 | 2 | E | 8 | 0.062 | F | 8 | 0.21 | F | 8 | 0 | 1 | D | 9 | 17 | C | 8
2005-09-07 | 3:00 | 0 | 0 | 0 | 2 | 0 | 0 | 2 | 0 | 0 | 2 | 0 | 0 | 2 | 0 | 0 | 2 | 0 | 0 | 2 | 0 | 0 | 2 | 0 | 8 | E | 9 | 8 | E | 9 | 15 | A | 7 | 10.6 | A | 7 | 75 | A | 7 | 840 | A | 7 | 240 | A | 7 | 3.1 | A | 7 | 16000 | B | 7 | 3353 | A | 7 | 2 | E | 8 | 0.062 | F | 8 | 0.21 | F | 8 | 0 | 1 | D | 9 | 17 | C | 8
2005-09-07 | 4:00 | 0 | 0 | 0 | 2 | 0 | 0 | 2 | 0 | 0 | 2 | 0 | 0 | 2 | 0 | 0 | 2 | 0 | 0 | 2 | 0 | 0 | 2 | 0 | 8 | E | 9 | 8 | E | 9 | 12.8 | A | 7 | 10 | A | 7 | 83 | A | 7 | 840 | A | 7 | 40 | A | 7 | 2.1 | A | 7 | 16000 | B | 7 | 3353 | A | 7 | 2.1 | E | 8 | 0.062 | F | 8 | 0.21 | F | 8 | 0 | 1 | D | 9 | 17 | C | 8
2005-09-07 | 5:00 | 0 | 0 | 0 | 2 | 0 | 0 | 2 | 0 | 0 | 2 | 0 | 0 | 2 | 0 | 0 | 2 | 0 | 0 | 2 | 0 | 0 | 2 | 0 | 8 | E | 9 | 8 | E | 9 | 14.4 | A | 7 | 10.6 | A | 7 | 78 | A | 7 | 839 | A | 7 | 250 | A | 7 | 3.1 | A | 7 | 16000 | B | 7 | 3353 | A | 7 | 2.1 | E | 8 | 0.062 | F | 8 | 0.21 | F | 8 | 0 | 1 | D | 9 | 17 | C | 8
2005-09-07 | 6:00 | 23 | 594 | 0 | 2 | 8 | 0 | 2 | 15 | 0 | 2 | 8 | 0 | 2 | 8 | 0 | 2 | 15 | 0 | 2 | 8 | 0 | 2 | 19 | 5 | E | 9 | 5 | E | 9 | 13.9 | A | 7 | 10.6 | A | 7 | 80 | A | 7 | 841 | A | 7 | 240 | A | 7 | 2.6 | A | 7 | 16000 | B | 7 | 77777 | A | 7 | 2.1 | E | 8 | 0.062 | F | 8 | 0.21 | F | 8 | 0 | 1 | D | 9 | 17 | C | 8
2005-09-07 | 7:00 | 240 | 1346 | 171 | 2 | 8 | 531 | 2 | 15 | 76 | 2 | 8 | 168 | 2 | 8 | 370 | 2 | 15 | 102 | 2 | 8 | 119 | 2 | 19 | 3 | E | 9 | 3 | E | 9 | 16.1 | A | 7 | 11.1 | A | 7 | 72 | A | 7 | 842 | A | 7 | 260 | A | 7 | 4.1 | A | 7 | 16000 | B | 7 | 77777 | A | 7 | 2 | E | 8 | 0.062 | F | 8 | 0.21 | F | 8 | 0 | 1 | D | 9 | 17 | C | 8
2005-09-07 | 8:00 | 496 | 1346 | 362 | 2 | 8 | 784 | 2 | 15 | 72 | 2 | 8 | 371 | 2 | 8 | 729 | 2 | 15 | 102 | 2 | 8 | 138 | 2 | 19 | 3 | E | 9 | 3 | E | 9 | 19.4 | A | 7 | 11.1 | A | 7 | 59 | A | 7 | 840 | A | 7 | 260 | A | 7 | 4.6 | A | 7 | 16000 | B | 7 | 77777 | A | 7 | 2 | E | 8 | 0.062 | F | 8 | 0.21 | F | 8 | 0 | 1 | D | 9 | 17 | C | 8
2005-09-07 | 9:00 | 725 | 1346 | 517 | 2 | 8 | 736 | 2 | 15 | 119 | 2 | 8 | 545 | 2 | 8 | 734 | 2 | 15 | 148 | 2 | 8 | 265 | 2 | 19 | 3 | E | 9 | 3 | E | 9 | 22.2 | A | 7 | 10.6 | A | 7 | 48 | A | 7 | 845 | A | 7 | 270 | A | 7 | 3.6 | A | 7 | 16000 | B | 7 | 77777 | A | 7 | 2 | E | 8 | 0.062 | F | 8 | 0.21 | F | 8 | 0 | 1 | D | 9 | 17 | C | 8
2005-09-07 | 10:00 | 911 | 1346 | 725 | 2 | 8 | 916 | 2 | 15 | 103 | 2 | 8 | 750 | 2 | 8 | 911 | 2 | 15 | 132 | 2 | 8 | 231 | 2 | 19 | 3 | E | 9 | 3 | E | 9 | 24.4 | A | 7 | 10.6 | A | 7 | 42 | A | 7 | 846 | A | 7 | 300 | A | 7 | 3.6 | A | 7 | 16000 | B | 7 | 77777 | A | 7 | 1.9 | E | 8 | 0.062 | F | 8 | 0.21 | F | 8 | 0 | 1 | D | 9 | 17 | C | 8
2005-09-07 | 11:00 | 1041 | 1346 | 774 | 2 | 8 | 815 | 2 | 15 | 142 | 2 | 8 | 815 | 2 | 8 | 821 | 2 | 15 | 179 | 2 | 8 | 442 | 2 | 19 | 5 | E | 9 | 5 | E | 9 | 26.7 | A | 7 | 10.6 | A | 7 | 36 | A | 7 | 840 | A | 7 | 350 | B | 8 | 2.6 | A | 7 | 16000 | B | 7 | 77777 | A | 7 | 1.9 | E | 8 | 0.062 | F | 8 | 0.21 | F | 8 | 0 | 1 | D | 9 | 17 | C | 8
2005-09-07 | 12:00 | 1106 | 1346 | 849 | 2 | 8 | 884 | 2 | 15 | 121 | 2 | 8 | 875 | 2 | 8 | 884 | 2 | 15 | 146 | 2 | 8 | 370 | 2 | 19 | 6 | E | 9 | 6 | E | 9 | 28.9 | A | 7 | 8.3 | A | 7 | 27 | A | 7 | 847 | A | 7 | 40 | A | 7 | 4.1 | A | 7 | 16000 | B | 7 | 77777 | A | 7 | 1.9 | E | 8 | 0.062 | F | 8 | 0.21 | F | 8 | 0 | 1 | D | 9 | 17 | C | 8
2005-09-07 | 13:00 | 1101 | 1346 | 821 | 2 | 8 | 821 | 2 | 15 | 147 | 2 | 8 | 868 | 2 | 8 | 829 | 2 | 15 | 188 | 2 | 8 | 527 | 2 | 19 | 7 | E | 9 | 7 | E | 9 | 30.6 | A | 7 | 5.6 | A | 7 | 21 | A | 7 | 847 | A | 7 | 80 | A | 7 | 5.7 | A | 7 | 16000 | B | 7 | 77777 | A | 7 | 1.9 | E | 8 | 0.062 | F | 8 | 0.21 | F | 8 | 0 | 1 | D | 9 | 17 | C | 8
2005-09-07 | 14:00 | 1028 | 1346 | 810 | 2 | 8 | 919 | 2 | 15 | 106 | 2 | 8 | 838 | 2 | 8 | 918 | 2 | 15 | 134 | 2 | 8 | 291 | 2 | 19 | 4 | E | 9 | 4 | E | 9 | 31.1 | A | 7 | 2.8 | A | 7 | 17 | A | 7 | 838 | A | 7 | 20 | A | 7 | 6.2 | A | 7 | 16000 | B | 7 | 77777 | A | 7 | 1.9 | E | 8 | 0.062 | F | 8 | 0.21 | F | 8 | 0 | 1 | D | 9 | 17 | C | 8
2005-09-07 | 15:00 | 891 | 1346 | 688 | 2 | 8 | 908 | 2 | 15 | 85 | 2 | 8 | 716 | 2 | 8 | 903 | 2 | 15 | 117 | 2 | 8 | 212 | 2 | 19 | 4 | E | 9 | 4 | E | 9 | 31.7 | A | 7 | 2.2 | A | 7 | 15 | A | 7 | 846 | A | 7 | 30 | B | 8 | 2.6 | A | 7 | 16000 | B | 7 | 77777 | A | 7 | 1.9 | E | 8 | 0.062 | F | 8 | 0.21 | F | 8 | 0 | 1 | D | 9 | 17 | C | 8
2005-09-07 | 16:00 | 698 | 1346 | 530 | 2 | 8 | 864 | 2 | 15 | 81 | 2 | 8 | 562 | 2 | 8 | 854 | 2 | 15 | 118 | 2 | 8 | 182 | 2 | 19 | 5 | E | 9 | 5 | E | 9 | 31.7 | A | 7 | 1.1 | A | 7 | 14 | A | 7 | 846 | A | 7 | 40 | B | 8 | 3.1 | A | 7 | 16000 | B | 7 | 77777 | A | 7 | 2 | E | 8 | 0.062 | F | 8 | 0.21 | F | 8 | 0 | 1 | D | 9 | 17 | C | 8
2005-09-07 | 17:00 | 465 | 1346 | 303 | 2 | 8 | 693 | 2 | 15 | 64 | 2 | 8 | 313 | 2 | 8 | 638 | 2 | 15 | 93 | 2 | 8 | 126 | 2 | 19 | 5 | E | 9 | 5 | A | 7 | 30.6 | A | 7 | 0.6 | A | 7 | 15 | A | 7 | 837 | A | 7 | 40 | B | 8 | 2.1 | A | 7 | 16000 | B | 7 | 77777 | A | 7 | 2 | E | 8 | 0.062 | F | 8 | 0.21 | F | 8 | 0 | 1 | D | 9 | 17 | C | 8
2005-09-07 | 18:00 | 206 | 1346 | 109 | 2 | 8 | 533 | 2 | 15 | 27 | 2 | 8 | 112 | 2 | 8 | 389 | 2 | 15 | 52 | 2 | 8 | 55 | 2 | 19 | 5 | E | 9 | 5 | E | 9 | 27.8 | A | 7 | 1.7 | A | 7 | 18 | A | 7 | 844 | A | 7 | 50 | A | 7 | 3.6 | A | 7 | 16000 | B | 7 | 77777 | A | 7 | 2 | E | 8 | 0.062 | F | 8 | 0.21 | F | 8 | 0 | 1 | D | 9 | 17 | C | 8
2005-09-07 | 19:00 | 11 | 415 | 0 | 2 | 8 | 0 | 2 | 15 | 0 | 2 | 8 | 0 | 2 | 8 | 0 | 2 | 15 | 0 | 2 | 8 | 0 | 2 | 19 | 3 | E | 9 | 3 | E | 9 | 23.3 | A | 7 | 5.6 | A | 7 | 32 | A | 7 | 842 | A | 7 | 150 | A | 7 | 4.1 | A | 7 | 16000 | B | 7 | 77777 | A | 7 | 2.1 | E | 8 | 0.062 | F | 8 | 0.21 | F | 8 | 0 | 1 | D | 9 | 17 | C | 8
2005-09-07 | 20:00 | 0 | 0 | 0 | 2 | 0 | 0 | 2 | 0 | 0 | 2 | 0 | 0 | 2 | 0 | 0 | 2 | 0 | 0 | 2 | 0 | 0 | 2 | 0 | 4 | E | 9 | 4 | E | 9 | 23.3 | A | 7 | 8.9 | A | 7 | 40 | A | 7 | 838 | A | 7 | 120 | A | 7 | 3.1 | A | 7 | 16000 | B | 7 | 6096 | A | 7 | 2.2 | E | 8 | 0.062 | F | 8 | 0.21 | F | 8 | 0 | 1 | D | 9 | 17 | C | 8
2005-09-07 | 21:00 | 0 | 0 | 0 | 2 | 0 | 0 | 2 | 0 | 0 | 2 | 0 | 0 | 2 | 0 | 0 | 2 | 0 | 0 | 2 | 0 | 0 | 2 | 0 | 9 | E | 9 | 9 | A | 7 | 22.8 | A | 7 | 11.1 | A | 7 | 48 | A | 7 | 842 | A | 7 | 130 | A | 7 | 6.2 | A | 7 | 16000 | B | 7 | 3353 | A | 7 | 2.2 | E | 8 | 0.062 | F | 8 | 0.21 | F | 8 | 0 | 1 | D | 9 | 17 | C | 8
2005-09-07 | 22:00 | 0 | 0 | 0 | 2 | 0 | 0 | 2 | 0 | 0 | 2 | 0 | 0 | 2 | 0 | 0 | 2 | 0 | 0 | 2 | 0 | 0 | 2 | 0 | 9 | E | 9 | 9 | A | 7 | 20 | A | 7 | 11.7 | A | 7 | 59 | A | 7 | 841 | A | 7 | 130 | A | 7 | 6.7 | A | 7 | 16000 | B | 7 | 6096 | A | 7 | 2.2 | E | 8 | 0.062 | F | 8 | 0.21 | F | 8 | 0 | 1 | D | 9 | 17 | C | 8
2005-09-07 | 23:00 | 0 | 0 | 0 | 2 | 0 | 0 | 2 | 0 | 0 | 2 | 0 | 0 | 2 | 0 | 0 | 2 | 0 | 0 | 2 | 0 | 0 | 2 | 0 | 5 | E | 9 | 5 | A | 7 | 20 | A | 7 | 11.1 | A | 7 | 57 | A | 7 | 838 | A | 7 | 160 | A | 7 | 6.2 | A | 7 | 16000 | B | 7 | 77777 | A | 7 | 2.1 | E | 8 | 0.062 | F | 8 | 0.21 | F | 8 | 0 | 1 | D | 9 | 17 | C | 8
2005-09-07 | 24:00 | 0 | 0 | 0 | 2 | 0 | 0 | 2 | 0 | 0 | 2 | 0 | 0 | 2 | 0 | 0 | 2 | 0 | 0 | 2 | 0 | 0 | 2 | 0 | 4 | E | 9 | 4 | E | 9 | 19.4 | A | 7 | 11.7 | A | 7 | 61 | A | 7 | 840 | A | 7 | 190 | A | 7 | 7.2 | A | 7 | 16000 | B | 7 | 77777 | A | 7 | 2.1 | E | 8 | 0.062 | F | 8 | 0.21 | F | 8 | 0 | 1 | D | 9 | 17 | C | 8
2005-09-08 | 1:00 | 0 | 0 | 0 | 2 | 0 | 0 | 2 | 0 | 0 | 2 | 0 | 0 | 2 | 0 | 0 | 2 | 0 | 0 | 2 | 0 | 0 | 2 | 0 | 3 | E | 9 | 3 | E | 9 | 18.3 | A | 7 | 11.7 | A | 7 | 65 | A | 7 | 839 | A | 7 | 260 | A | 7 | 4.1 | A | 7 | 16000 | B | 7 | 77777 | A | 7 | 2.1 | E | 8 | 0.062 | F | 8 | 0.21 | F | 8 | 0 | 1 | D | 9 | 17 | C | 8
2005-09-08 | 2:00 | 0 | 0 | 0 | 2 | 0 | 0 | 2 | 0 | 0 | 2 | 0 | 0 | 2 | 0 | 0 | 2 | 0 | 0 | 2 | 0 | 0 | 2 | 0 | 5 | E | 9 | 5 | E | 9 | 17.2 | A | 7 | 11.1 | A | 7 | 67 | A | 7 | 838 | A | 7 | 260 | A | 7 | 3.1 | A | 7 | 16000 | B | 7 | 6096 | A | 7 | 2.1 | E | 8 | 0.062 | F | 8 | 0.21 | F | 8 | 0 | 1 | D | 9 | 17 | C | 8
2005-09-08 | 3:00 | 0 | 0 | 0 | 2 | 0 | 0 | 2 | 0 | 0 | 2 | 0 | 0 | 2 | 0 | 0 | 2 | 0 | 0 | 2 | 0 | 0 | 2 | 0 | 4 | E | 9 | 4 | E | 9 | 17.2 | A | 7 | 11.7 | A | 7 | 70 | A | 7 | 838 | A | 7 | 310 | A | 7 | 2.6 | A | 7 | 16000 | B | 7 | 77777 | A | 7 | 2.1 | E | 8 | 0.062 | F | 8 | 0.21 | F | 8 | 0 | 1 | D | 9 | 17 | C | 8
2005-09-08 | 4:00 | 0 | 0 | 0 | 2 | 0 | 0 | 2 | 0 | 0 | 2 | 0 | 0 | 2 | 0 | 0 | 2 | 0 | 0 | 2 | 0 | 0 | 2 | 0 | 4 | E | 9 | 4 | E | 9 | 13.9 | A | 7 | 10.6 | A | 7 | 80 | A | 7 | 837 | A | 7 | 290 | B | 8 | 2.6 | A | 7 | 16000 | B | 7 | 77777 | A | 7 | 2.1 | E | 8 | 0.062 | F | 8 | 0.21 | F | 8 | 0 | 1 | D | 9 | 17 | C | 8
2005-09-08 | 5:00 | 0 | 0 | 0 | 2 | 0 | 0 | 2 | 0 | 0 | 2 | 0 | 0 | 2 | 0 | 0 | 2 | 0 | 0 | 2 | 0 | 0 | 2 | 0 | 5 | E | 9 | 4 | E | 9 | 16.7 | A | 7 | 11.1 | A | 7 | 70 | A | 7 | 837 | A | 7 | 270 | B | 8 | 2.6 | A | 7 | 16000 | B | 7 | 6096 | A | 7 | 2.1 | E | 8 | 0.062 | F | 8 | 0.21 | F | 8 | 0 | 1 | D | 9 | 17 | C | 8
2005-09-08 | 6:00 | 21 | 572 | 0 | 2 | 8 | 0 | 2 | 15 | 0 | 2 | 8 | 0 | 2 | 8 | 0 | 2 | 15 | 0 | 2 | 8 | 0 | 2 | 19 | 6 | E | 9 | 6 | E | 9 | 15 | A | 7 | 11.1 | A | 7 | 77 | A | 7 | 838 | A | 7 | 250 | A | 7 | 3.1 | A | 7 | 16000 | B | 7 | 3658 | A | 7 | 2.1 | E | 8 | 0.062 | F | 8 | 0.21 | F | 8 | 0 | 1 | D | 9 | 17 | C | 8
2005-09-08 | 7:00 | 236 | 1346 | 162 | 2 | 8 | 629 | 2 | 15 | 52 | 2 | 8 | 164 | 2 | 8 | 451 | 2 | 15 | 85 | 2 | 8 | 91 | 2 | 19 | 6 | E | 9 | 6 | E | 9 | 19.4 | A | 7 | 11.1 | A | 7 | 59 | A | 7 | 840 | A | 7 | 240 | A | 7 | 3.6 | A | 7 | 16000 | B | 7 | 3658 | A | 7 | 2.1 | E | 8 | 0.062 | F | 8 | 0.21 | F | 8 | 0 | 1 | D | 9 | 17 | C | 8
2005-09-08 | 8:00 | 492 | 1346 | 362 | 2 | 8 | 797 | 2 | 15 | 70 | 2 | 8 | 372 | 2 | 8 | 741 | 2 | 15 | 101 | 2 | 8 | 136 | 2 | 19 | 7 | E | 9 | 7 | E | 9 | 23.3 | A | 7 | 10 | A | 7 | 43 | A | 7 | 838 | A | 7 | 290 | A | 7 | 2.1 | A | 7 | 16000 | B | 7 | 3658 | A | 7 | 2.1 | E | 8 | 0.062 | F | 8 | 0.21 | F | 8 | 0 | 1 | D | 9 | 17 | C | 8
2005-09-08 | 9:00 | 721 | 1346 | 498 | 2 | 8 | 712 | 2 | 15 | 115 | 2 | 8 | 526 | 2 | 8 | 711 | 2 | 15 | 144 | 2 | 8 | 256 | 2 | 19 | 8 | E | 9 | 8 | E | 9 | 24.4 | A | 7 | 11.7 | A | 7 | 45 | A | 7 | 842 | A | 7 | 270 | A | 7 | 2.6 | A | 7 | 16000 | B | 7 | 6706 | A | 7 | 2.1 | E | 8 | 0.062 | F | 8 | 0.21 | F | 8 | 0 | 1 | D | 9 | 17 | C | 8
2005-09-08 | 10:00 | 907 | 1346 | 649 | 2 | 8 | 637 | 2 | 15 | 218 | 2 | 8 | 671 | 2 | 8 | 635 | 2 | 15 | 241 | 2 | 8 | 555 | 2 | 19 | 8 | E | 9 | 7 | E | 9 | 26.7 | A | 7 | 10 | A | 7 | 35 | A | 7 | 843 | A | 7 | 0 | A | 7 | 0 | A | 7 | 16000 | B | 7 | 3962 | A | 7 | 2 | E | 8 | 0.062 | F | 8 | 0.21 | F | 8 | 0 | 1 | D | 9 | 17 | C | 8
2005-09-08 | 11:00 | 1037 | 1346 | 396 | 2 | 8 | 139 | 2 | 15 | 289 | 2 | 8 | 440 | 2 | 8 | 148 | 2 | 15 | 326 | 2 | 8 | 979 | 2 | 19 | 8 | E | 9 | 8 | E | 9 | 28.3 | A | 7 | 8.3 | A | 7 | 28 | A | 7 | 837 | A | 7 | 340 | B | 8 | 1.5 | A | 7 | 16000 | B | 7 | 6706 | A | 7 | 2 | E | 8 | 0.062 | F | 8 | 0.21 | F | 8 | 0 | 1 | D | 9 | 17 | C | 8
2005-09-08 | 12:00 | 1102 | 1346 | 873 | 2 | 8 | 823 | 2 | 15 | 198 | 2 | 8 | 930 | 2 | 8 | 841 | 2 | 15 | 240 | 2 | 8 | 754 | 2 | 19 | 8 | E | 9 | 8 | E | 9 | 31.1 | A | 7 | 8.3 | A | 7 | 24 | A | 7 | 844 | A | 7 | 310 | A | 7 | 4.1 | A | 7 | 16000 | B | 7 | 6706 | A | 7 | 2.1 | E | 8 | 0.062 | F | 8 | 0.21 | F | 8 | 0 | 1 | D | 9 | 17 | C | 8
2005-09-08 | 13:00 | 1097 | 1346 | 827 | 2 | 8 | 791 | 2 | 15 | 181 | 2 | 8 | 855 | 2 | 8 | 790 | 2 | 15 | 209 | 2 | 8 | 601 | 2 | 19 | 7 | E | 9 | 6 | E | 9 | 31.7 | A | 7 | 6.1 | A | 7 | 20 | A | 7 | 844 | A | 7 | 320 | A | 7 | 3.6 | A | 7 | 16000 | B | 7 | 3900 | A | 7 | 2.2 | E | 8 | 0.062 | F | 8 | 0.21 | F | 8 | 0 | 1 | D | 9 | 17 | C | 8
2005-09-08 | 14:00 | 1023 | 1346 | 513 | 2 | 8 | 221 | 2 | 15 | 345 | 2 | 8 | 564 | 2 | 8 | 235 | 2 | 15 | 385 | 2 | 8 | 1147 | 2 | 19 | 9 | E | 9 | 8 | E | 9 | 31.7 | A | 7 | 7.8 | A | 7 | 23 | A | 7 | 835 | A | 7 | 320 | A | 7 | 4.6 | A | 7 | 16000 | B | 7 | 3962 | A | 7 | 2.3 | E | 8 | 0.062 | F | 8 | 0.21 | F | 8 | 0 | 1 | D | 9 | 17 | C | 8
2005-09-08 | 15:00 | 885 | 1346 | 642 | 2 | 8 | 546 | 2 | 15 | 282 | 2 | 8 | 668 | 2 | 8 | 562 | 2 | 15 | 298 | 2 | 8 | 745 | 2 | 19 | 8 | E | 9 | 6 | E | 9 | 32.8 | A | 7 | 6.1 | A | 7 | 19 | A | 7 | 843 | A | 7 | 330 | A | 7 | 3.1 | A | 7 | 16000 | B | 7 | 3962 | A | 7 | 2.4 | E | 8 | 0.062 | F | 8 | 0.21 | F | 8 | 0 | 1 | D | 9 | 17 | C | 8
2005-09-08 | 16:00 | 692 | 1346 | 93 | 2 | 8 | 0 | 2 | 15 | 93 | 2 | 8 | 113 | 2 | 8 | 0 | 2 | 15 | 113 | 2 | 8 | 440 | 2 | 19 | 8 | E | 9 | 7 | E | 9 | 32 | A | 7 | 6 | A | 7 | 20 | A | 7 | 842 | A | 7 | 230 | A | 7 | 5.2 | A | 7 | 16000 | B | 7 | 6096 | A | 7 | 2.4 | E | 8 | 0.062 | F | 8 | 0.21 | F | 8 | 0 | 1 | D | 9 | 17 | C | 8
2005-09-08 | 17:00 | 458 | 1346 | 111 | 2 | 8 | 0 | 2 | 15 | 111 | 2 | 8 | 126 | 2 | 8 | 0 | 2 | 15 | 126 | 2 | 8 | 427 | 2 | 19 | 8 | E | 9 | 8 | A | 7 | 29.4 | A | 7 | 6.7 | A | 7 | 24 | A | 7 | 834 | A | 7 | 270 | A | 7 | 6.2 | A | 7 | 16000 | B | 7 | 3962 | A | 7 | 2.4 | E | 8 | 0.062 | F | 8 | 0.21 | F | 8 | 0 | 1 | D | 9 | 17 | C | 8
2005-09-08 | 18:00 | 199 | 1346 | 23 | 2 | 8 | 0 | 2 | 15 | 23 | 2 | 8 | 27 | 2 | 8 | 0 | 2 | 15 | 27 | 2 | 8 | 91 | 2 | 19 | 9 | E | 9 | 7 | E | 9 | 27.8 | A | 7 | 6.1 | A | 7 | 25 | A | 7 | 841 | A | 7 | 290 | A | 7 | 3.6 | A | 7 | 16000 | B | 7 | 3962 | A | 7 | 2.4 | E | 8 | 0.062 | F | 8 | 0.21 | F | 8 | 0 | 1 | D | 9 | 17 | C | 8
2005-09-08 | 19:00 | 9 | 370 | 0 | 2 | 8 | 0 | 2 | 15 | 0 | 2 | 8 | 0 | 2 | 8 | 0 | 2 | 15 | 0 | 2 | 8 | 0 | 2 | 19 | 9 | E | 9 | 6 | E | 9 | 24.4 | A | 7 | 7.2 | A | 7 | 33 | A | 7 | 839 | A | 7 | 0 | A | 7 | 0 | A | 7 | 16000 | B | 7 | 3962 | A | 7 | 2.4 | E | 8 | 0.062 | F | 8 | 0.21 | F | 8 | 0 | 1 | D | 9 | 17 | C | 8
2005-09-08 | 20:00 | 0 | 0 | 0 | 2 | 0 | 0 | 2 | 0 | 0 | 2 | 0 | 0 | 2 | 0 | 0 | 2 | 0 | 0 | 2 | 0 | 0 | 2 | 0 | 7 | E | 9 | 7 | A | 7 | 23.9 | A | 7 | 8.3 | A | 7 | 37 | A | 7 | 834 | A | 7 | 0 | A | 7 | 0 | A | 7 | 16000 | B | 7 | 3353 | A | 7 | 2.3 | E | 8 | 0.062 | F | 8 | 0.21 | F | 8 | 0 | 1 | D | 9 | 17 | C | 8
2005-09-08 | 21:00 | 0 | 0 | 0 | 2 | 0 | 0 | 2 | 0 | 0 | 2 | 0 | 0 | 2 | 0 | 0 | 2 | 0 | 0 | 2 | 0 | 0 | 2 | 0 | 9 | E | 9 | 9 | A | 7 | 24.4 | A | 7 | 7.8 | A | 7 | 35 | A | 7 | 839 | A | 7 | 210 | A | 7 | 5.2 | A | 7 | 16000 | B | 7 | 3658 | A | 7 | 2.4 | E | 8 | 0.062 | F | 8 | 0.21 | F | 8 | 0 | 1 | D | 9 | 17 | C | 8
2005-09-08 | 22:00 | 0 | 0 | 0 | 2 | 0 | 0 | 2 | 0 | 0 | 2 | 0 | 0 | 2 | 0 | 0 | 2 | 0 | 0 | 2 | 0 | 0 | 2 | 0 | 9 | E | 9 | 9 | A | 7 | 24.4 | A | 7 | 7.8 | A | 7 | 35 | A | 7 | 838 | A | 7 | 240 | A | 7 | 7.2 | A | 7 | 16000 | B | 7 | 3353 | A | 7 | 2.4 | E | 8 | 0.062 | F | 8 | 0.21 | F | 8 | 0 | 1 | D | 9 | 17 | C | 8
2005-09-08 | 23:00 | 0 | 0 | 0 | 2 | 0 | 0 | 2 | 0 | 0 | 2 | 0 | 0 | 2 | 0 | 0 | 2 | 0 | 0 | 2 | 0 | 0 | 2 | 0 | 8 | E | 9 | 8 | A | 7 | 23.3 | A | 7 | 8.9 | A | 7 | 40 | A | 7 | 833 | A | 7 | 230 | A | 7 | 6.7 | A | 7 | 16000 | B | 7 | 3658 | A | 7 | 2.4 | E | 8 | 0.062 | F | 8 | 0.21 | F | 8 | 0 | 1 | D | 9 | 17 | C | 8
2005-09-08 | 24:00 | 0 | 0 | 0 | 2 | 0 | 0 | 2 | 0 | 0 | 2 | 0 | 0 | 2 | 0 | 0 | 2 | 0 | 0 | 2 | 0 | 0 | 2 | 0 | 10 | E | 9 | 8 | E | 9 | 22.8 | A | 7 | 9.4 | A | 7 | 42 | A | 7 | 836 | A | 7 | 220 | A | 7 | 6.7 | A | 7 | 16000 | B | 7 | 3658 | A | 7 | 2.3 | E | 8 | 0.062 | F | 8 | 0.21 | F | 8 | 0 | 1 | D | 9 | 17 | C | 8
2005-09-09 | 1:00 | 0 | 0 | 0 | 2 | 0 | 0 | 2 | 0 | 0 | 2 | 0 | 0 | 2 | 0 | 0 | 2 | 0 | 0 | 2 | 0 | 0 | 2 | 0 | 7 | E | 9 | 7 | E | 9 | 22.8 | A | 7 | 9.4 | A | 7 | 42 | A | 7 | 835 | A | 7 | 220 | A | 7 | 5.2 | A | 7 | 16000 | B | 7 | 3658 | A | 7 | 2.3 | E | 8 | 0.061 | F | 8 | 0.21 | F | 8 | 0 | 1 | D | 9 | 17 | C | 8
2005-09-09 | 2:00 | 0 | 0 | 0 | 2 | 0 | 0 | 2 | 0 | 0 | 2 | 0 | 0 | 2 | 0 | 0 | 2 | 0 | 0 | 2 | 0 | 0 | 2 | 0 | 5 | E | 9 | 4 | E | 9 | 22.2 | A | 7 | 8.9 | A | 7 | 43 | A | 7 | 832 | A | 7 | 210 | A | 7 | 5.7 | A | 7 | 16000 | B | 7 | 3658 | A | 7 | 2.3 | E | 8 | 0.061 | F | 8 | 0.21 | F | 8 | 0 | 1 | D | 9 | 17 | C | 8
2005-09-09 | 3:00 | 0 | 0 | 0 | 2 | 0 | 0 | 2 | 0 | 0 | 2 | 0 | 0 | 2 | 0 | 0 | 2 | 0 | 0 | 2 | 0 | 0 | 2 | 0 | 2 | E | 9 | 1 | E | 9 | 20.6 | A | 7 | 8.9 | A | 7 | 47 | A | 7 | 833 | A | 7 | 210 | A | 7 | 6.7 | A | 7 | 16000 | B | 7 | 77777 | A | 7 | 2.2 | E | 8 | 0.061 | F | 8 | 0.21 | F | 8 | 0 | 1 | D | 9 | 17 | C | 8
2005-09-09 | 4:00 | 0 | 0 | 0 | 2 | 0 | 0 | 2 | 0 | 0 | 2 | 0 | 0 | 2 | 0 | 0 | 2 | 0 | 0 | 2 | 0 | 0 | 2 | 0 | 0 | E | 9 | 0 | E | 9 | 16.1 | A | 7 | 8.3 | A | 7 | 60 | A | 7 | 831 | A | 7 | 180 | A | 7 | 3.6 | A | 7 | 16000 | B | 7 | 77777 | A | 7 | 2.2 | E | 8 | 0.061 | F | 8 | 0.21 | F | 8 | 0 | 1 | D | 9 | 17 | C | 8
2005-09-09 | 5:00 | 0 | 0 | 0 | 2 | 0 | 0 | 2 | 0 | 0 | 2 | 0 | 0 | 2 | 0 | 0 | 2 | 0 | 0 | 2 | 0 | 0 | 2 | 0 | 1 | E | 9 | 1 | E | 9 | 19.4 | A | 7 | 8.9 | A | 7 | 51 | A | 7 | 831 | A | 7 | 220 | A | 7 | 6.2 | A | 7 | 16000 | B | 7 | 77777 | A | 7 | 2.2 | E | 8 | 0.061 | F | 8 | 0.21 | F | 8 | 0 | 1 | D | 9 | 61 | C | 8
2005-09-09 | 6:00 | 20 | 550 | 0 | 2 | 8 | 0 | 2 | 15 | 0 | 2 | 8 | 0 | 2 | 8 | 0 | 2 | 15 | 0 | 2 | 8 | 0 | 2 | 19 | 3 | E | 9 | 3 | E | 9 | 17.8 | A | 7 | 8.9 | A | 7 | 56 | A | 7 | 833 | A | 7 | 240 | A | 7 | 3.6 | A | 7 | 16000 | B | 7 | 77777 | A | 7 | 2.1 | E | 8 | 0.061 | F | 8 | 0.21 | F | 8 | 0 | 1 | D | 9 | 61 | C | 8
2005-09-09 | 7:00 | 232 | 1347 | 164 | 2 | 8 | 507 | 2 | 15 | 77 | 2 | 8 | 165 | 2 | 8 | 351 | 2 | 15 | 105 | 2 | 8 | 146 | 2 | 19 | 3 | E | 9 | 3 | E | 9 | 21.7 | A | 7 | 8.9 | A | 7 | 44 | A | 7 | 835 | A | 7 | 220 | A | 7 | 4.1 | A | 7 | 16000 | B | 7 | 77777 | A | 7 | 2.1 | E | 8 | 0.061 | F | 8 | 0.21 | F | 8 | 0 | 1 | D | 9 | 61 | C | 8
2005-09-09 | 8:00 | 488 | 1347 | 356 | 2 | 8 | 779 | 2 | 15 | 73 | 2 | 8 | 364 | 2 | 8 | 721 | 2 | 15 | 102 | 2 | 8 | 138 | 2 | 19 | 3 | E | 9 | 3 | E | 9 | 25 | A | 7 | 8.9 | A | 7 | 36 | A | 7 | 832 | A | 7 | 230 | A | 7 | 3.1 | A | 7 | 16000 | B | 7 | 77777 | A | 7 | 2 | E | 8 | 0.061 | F | 8 | 0.21 | F | 8 | 0 | 1 | D | 9 | 61 | C | 8
2005-09-09 | 9:00 | 718 | 1347 | 531 | 2 | 8 | 829 | 2 | 15 | 88 | 2 | 8 | 559 | 2 | 8 | 820 | 2 | 15 | 121 | 2 | 8 | 196 | 2 | 19 | 3 | E | 9 | 3 | E | 9 | 27.2 | A | 7 | 7.8 | A | 7 | 29 | A | 7 | 837 | A | 7 | 260 | A | 7 | 4.1 | A | 7 | 16000 | B | 7 | 77777 | A | 7 | 2 | E | 8 | 0.061 | F | 8 | 0.21 | F | 8 | 0 | 1 | D | 9 | 61 | C | 8
2005-09-09 | 10:00 | 903 | 1347 | 643 | 2 | 8 | 631 | 2 | 15 | 218 | 2 | 8 | 664 | 2 | 8 | 629 | 2 | 15 | 241 | 2 | 8 | 552 | 2 | 19 | 3 | E | 9 | 3 | E | 9 | 27.2 | A | 7 | 7.8 | A | 7 | 29 | A | 7 | 837 | A | 7 | 330 | A | 7 | 2.6 | A | 7 | 16000 | B | 7 | 77777 | A | 7 | 2.1 | E | 8 | 0.061 | F | 8 | 0.21 | F | 8 | 0 | 1 | D | 9 | 61 | C | 8
2005-09-09 | 11:00 | 1033 | 1347 | 390 | 2 | 8 | 133 | 2 | 15 | 288 | 2 | 8 | 434 | 2 | 8 | 142 | 2 | 15 | 324 | 2 | 8 | 969 | 2 | 19 | 5 | E | 9 | 5 | E | 9 | 28.3 | A | 7 | 7.2 | A | 7 | 26 | A | 7 | 831 | A | 7 | 320 | B | 8 | 1.5 | A | 7 | 16000 | B | 7 | 77777 | A | 7 | 2.1 | E | 8 | 0.061 | F | 8 | 0.21 | F | 8 | 0 | 1 | D | 9 | 61 | C | 8
2005-09-09 | 12:00 | 1097 | 1347 | 825 | 2 | 8 | 709 | 2 | 15 | 245 | 2 | 8 | 864 | 2 | 8 | 716 | 2 | 15 | 279 | 2 | 8 | 902 | 2 | 19 | 7 | E | 9 | 7 | E | 9 | 30.6 | A | 7 | 6.7 | A | 7 | 22 | A | 7 | 837 | A | 7 | 310 | A | 7 | 4.6 | A | 7 | 16000 | B | 7 | 6096 | A | 7 | 2.1 | E | 8 | 0.061 | F | 8 | 0.21 | F | 8 | 0 | 1 | D | 9 | 61 | C | 8
2005-09-09 | 13:00 | 1092 | 1347 | 791 | 2 | 8 | 713 | 2 | 15 | 212 | 2 | 8 | 838 | 2 | 8 | 725 | 2 | 15 | 248 | 2 | 8 | 782 | 2 | 19 | 9 | E | 9 | 7 | E | 9 | 31.7 | A | 7 | 5.6 | A | 7 | 19 | A | 7 | 837 | A | 7 | 260 | B | 8 | 3.1 | A | 7 | 16000 | B | 7 | 6096 | A | 7 | 2.2 | E | 8 | 0.061 | F | 8 | 0.21 | F | 8 | 0 | 1 | D | 9 | 61 | C | 8
2005-09-09 | 14:00 | 1018 | 1347 | 676 | 2 | 8 | 525 | 2 | 15 | 278 | 2 | 8 | 720 | 2 | 8 | 546 | 2 | 15 | 306 | 2 | 8 | 890 | 2 | 19 | 9 | E | 9 | 7 | E | 9 | 30.6 | A | 7 | 5.6 | A | 7 | 21 | A | 7 | 829 | A | 7 | 210 | B | 8 | 2.6 | A | 7 | 16000 | B | 7 | 6096 | A | 7 | 2.2 | E | 8 | 0.061 | F | 8 | 0.21 | F | 8 | 0 | 1 | D | 9 | 61 | C | 8
2005-09-09 | 15:00 | 879 | 1347 | 244 | 2 | 8 | 24 | 2 | 15 | 229 | 2 | 8 | 285 | 2 | 8 | 20 | 2 | 15 | 272 | 2 | 8 | 1018 | 2 | 19 | 10 | E | 9 | 9 | E | 9 | 30 | A | 7 | 5.6 | A | 7 | 21 | A | 7 | 836 | A | 7 | 160 | A | 7 | 3.1 | A | 7 | 16000 | B | 7 | 3353 | A | 7 | 2.3 | E | 8 | 0.061 | F | 8 | 0.21 | F | 8 | 0 | 1 | D | 9 | 61 | C | 8
2005-09-09 | 16:00 | 686 | 1347 | 180 | 2 | 8 | 6 | 2 | 15 | 177 | 2 | 8 | 207 | 2 | 8 | 5 | 2 | 15 | 205 | 2 | 8 | 737 | 2 | 19 | 9 | E | 9 | 8 | E | 9 | 24.4 | A | 7 | 7.8 | A | 7 | 35 | A | 7 | 835 | A | 7 | 270 | A | 7 | 9.8 | A | 7 | 16000 | B | 7 | 3048 | A | 7 | 2.5 | E | 8 | 0.061 | F | 8 | 0.21 | F | 8 | 0 | 1 | D | 9 | 61 | C | 8
2005-09-09 | 17:00 | 451 | 1347 | 60 | 2 | 8 | 0 | 2 | 15 | 60 | 2 | 8 | 72 | 2 | 8 | 0 | 2 | 15 | 72 | 2 | 8 | 259 | 2 | 19 | 7 | E | 9 | 7 | A | 7 | 25 | A | 7 | 7.2 | A | 7 | 32 | A | 7 | 829 | A | 7 | 280 | A | 7 | 5.2 | A | 7 | 16000 | B | 7 | 3048 | A | 7 | 2.6 | E | 8 | 0.061 | F | 8 | 0.21 | F | 8 | 0 | 1 | D | 9 | 61 | C | 8
2005-09-09 | 18:00 | 193 | 1347 | 15 | 2 | 8 | 0 | 2 | 15 | 15 | 2 | 8 | 18 | 2 | 8 | 0 | 2 | 15 | 18 | 2 | 8 | 61 | 2 | 19 | 10 | E | 9 | 8 | E | 9 | 23.9 | A | 7 | 9.4 | A | 7 | 40 | A | 7 | 834 | A | 7 | 220 | A | 7 | 3.1 | A | 7 | 16000 | B | 7 | 3658 | A | 7 | 2.5 | E | 8 | 0.061 | F | 8 | 0.21 | F | 8 | 0 | 1 | D | 9 | 61 | C | 8
2005-09-09 | 19:00 | 8 | 348 | 0 | 2 | 8 | 0 | 2 | 15 | 0 | 2 | 8 | 0 | 2 | 8 | 0 | 2 | 15 | 0 | 2 | 8 | 0 | 2 | 19 | 9 | E | 9 | 7 | E | 9 | 21.7 | A | 7 | 10.6 | A | 7 | 49 | A | 7 | 832 | A | 7 | 200 | A | 7 | 3.1 | A | 7 | 16000 | B | 7 | 3658 | A | 7 | 2.4 | E | 8 | 0.061 | F | 8 | 0.21 | F | 8 | 3 | 1 | D | 9 | 61 | C | 8
2005-09-09 | 20:00 | 0 | 0 | 0 | 2 | 0 | 0 | 2 | 0 | 0 | 2 | 0 | 0 | 2 | 0 | 0 | 2 | 0 | 0 | 2 | 0 | 0 | 2 | 0 | 10 | E | 9 | 9 | E | 9 | 20 | A | 7 | 12.2 | A | 7 | 61 | A | 7 | 829 | A | 7 | 130 | A | 7 | 3.1 | A | 7 | 16000 | B | 7 | 3048 | A | 7 | 2.3 | E | 8 | 0.061 | F | 8 | 0.21 | F | 8 | 0 | 1 | D | 9 | 61 | C | 8
2005-09-09 | 21:00 | 0 | 0 | 0 | 2 | 0 | 0 | 2 | 0 | 0 | 2 | 0 | 0 | 2 | 0 | 0 | 2 | 0 | 0 | 2 | 0 | 0 | 2 | 0 | 9 | E | 9 | 9 | A | 7 | 20.6 | A | 7 | 8.9 | A | 7 | 47 | A | 7 | 831 | A | 7 | 180 | A | 7 | 3.1 | A | 7 | 16000 | B | 7 | 3962 | A | 7 | 2.3 | E | 8 | 0.061 | F | 8 | 0.21 | F | 8 | 0 | 1 | D | 9 | 61 | C | 8
2005-09-09 | 22:00 | 0 | 0 | 0 | 2 | 0 | 0 | 2 | 0 | 0 | 2 | 0 | 0 | 2 | 0 | 0 | 2 | 0 | 0 | 2 | 0 | 0 | 2 | 0 | 9 | E | 9 | 9 | A | 7 | 21.1 | A | 7 | 8.9 | A | 7 | 46 | A | 7 | 831 | A | 7 | 200 | A | 7 | 6.7 | A | 7 | 16000 | B | 7 | 3962 | A | 7 | 2.2 | E | 8 | 0.061 | F | 8 | 0.21 | F | 8 | 0 | 1 | D | 9 | 61 | C | 8
2005-09-09 | 23:00 | 0 | 0 | 0 | 2 | 0 | 0 | 2 | 0 | 0 | 2 | 0 | 0 | 2 | 0 | 0 | 2 | 0 | 0 | 2 | 0 | 0 | 2 | 0 | 7 | E | 9 | 7 | A | 7 | 21.7 | A | 7 | 8.3 | A | 7 | 42 | A | 7 | 828 | A | 7 | 210 | A | 7 | 6.7 | A | 7 | 16000 | B | 7 | 3962 | A | 7 | 2.2 | E | 8 | 0.061 | F | 8 | 0.21 | F | 8 | 0 | 1 | D | 9 | 61 | C | 8
2005-09-09 | 24:00 | 0 | 0 | 0 | 2 | 0 | 0 | 2 | 0 | 0 | 2 | 0 | 0 | 2 | 0 | 0 | 2 | 0 | 0 | 2 | 0 | 0 | 2 | 0 | 8 | E | 9 | 6 | E | 9 | 21.7 | A | 7 | 7.2 | A | 7 | 39 | A | 7 | 830 | A | 7 | 190 | A | 7 | 6.7 | A | 7 | 16000 | B | 7 | 6096 | A | 7 | 2.1 | E | 8 | 0.061 | F | 8 | 0.21 | F | 8 | 0 | 1 | D | 9 | 61 | C | 8
2005-09-10 | 1:00 | 0 | 0 | 0 | 2 | 0 | 0 | 2 | 0 | 0 | 2 | 0 | 0 | 2 | 0 | 0 | 2 | 0 | 0 | 2 | 0 | 0 | 2 | 0 | 10 | E | 9 | 5 | E | 9 | 21.1 | A | 7 | 7.8 | A | 7 | 42 | A | 7 | 829 | A | 7 | 240 | A | 7 | 2.6 | A | 7 | 16000 | B | 7 | 3962 | A | 7 | 2 | E | 8 | 0.061 | F | 8 | 0.21 | F | 8 | 0 | 1 | D | 9 | 61 | C | 8
2005-09-10 | 2:00 | 0 | 0 | 0 | 2 | 0 | 0 | 2 | 0 | 0 | 2 | 0 | 0 | 2 | 0 | 0 | 2 | 0 | 0 | 2 | 0 | 0 | 2 | 0 | 9 | E | 9 | 5 | E | 9 | 21.7 | A | 7 | 7.2 | A | 7 | 39 | A | 7 | 826 | A | 7 | 220 | A | 7 | 9.3 | A | 7 | 16000 | B | 7 | 3962 | A | 7 | 1.8 | E | 8 | 0.061 | F | 8 | 0.21 | F | 8 | 0 | 1 | D | 9 | 61 | C | 8
2005-09-10 | 3:00 | 0 | 0 | 0 | 2 | 0 | 0 | 2 | 0 | 0 | 2 | 0 | 0 | 2 | 0 | 0 | 2 | 0 | 0 | 2 | 0 | 0 | 2 | 0 | 10 | E | 9 | 9 | A | 7 | 21.1 | A | 7 | 6.7 | A | 7 | 39 | A | 7 | 829 | A | 7 | 210 | A | 7 | 8.8 | A | 7 | 16000 | B | 7 | 3962 | A | 7 | 1.8 | E | 8 | 0.061 | F | 8 | 0.21 | F | 8 | 0 | 1 | D | 9 | 61 | C | 8
2005-09-10 | 4:00 | 0 | 0 | 0 | 2 | 0 | 0 | 2 | 0 | 0 | 2 | 0 | 0 | 2 | 0 | 0 | 2 | 0 | 0 | 2 | 0 | 0 | 2 | 0 | 10 | E | 9 | 5 | E | 9 | 21.1 | A | 7 | 6.7 | A | 7 | 39 | A | 7 | 829 | A | 7 | 210 | A | 7 | 10.3 | A | 7 | 16000 | B | 7 | 6096 | A | 7 | 1.8 | E | 8 | 0.061 | F | 8 | 0.21 | F | 8 | 0 | 1 | D | 9 | 61 | C | 8
2005-09-10 | 5:00 | 0 | 0 | 0 | 2 | 0 | 0 | 2 | 0 | 0 | 2 | 0 | 0 | 2 | 0 | 0 | 2 | 0 | 0 | 2 | 0 | 0 | 2 | 0 | 10 | E | 9 | 6 | E | 9 | 21.1 | A | 7 | 6.1 | A | 7 | 38 | A | 7 | 826 | A | 7 | 200 | A | 7 | 8.8 | A | 7 | 16000 | B | 7 | 4267 | A | 7 | 1.8 | E | 8 | 0.061 | F | 8 | 0.21 | F | 8 | 0 | 1 | D | 9 | 61 | C | 8
2005-09-10 | 6:00 | 18 | 528 | 0 | 2 | 8 | 0 | 2 | 15 | 0 | 2 | 8 | 0 | 2 | 8 | 0 | 2 | 15 | 0 | 2 | 8 | 0 | 2 | 19 | 8 | E | 9 | 5 | E | 9 | 20 | A | 7 | 6.1 | A | 7 | 40 | A | 7 | 830 | A | 7 | 200 | A | 7 | 7.7 | A | 7 | 16000 | B | 7 | 4267 | A | 7 | 1.5 | E | 8 | 0.061 | F | 8 | 0.21 | F | 8 | 0 | 1 | D | 9 | 61 | C | 8
2005-09-10 | 7:00 | 228 | 1348 | 31 | 2 | 8 | 0 | 2 | 15 | 31 | 2 | 8 | 36 | 2 | 8 | 0 | 2 | 15 | 36 | 2 | 8 | 121 | 2 | 19 | 9 | E | 9 | 7 | E | 9 | 23.3 | A | 7 | 6.7 | A | 7 | 34 | A | 7 | 832 | A | 7 | 240 | A | 7 | 7.7 | A | 7 | 16000 | B | 7 | 4267 | A | 7 | 1.3 | E | 8 | 0.061 | F | 8 | 0.21 | F | 8 | 0 | 1 | D | 9 | 61 | C | 8
2005-09-10 | 8:00 | 485 | 1348 | 138 | 2 | 8 | 0 | 2 | 15 | 138 | 2 | 8 | 155 | 2 | 8 | 0 | 2 | 15 | 155 | 2 | 8 | 510 | 2 | 19 | 6 | E | 9 | 6 | E | 9 | 23.3 | A | 7 | 6.1 | A | 7 | 33 | A | 7 | 829 | A | 7 | 320 | A | 7 | 4.6 | A | 7 | 16000 | B | 7 | 7620 | A | 7 | 1 | E | 8 | 0.061 | F | 8 | 0.21 | F | 8 | 0 | 1 | D | 9 | 61 | C | 8
2005-09-10 | 9:00 | 714 | 1348 | 306 | 2 | 8 | 98 | 2 | 15 | 253 | 2 | 8 | 335 | 2 | 8 | 99 | 2 | 15 | 282 | 2 | 8 | 755 | 2 | 19 | 6 | E | 9 | 6 | E | 9 | 22.8 | A | 7 | 5 | A | 7 | 31 | A | 7 | 834 | A | 7 | 320 | A | 7 | 3.6 | A | 7 | 16000 | B | 7 | 7620 | A | 7 | 1 | E | 8 | 0.061 | F | 8 | 0.21 | F | 8 | 0 | 1 | D | 9 | 61 | C | 8
2005-09-10 | 10:00 | 900 | 1348 | 579 | 2 | 8 | 443 | 2 | 15 | 283 | 2 | 8 | 605 | 2 | 8 | 456 | 2 | 15 | 299 | 2 | 8 | 760 | 2 | 19 | 4 | E | 9 | 4 | E | 9 | 24.4 | A | 7 | 5 | A | 7 | 29 | A | 7 | 834 | A | 7 | 280 | B | 8 | 2.1 | A | 7 | 16000 | B | 7 | 7620 | A | 7 | 1 | E | 8 | 0.061 | F | 8 | 0.21 | F | 8 | 0 | 1 | D | 9 | 61 | C | 8
2005-09-10 | 11:00 | 1029 | 1348 | 762 | 2 | 8 | 766 | 2 | 15 | 175 | 2 | 8 | 812 | 2 | 8 | 783 | 2 | 15 | 212 | 2 | 8 | 570 | 2 | 19 | 4 | E | 9 | 4 | E | 9 | 28.9 | A | 7 | 0.6 | A | 7 | 16 | A | 7 | 829 | A | 7 | 240 | A | 7 | 5.2 | A | 7 | 16000 | B | 7 | 7620 | A | 7 | 0.9 | E | 8 | 0.061 | F | 8 | 0.21 | F | 8 | 0 | 1 | D | 9 | 61 | C | 8
2005-09-10 | 12:00 | 1093 | 1348 | 843 | 2 | 8 | 866 | 2 | 15 | 139 | 2 | 8 | 896 | 2 | 8 | 876 | 2 | 15 | 184 | 2 | 8 | 492 | 2 | 19 | 3 | E | 9 | 3 | E | 9 | 28.3 | A | 7 | -0.6 | A | 7 | 15 | A | 7 | 835 | A | 7 | 190 | A | 7 | 3.1 | A | 7 | 16000 | B | 7 | 77777 | A | 7 | 0.9 | E | 8 | 0.061 | F | 8 | 0.21 | F | 8 | 0 | 1 | D | 9 | 61 | C | 8
2005-09-10 | 13:00 | 1087 | 1348 | 779 | 2 | 8 | 683 | 2 | 15 | 227 | 2 | 8 | 821 | 2 | 8 | 692 | 2 | 15 | 261 | 2 | 8 | 821 | 2 | 19 | 3 | E | 9 | 3 | E | 9 | 30 | A | 7 | -0.6 | A | 7 | 14 | A | 7 | 836 | A | 7 | 140 | A | 7 | 4.1 | A | 7 | 16000 | B | 7 | 77777 | A | 7 | 0.9 | E | 8 | 0.061 | F | 8 | 0.21 | F | 8 | 0 | 1 | D | 9 | 61 | C | 8
2005-09-10 | 14:00 | 1013 | 1348 | 769 | 2 | 8 | 859 | 2 | 15 | 121 | 2 | 8 | 820 | 2 | 8 | 869 | 2 | 15 | 165 | 2 | 8 | 370 | 2 | 19 | 3 | E | 9 | 3 | E | 9 | 31.7 | A | 7 | -2.2 | A | 7 | 11 | A | 7 | 828 | A | 7 | 190 | A | 7 | 4.6 | A | 7 | 16000 | B | 7 | 77777 | A | 7 | 0.9 | E | 8 | 0.061 | F | 8 | 0.21 | F | 8 | 0 | 1 | D | 9 | 61 | C | 8
2005-09-10 | 15:00 | 873 | 1348 | 647 | 2 | 8 | 849 | 2 | 15 | 95 | 2 | 8 | 671 | 2 | 8 | 843 | 2 | 15 | 124 | 2 | 8 | 213 | 2 | 19 | 3 | E | 9 | 3 | E | 9 | 31.1 | A | 7 | -3.3 | A | 7 | 10 | A | 7 | 835 | A | 7 | 240 | A | 7 | 4.6 | A | 7 | 16000 | B | 7 | 77777 | A | 7 | 1 | E | 8 | 0.061 | F | 8 | 0.21 | F | 8 | 0 | 1 | D | 9 | 61 | C | 8
2005-09-10 | 16:00 | 680 | 1348 | 490 | 2 | 8 | 798 | 2 | 15 | 86 | 2 | 8 | 513 | 2 | 8 | 784 | 2 | 15 | 117 | 2 | 8 | 186 | 2 | 19 | 3 | E | 9 | 3 | E | 9 | 31.7 | A | 7 | -3.9 | A | 7 | 9 | A | 7 | 836 | A | 7 | 170 | B | 8 | 2.6 | A | 7 | 16000 | B | 7 | 77777 | A | 7 | 1.1 | E | 8 | 0.061 | F | 8 | 0.21 | F | 8 | 0 | 1 | D | 9 | 61 | C | 8
2005-09-10 | 17:00 | 445 | 1348 | 301 | 2 | 8 | 759 | 2 | 15 | 50 | 2 | 8 | 317 | 2 | 8 | 698 | 2 | 15 | 86 | 2 | 8 | 107 | 2 | 19 | 6 | E | 9 | 5 | A | 7 | 30.6 | A | 7 | -3.9 | A | 7 | 10 | A | 7 | 828 | A | 7 | 100 | A | 7 | 3.6 | A | 7 | 16000 | B | 7 | 77777 | A | 7 | 1.1 | E | 8 | 0.061 | F | 8 | 0.21 | F | 8 | 0 | 1 | D | 9 | 61 | C | 8
2005-09-10 | 18:00 | 186 | 1348 | 96 | 2 | 8 | 517 | 2 | 15 | 25 | 2 | 8 | 99 | 2 | 8 | 363 | 2 | 15 | 49 | 2 | 8 | 51 | 2 | 19 | 3 | E | 9 | 3 | E | 9 | 27.8 | A | 7 | -2.2 | A | 7 | 14 | A | 7 | 834 | A | 7 | 140 | A | 7 | 5.2 | A | 7 | 16000 | B | 7 | 77777 | A | 7 | 1.1 | E | 8 | 0.061 | F | 8 | 0.21 | F | 8 | 0 | 1 | D | 9 | 61 | C | 8
2005-09-10 | 19:00 | 6 | 303 | 0 | 2 | 8 | 0 | 2 | 15 | 0 | 2 | 8 | 0 | 2 | 8 | 0 | 2 | 15 | 0 | 2 | 8 | 0 | 2 | 19 | 3 | E | 9 | 3 | E | 9 | 24.4 | A | 7 | -1.7 | A | 7 | 17 | A | 7 | 833 | A | 7 | 150 | A | 7 | 5.2 | A | 7 | 16000 | B | 7 | 77777 | A | 7 | 1.2 | E | 8 | 0.061 | F | 8 | 0.21 | F | 8 | 0 | 1 | D | 9 | 61 | C | 8
2005-09-10 | 20:00 | 0 | 0 | 0 | 2 | 0 | 0 | 2 | 0 | 0 | 2 | 0 | 0 | 2 | 0 | 0 | 2 | 0 | 0 | 2 | 0 | 0 | 2 | 0 | 0 | E | 9 | 0 | E | 9 | 20 | A | 7 | -1.1 | A | 7 | 24 | A | 7 | 828 | A | 7 | 160 | A | 7 | 5.2 | A | 7 | 16000 | B | 7 | 77777 | A | 7 | 1.2 | E | 8 | 0.061 | F | 8 | 0.21 | F | 8 | 0 | 1 | D | 9 | 61 | C | 8
2005-09-10 | 21:00 | 0 | 0 | 0 | 2 | 0 | 0 | 2 | 0 | 0 | 2 | 0 | 0 | 2 | 0 | 0 | 2 | 0 | 0 | 2 | 0 | 0 | 2 | 0 | 0 | E | 9 | 0 | A | 7 | 19.4 | A | 7 | 0.6 | A | 7 | 28 | A | 7 | 832 | A | 7 | 170 | A | 7 | 4.6 | A | 7 | 16000 | B | 7 | 77777 | A | 7 | 1.1 | E | 8 | 0.061 | F | 8 | 0.21 | F | 8 | 0 | 1 | D | 9 | 61 | C | 8
2005-09-10 | 22:00 | 0 | 0 | 0 | 2 | 0 | 0 | 2 | 0 | 0 | 2 | 0 | 0 | 2 | 0 | 0 | 2 | 0 | 0 | 2 | 0 | 0 | 2 | 0 | 2 | E | 9 | 2 | A | 7 | 21.7 | A | 7 | 1.7 | A | 7 | 27 | A | 7 | 832 | A | 7 | 220 | A | 7 | 5.2 | A | 7 | 16000 | B | 7 | 77777 | A | 7 | 1 | E | 8 | 0.061 | F | 8 | 0.21 | F | 8 | 0 | 1 | D | 9 | 61 | C | 8
2005-09-10 | 23:00 | 0 | 0 | 0 | 2 | 0 | 0 | 2 | 0 | 0 | 2 | 0 | 0 | 2 | 0 | 0 | 2 | 0 | 0 | 2 | 0 | 0 | 2 | 0 | 3 | E | 9 | 3 | A | 7 | 21.7 | A | 7 | 2.2 | A | 7 | 28 | A | 7 | 829 | A | 7 | 210 | A | 7 | 6.2 | A | 7 | 16000 | B | 7 | 77777 | A | 7 | 0.9 | E | 8 | 0.061 | F | 8 | 0.21 | F | 8 | 0 | 1 | D | 9 | 61 | C | 8
2005-09-10 | 24:00 | 0 | 0 | 0 | 2 | 0 | 0 | 2 | 0 | 0 | 2 | 0 | 0 | 2 | 0 | 0 | 2 | 0 | 0 | 2 | 0 | 0 | 2 | 0 | 0 | E | 9 | 0 | E | 9 | 20 | A | 7 | 2.2 | A | 7 | 31 | A | 7 | 832 | A | 7 | 220 | A | 7 | 5.7 | A | 7 | 16000 | B | 7 | 77777 | A | 7 | 0.9 | E | 8 | 0.061 | F | 8 | 0.21 | F | 8 | 0 | 1 | D | 9 | 61 | C | 8
2005-09-11 | 1:00 | 0 | 0 | 0 | 2 | 0 | 0 | 2 | 0 | 0 | 2 | 0 | 0 | 2 | 0 | 0 | 2 | 0 | 0 | 2 | 0 | 0 | 2 | 0 | 0 | E | 9 | 0 | E | 9 | 20 | A | 7 | 1.7 | A | 7 | 30 | A | 7 | 831 | A | 7 | 220 | A | 7 | 6.7 | A | 7 | 16000 | B | 7 | 77777 | A | 7 | 0.8 | E | 8 | 0.06 | F | 8 | 0.21 | F | 8 | 0 | 1 | D | 9 | 61 | C | 8
2005-09-11 | 2:00 | 0 | 0 | 0 | 2 | 0 | 0 | 2 | 0 | 0 | 2 | 0 | 0 | 2 | 0 | 0 | 2 | 0 | 0 | 2 | 0 | 0 | 2 | 0 | 0 | E | 9 | 0 | E | 9 | 20 | A | 7 | 1.1 | A | 7 | 28 | A | 7 | 830 | A | 7 | 210 | A | 7 | 6.7 | A | 7 | 16000 | B | 7 | 77777 | A | 7 | 0.7 | E | 8 | 0.06 | F | 8 | 0.21 | F | 8 | 0 | 1 | D | 9 | 61 | C | 8
2005-09-11 | 3:00 | 0 | 0 | 0 | 2 | 0 | 0 | 2 | 0 | 0 | 2 | 0 | 0 | 2 | 0 | 0 | 2 | 0 | 0 | 2 | 0 | 0 | 2 | 0 | 0 | E | 9 | 0 | E | 9 | 17.2 | A | 7 | 1.1 | A | 7 | 34 | A | 7 | 831 | A | 7 | 230 | A | 7 | 4.1 | A | 7 | 16000 | B | 7 | 77777 | A | 7 | 0.7 | E | 8 | 0.06 | F | 8 | 0.21 | F | 8 | 0 | 1 | D | 9 | 61 | C | 8
2005-09-11 | 4:00 | 0 | 0 | 0 | 2 | 0 | 0 | 2 | 0 | 0 | 2 | 0 | 0 | 2 | 0 | 0 | 2 | 0 | 0 | 2 | 0 | 0 | 2 | 0 | 0 | E | 9 | 0 | E | 9 | 16.7 | A | 7 | 1.1 | A | 7 | 35 | A | 7 | 831 | A | 7 | 260 | A | 7 | 2.6 | A | 7 | 16000 | B | 7 | 77777 | A | 7 | 0.7 | E | 8 | 0.06 | F | 8 | 0.21 | F | 8 | 0 | 1 | D | 9 | 61 | C | 8
2005-09-11 | 5:00 | 0 | 0 | 0 | 2 | 0 | 0 | 2 | 0 | 0 | 2 | 0 | 0 | 2 | 0 | 0 | 2 | 0 | 0 | 2 | 0 | 0 | 2 | 0 | 3 | E | 9 | 3 | E | 9 | 15.6 | A | 7 | 0.6 | A | 7 | 36 | A | 7 | 831 | A | 7 | 230 | A | 7 | 4.1 | A | 7 | 16000 | B | 7 | 77777 | A | 7 | 0.7 | E | 8 | 0.06 | F | 8 | 0.21 | F | 8 | 0 | 1 | D | 9 | 61 | C | 8
2005-09-11 | 6:00 | 17 | 506 | 0 | 2 | 8 | 0 | 2 | 15 | 0 | 2 | 8 | 0 | 2 | 8 | 0 | 2 | 15 | 0 | 2 | 8 | 0 | 2 | 19 | 0 | E | 9 | 0 | E | 9 | 15 | A | 7 | 0.6 | A | 7 | 37 | A | 7 | 832 | A | 7 | 220 | A | 7 | 3.6 | A | 7 | 16000 | B | 7 | 77777 | A | 7 | 0.7 | E | 8 | 0.06 | F | 8 | 0.21 | F | 8 | 0 | 1 | D | 9 | 61 | C | 8
2005-09-11 | 7:00 | 224 | 1348 | 158 | 2 | 8 | 498 | 2 | 15 | 75 | 2 | 8 | 159 | 2 | 8 | 338 | 2 | 15 | 102 | 2 | 8 | 142 | 2 | 19 | 5 | E | 9 | 5 | A | 7 | 19.4 | A | 7 | -0.6 | A | 7 | 26 | A | 7 | 835 | A | 7 | 210 | A | 7 | 4.6 | A | 7 | 16000 | B | 7 | 77777 | A | 7 | 0.7 | E | 8 | 0.06 | F | 8 | 0.21 | F | 8 | 0 | 1 | D | 9 | 61 | C | 8
2005-09-11 | 8:00 | 481 | 1348 | 328 | 2 | 8 | 730 | 2 | 15 | 67 | 2 | 8 | 338 | 2 | 8 | 676 | 2 | 15 | 96 | 2 | 8 | 131 | 2 | 19 | 0 | E | 9 | 0 | E | 9 | 22.8 | A | 7 | -0.6 | A | 7 | 21 | A | 7 | 832 | A | 7 | 210 | A | 7 | 5.2 | A | 7 | 16000 | B | 7 | 77777 | A | 7 | 0.8 | E | 8 | 0.06 | F | 8 | 0.21 | F | 8 | 0 | 1 | D | 9 | 61 | C | 8
2005-09-11 | 9:00 | 710 | 1348 | 512 | 2 | 8 | 768 | 2 | 15 | 106 | 2 | 8 | 543 | 2 | 8 | 767 | 2 | 15 | 138 | 2 | 8 | 236 | 2 | 19 | 0 | E | 9 | 0 | E | 9 | 25 | A | 7 | -1.1 | A | 7 | 18 | A | 7 | 838 | A | 7 | 190 | B | 8 | 2.1 | A | 7 | 16000 | B | 7 | 77777 | A | 7 | 0.8 | E | 8 | 0.06 | F | 8 | 0.21 | F | 8 | 0 | 1 | D | 9 | 61 | C | 8
2005-09-11 | 10:00 | 896 | 1348 | 630 | 2 | 8 | 680 | 2 | 15 | 177 | 2 | 8 | 660 | 2 | 8 | 685 | 2 | 15 | 204 | 2 | 8 | 457 | 2 | 19 | 0 | E | 9 | 0 | E | 9 | 26.7 | A | 7 | -0.6 | A | 7 | 17 | A | 7 | 838 | A | 7 | 160 | B | 8 | 3.1 | A | 7 | 16000 | B | 7 | 77777 | A | 7 | 0.8 | E | 8 | 0.06 | F | 8 | 0.21 | F | 8 | 0 | 1 | D | 9 | 61 | C | 8
2005-09-11 | 11:00 | 1025 | 1348 | 768 | 2 | 8 | 797 | 2 | 15 | 161 | 2 | 8 | 796 | 2 | 8 | 797 | 2 | 15 | 189 | 2 | 8 | 461 | 2 | 19 | 0 | E | 9 | 0 | E | 9 | 28.3 | A | 7 | -1.1 | A | 7 | 14 | A | 7 | 832 | A | 7 | 140 | A | 7 | 7.2 | A | 7 | 16000 | B | 7 | 77777 | A | 7 | 0.9 | E | 8 | 0.06 | F | 8 | 0.21 | F | 8 | 0 | 1 | D | 9 | 61 | C | 8
2005-09-11 | 12:00 | 1089 | 1348 | 855 | 2 | 8 | 944 | 2 | 15 | 91 | 2 | 8 | 888 | 2 | 8 | 946 | 2 | 15 | 123 | 2 | 8 | 305 | 2 | 19 | 0 | E | 9 | 0 | E | 9 | 29.4 | A | 7 | -2.2 | A | 7 | 12 | A | 7 | 838 | A | 7 | 110 | A | 7 | 4.1 | A | 7 | 16000 | B | 7 | 77777 | A | 7 | 0.9 | E | 8 | 0.06 | F | 8 | 0.21 | F | 8 | 0 | 1 | D | 9 | 61 | C | 8
2005-09-11 | 13:00 | 1083 | 1348 | 838 | 2 | 8 | 947 | 2 | 15 | 77 | 2 | 8 | 877 | 2 | 8 | 950 | 2 | 15 | 112 | 2 | 8 | 270 | 2 | 19 | 3 | E | 9 | 3 | E | 9 | 30 | A | 7 | -3.9 | A | 7 | 10 | A | 7 | 838 | A | 7 | 110 | B | 8 | 3.1 | A | 7 | 16000 | B | 7 | 77777 | A | 7 | 1 | E | 8 | 0.06 | F | 8 | 0.21 | F | 8 | 0 | 1 | D | 9 | 61 | C | 8
2005-09-11 | 14:00 | 1007 | 1348 | 786 | 2 | 8 | 937 | 2 | 15 | 84 | 2 | 8 | 819 | 2 | 8 | 937 | 2 | 15 | 117 | 2 | 8 | 249 | 2 | 19 | 3 | E | 9 | 3 | E | 9 | 31.1 | A | 7 | -3.3 | A | 7 | 10 | A | 7 | 830 | A | 7 | 120 | B | 8 | 1.5 | A | 7 | 16000 | B | 7 | 77777 | A | 7 | 1.1 | E | 8 | 0.06 | F | 8 | 0.21 | F | 8 | 0 | 1 | D | 9 | 61 | C | 8
2005-09-11 | 15:00 | 868 | 1348 | 663 | 2 | 8 | 896 | 2 | 15 | 85 | 2 | 8 | 691 | 2 | 8 | 890 | 2 | 15 | 116 | 2 | 8 | 205 | 2 | 19 | 4 | E | 9 | 4 | E | 9 | 31.7 | A | 7 | -3.9 | A | 7 | 9 | A | 7 | 838 | A | 7 | 120 | A | 7 | 3.6 | A | 7 | 16000 | B | 7 | 77777 | A | 7 | 1.2 | E | 8 | 0.06 | F | 8 | 0.21 | F | 8 | 0 | 1 | D | 9 | 61 | C | 8
2005-09-11 | 16:00 | 673 | 1348 | 495 | 2 | 8 | 833 | 2 | 15 | 78 | 2 | 8 | 524 | 2 | 8 | 820 | 2 | 15 | 113 | 2 | 8 | 173 | 2 | 19 | 5 | E | 9 | 5 | E | 9 | 31.1 | A | 7 | -4.4 | A | 7 | 9 | A | 7 | 837 | A | 7 | 160 | A | 7 | 6.7 | A | 7 | 16000 | B | 7 | 77777 | A | 7 | 1.3 | E | 8 | 0.06 | F | 8 | 0.21 | F | 8 | 0 | 1 | D | 9 | 61 | C | 8
2005-09-11 | 17:00 | 438 | 1348 | 290 | 2 | 8 | 689 | 2 | 15 | 65 | 2 | 8 | 296 | 2 | 8 | 623 | 2 | 15 | 93 | 2 | 8 | 123 | 2 | 19 | 5 | E | 9 | 5 | A | 7 | 30 | A | 7 | -3.9 | A | 7 | 10 | A | 7 | 829 | A | 7 | 100 | A | 7 | 7.7 | A | 7 | 16000 | B | 7 | 77777 | A | 7 | 1.3 | E | 8 | 0.06 | F | 8 | 0.21 | F | 8 | 0 | 1 | D | 9 | 61 | C | 8
2005-09-11 | 18:00 | 179 | 1348 | 80 | 2 | 8 | 398 | 2 | 15 | 27 | 2 | 8 | 81 | 2 | 8 | 273 | 2 | 15 | 45 | 2 | 8 | 52 | 2 | 19 | 7 | E | 9 | 6 | E | 9 | 26.1 | A | 7 | -5.6 | A | 7 | 11 | A | 7 | 835 | A | 7 | 100 | A | 7 | 4.6 | A | 7 | 16000 | B | 7 | 77777 | A | 7 | 1.4 | E | 8 | 0.06 | F | 8 | 0.21 | F | 8 | 0 | 1 | D | 9 | 61 | C | 8
2005-09-11 | 19:00 | 5 | 258 | 0 | 2 | 8 | 0 | 2 | 15 | 0 | 2 | 8 | 0 | 2 | 8 | 0 | 2 | 15 | 0 | 2 | 8 | 0 | 2 | 19 | 7 | E | 9 | 6 | E | 9 | 21.1 | A | 7 | -3.9 | A | 7 | 18 | A | 7 | 833 | A | 7 | 140 | A | 7 | 4.1 | A | 7 | 16000 | B | 7 | 77777 | A | 7 | 1.5 | E | 8 | 0.06 | F | 8 | 0.21 | F | 8 | 0 | 1 | D | 9 | 61 | C | 8
2005-09-11 | 20:00 | 0 | 0 | 0 | 2 | 0 | 0 | 2 | 0 | 0 | 2 | 0 | 0 | 2 | 0 | 0 | 2 | 0 | 0 | 2 | 0 | 0 | 2 | 0 | 8 | E | 9 | 7 | E | 9 | 20.6 | A | 7 | -1.1 | A | 7 | 23 | A | 7 | 830 | A | 7 | 140 | A | 7 | 4.1 | A | 7 | 16000 | B | 7 | 77777 | A | 7 | 1.5 | E | 8 | 0.06 | F | 8 | 0.21 | F | 8 | 0 | 1 | D | 9 | 61 | C | 8
2005-09-11 | 21:00 | 0 | 0 | 0 | 2 | 0 | 0 | 2 | 0 | 0 | 2 | 0 | 0 | 2 | 0 | 0 | 2 | 0 | 0 | 2 | 0 | 0 | 2 | 0 | 9 | E | 9 | 9 | A | 7 | 21.1 | A | 7 | -1.1 | A | 7 | 22 | A | 7 | 833 | A | 7 | 180 | A | 7 | 6.2 | A | 7 | 16000 | B | 7 | 6706 | A | 7 | 1.5 | E | 8 | 0.06 | F | 8 | 0.21 | F | 8 | 0 | 1 | D | 9 | 61 | C | 8
2005-09-11 | 22:00 | 0 | 0 | 0 | 2 | 0 | 0 | 2 | 0 | 0 | 2 | 0 | 0 | 2 | 0 | 0 | 2 | 0 | 0 | 2 | 0 | 0 | 2 | 0 | 9 | E | 9 | 9 | A | 7 | 21.1 | A | 7 | -1.1 | A | 7 | 22 | A | 7 | 833 | A | 7 | 280 | A | 7 | 5.2 | A | 7 | 16000 | B | 7 | 6706 | A | 7 | 1.5 | E | 8 | 0.06 | F | 8 | 0.21 | F | 8 | 0 | 1 | D | 9 | 61 | C | 8
2005-09-11 | 23:00 | 0 | 0 | 0 | 2 | 0 | 0 | 2 | 0 | 0 | 2 | 0 | 0 | 2 | 0 | 0 | 2 | 0 | 0 | 2 | 0 | 0 | 2 | 0 | 7 | E | 9 | 7 | A | 7 | 19.4 | A | 7 | 1.1 | A | 7 | 29 | A | 7 | 830 | A | 7 | 260 | A | 7 | 4.6 | A | 7 | 16000 | B | 7 | 6706 | A | 7 | 1.5 | E | 8 | 0.06 | F | 8 | 0.21 | F | 8 | 0 | 1 | D | 9 | 61 | C | 8
2005-09-11 | 24:00 | 0 | 0 | 0 | 2 | 0 | 0 | 2 | 0 | 0 | 2 | 0 | 0 | 2 | 0 | 0 | 2 | 0 | 0 | 2 | 0 | 0 | 2 | 0 | 2 | E | 9 | 2 | E | 9 | 18.9 | A | 7 | 1.1 | A | 7 | 30 | A | 7 | 832 | A | 7 | 270 | A | 7 | 4.6 | A | 7 | 16000 | B | 7 | 77777 | A | 7 | 1.4 | E | 8 | 0.06 | F | 8 | 0.21 | F | 8 | 0 | 1 | D | 9 | 61 | C | 8
2005-09-12 | 1:00 | 0 | 0 | 0 | 2 | 0 | 0 | 2 | 0 | 0 | 2 | 0 | 0 | 2 | 0 | 0 | 2 | 0 | 0 | 2 | 0 | 0 | 2 | 0 | 0 | E | 9 | 0 | E | 9 | 17.2 | A | 7 | 1.1 | A | 7 | 34 | A | 7 | 831 | A | 7 | 250 | A | 7 | 3.1 | A | 7 | 16000 | B | 7 | 77777 | A | 7 | 1.4 | E | 8 | 0.06 | F | 8 | 0.21 | F | 8 | 0 | 1 | D | 9 | 61 | C | 8
2005-09-12 | 2:00 | 0 | 0 | 0 | 2 | 0 | 0 | 2 | 0 | 0 | 2 | 0 | 0 | 2 | 0 | 0 | 2 | 0 | 0 | 2 | 0 | 0 | 2 | 0 | 0 | E | 9 | 0 | E | 9 | 17.2 | A | 7 | 1.7 | A | 7 | 35 | A | 7 | 830 | A | 7 | 240 | A | 7 | 3.1 | A | 7 | 16000 | B | 7 | 77777 | A | 7 | 1.3 | E | 8 | 0.06 | F | 8 | 0.21 | F | 8 | 0 | 1 | D | 9 | 61 | C | 8
2005-09-12 | 3:00 | 0 | 0 | 0 | 2 | 0 | 0 | 2 | 0 | 0 | 2 | 0 | 0 | 2 | 0 | 0 | 2 | 0 | 0 | 2 | 0 | 0 | 2 | 0 | 0 | E | 9 | 0 | E | 9 | 16.7 | A | 7 | 1.1 | A | 7 | 35 | A | 7 | 831 | A | 7 | 250 | A | 7 | 3.1 | A | 7 | 16000 | B | 7 | 77777 | A | 7 | 1.3 | E | 8 | 0.06 | F | 8 | 0.21 | F | 8 | 0 | 1 | D | 9 | 61 | C | 8
2005-09-12 | 4:00 | 0 | 0 | 0 | 2 | 0 | 0 | 2 | 0 | 0 | 2 | 0 | 0 | 2 | 0 | 0 | 2 | 0 | 0 | 2 | 0 | 0 | 2 | 0 | 0 | E | 9 | 0 | E | 9 | 19.4 | A | 7 | 1.1 | A | 7 | 29 | A | 7 | 832 | A | 7 | 30 | A | 7 | 1.5 | A | 7 | 16000 | B | 7 | 77777 | A | 7 | 1.3 | E | 8 | 0.06 | F | 8 | 0.21 | F | 8 | 0 | 1 | D | 9 | 61 | C | 8
2005-09-12 | 5:00 | 0 | 0 | 0 | 2 | 0 | 0 | 2 | 0 | 0 | 2 | 0 | 0 | 2 | 0 | 0 | 2 | 0 | 0 | 2 | 0 | 0 | 2 | 0 | 3 | E | 9 | 3 | E | 9 | 12.8 | A | 7 | 0.6 | A | 7 | 43 | A | 7 | 831 | A | 7 | 110 | A | 7 | 2.1 | A | 7 | 16000 | B | 7 | 77777 | A | 7 | 1.3 | E | 8 | 0.06 | F | 8 | 0.21 | F | 8 | 0 | 1 | D | 9 | 61 | C | 8
2005-09-12 | 6:00 | 16 | 483 | 0 | 2 | 8 | 0 | 2 | 15 | 0 | 2 | 8 | 0 | 2 | 8 | 0 | 2 | 15 | 0 | 2 | 8 | 0 | 2 | 19 | 3 | E | 9 | 3 | E | 9 | 10.6 | A | 7 | 0 | A | 7 | 48 | A | 7 | 830 | A | 7 | 170 | A | 7 | 4.6 | A | 7 | 16000 | B | 7 | 77777 | A | 7 | 1.2 | E | 8 | 0.06 | F | 8 | 0.21 | F | 8 | 0 | 1 | D | 9 | 61 | C | 8
2005-09-12 | 7:00 | 220 | 1349 | 139 | 2 | 8 | 456 | 2 | 15 | 64 | 2 | 8 | 137 | 2 | 8 | 309 | 2 | 15 | 87 | 2 | 8 | 103 | 2 | 19 | 3 | E | 9 | 3 | E | 9 | 17.2 | A | 7 | 0.6 | A | 7 | 33 | A | 7 | 834 | A | 7 | 160 | A | 7 | 2.6 | A | 7 | 16000 | B | 7 | 77777 | A | 7 | 1.1 | E | 8 | 0.06 | F | 8 | 0.21 | F | 8 | 0 | 1 | D | 9 | 61 | C | 8
2005-09-12 | 8:00 | 477 | 1349 | 321 | 2 | 8 | 705 | 2 | 15 | 72 | 2 | 8 | 338 | 2 | 8 | 655 | 2 | 15 | 106 | 2 | 8 | 142 | 2 | 19 | 3 | E | 9 | 3 | E | 9 | 21.1 | A | 7 | 2.2 | A | 7 | 29 | A | 7 | 832 | A | 7 | 120 | A | 7 | 3.6 | A | 7 | 16000 | B | 7 | 77777 | A | 7 | 1 | E | 8 | 0.06 | F | 8 | 0.21 | F | 8 | 0 | 1 | D | 9 | 61 | C | 8
2005-09-12 | 9:00 | 706 | 1349 | 512 | 2 | 8 | 780 | 2 | 15 | 103 | 2 | 8 | 529 | 2 | 8 | 764 | 2 | 15 | 129 | 2 | 8 | 212 | 2 | 19 | 3 | E | 9 | 3 | E | 9 | 23.9 | A | 7 | 1.7 | A | 7 | 23 | A | 7 | 837 | A | 7 | 170 | B | 8 | 2.6 | A | 7 | 16000 | B | 7 | 77777 | A | 7 | 1 | E | 8 | 0.06 | F | 8 | 0.21 | F | 8 | 0 | 1 | D | 9 | 61 | C | 8
2005-09-12 | 10:00 | 892 | 1349 | 649 | 2 | 8 | 789 | 2 | 15 | 126 | 2 | 8 | 677 | 2 | 8 | 788 | 2 | 15 | 155 | 2 | 8 | 306 | 2 | 19 | 3 | E | 9 | 3 | E | 9 | 25.6 | A | 7 | -1.1 | A | 7 | 17 | A | 7 | 837 | A | 7 | 220 | A | 7 | 3.6 | A | 7 | 16000 | B | 7 | 77777 | A | 7 | 0.9 | E | 8 | 0.06 | F | 8 | 0.21 | F | 8 | 0 | 1 | D | 9 | 61 | C | 8
2005-09-12 | 11:00 | 1021 | 1349 | 750 | 2 | 8 | 784 | 2 | 15 | 154 | 2 | 8 | 779 | 2 | 8 | 785 | 2 | 15 | 184 | 2 | 8 | 444 | 2 | 19 | 5 | E | 9 | 5 | A | 7 | 25.6 | A | 7 | -2.8 | A | 7 | 15 | A | 7 | 831 | A | 7 | 0 | A | 7 | 0 | A | 7 | 16000 | B | 7 | 77777 | A | 7 | 0.9 | E | 8 | 0.06 | F | 8 | 0.21 | F | 8 | 0 | 1 | D | 9 | 61 | C | 8
2005-09-12 | 12:00 | 1084 | 1349 | 831 | 2 | 8 | 884 | 2 | 15 | 119 | 2 | 8 | 857 | 2 | 8 | 884 | 2 | 15 | 144 | 2 | 8 | 344 | 2 | 19 | 3 | E | 9 | 3 | E | 9 | 26.7 | A | 7 | -5 | A | 7 | 11 | A | 7 | 836 | A | 7 | 0 | A | 7 | 0 | A | 7 | 16000 | B | 7 | 77777 | A | 7 | 0.9 | E | 8 | 0.06 | F | 8 | 0.21 | F | 8 | 0 | 1 | D | 9 | 61 | C | 8
2005-09-12 | 13:00 | 1078 | 1349 | 797 | 2 | 8 | 809 | 2 | 15 | 149 | 2 | 8 | 839 | 2 | 8 | 815 | 2 | 15 | 186 | 2 | 8 | 496 | 2 | 19 | 3 | E | 9 | 3 | E | 9 | 28.3 | A | 7 | -9.4 | A | 7 | 7 | A | 7 | 836 | A | 7 | 320 | B | 8 | 1.5 | A | 7 | 16000 | B | 7 | 77777 | A | 7 | 0.9 | E | 8 | 0.06 | F | 8 | 0.21 | F | 8 | 0 | 1 | D | 9 | 61 | C | 8
2005-09-12 | 14:00 | 1002 | 1349 | 774 | 2 | 8 | 895 | 2 | 15 | 108 | 2 | 8 | 801 | 2 | 8 | 893 | 2 | 15 | 136 | 2 | 8 | 276 | 2 | 19 | 4 | E | 9 | 4 | E | 9 | 29.4 | A | 7 | -11.7 | A | 7 | 5 | A | 7 | 828 | A | 7 | 280 | B | 8 | 1.5 | A | 7 | 16000 | B | 7 | 77777 | A | 7 | 1 | E | 8 | 0.06 | F | 8 | 0.21 | F | 8 | 0 | 1 | D | 9 | 61 | C | 8
2005-09-12 | 15:00 | 862 | 1349 | 652 | 2 | 8 | 819 | 2 | 15 | 127 | 2 | 8 | 676 | 2 | 8 | 815 | 2 | 15 | 154 | 2 | 8 | 294 | 2 | 19 | 3 | E | 9 | 3 | E | 9 | 30 | A | 7 | -11.7 | A | 7 | 5 | A | 7 | 835 | A | 7 | 240 | A | 7 | 3.6 | A | 7 | 16000 | B | 7 | 77777 | A | 7 | 1 | E | 8 | 0.06 | F | 8 | 0.21 | F | 8 | 0 | 1 | D | 9 | 61 | C | 8
2005-09-12 | 16:00 | 667 | 1349 | 440 | 2 | 8 | 557 | 2 | 15 | 164 | 2 | 8 | 466 | 2 | 8 | 557 | 2 | 15 | 190 | 2 | 8 | 344 | 2 | 19 | 3 | E | 9 | 3 | E | 9 | 30.6 | A | 7 | -10 | A | 7 | 6 | A | 7 | 835 | A | 7 | 310 | B | 8 | 3.1 | A | 7 | 16000 | B | 7 | 77777 | A | 7 | 1 | E | 8 | 0.06 | F | 8 | 0.21 | F | 8 | 0 | 1 | D | 9 | 61 | C | 8
2005-09-12 | 17:00 | 431 | 1349 | 294 | 2 | 8 | 529 | 2 | 15 | 124 | 2 | 8 | 302 | 2 | 8 | 476 | 2 | 15 | 150 | 2 | 8 | 238 | 2 | 19 | 5 | E | 9 | 5 | A | 7 | 27.2 | A | 7 | -5 | A | 7 | 11 | A | 7 | 828 | A | 7 | 10 | A | 7 | 5.2 | A | 7 | 16000 | B | 7 | 77777 | A | 7 | 1.1 | E | 8 | 0.06 | F | 8 | 0.21 | F | 8 | 0 | 1 | D | 9 | 61 | C | 8
2005-09-12 | 18:00 | 172 | 1349 | 14 | 2 | 8 | 0 | 2 | 15 | 14 | 2 | 8 | 17 | 2 | 8 | 0 | 2 | 15 | 17 | 2 | 8 | 57 | 2 | 19 | 3 | E | 9 | 3 | E | 9 | 25.6 | A | 7 | -5.6 | A | 7 | 12 | A | 7 | 835 | A | 7 | 10 | A | 7 | 5.2 | A | 7 | 16000 | B | 7 | 77777 | A | 7 | 1.1 | E | 8 | 0.06 | F | 8 | 0.21 | F | 8 | 0 | 1 | D | 9 | 61 | C | 8
2005-09-12 | 19:00 | 3 | 236 | 0 | 2 | 8 | 0 | 2 | 15 | 0 | 2 | 8 | 0 | 2 | 8 | 0 | 2 | 15 | 0 | 2 | 8 | 0 | 2 | 19 | 5 | E | 9 | 5 | E | 9 | 21.7 | A | 7 | -1.7 | A | 7 | 20 | A | 7 | 834 | A | 7 | 360 | A | 7 | 4.1 | A | 7 | 16000 | B | 7 | 77777 | A | 7 | 1.1 | E | 8 | 0.06 | F | 8 | 0.21 | F | 8 | 0 | 1 | D | 9 | 61 | C | 8
2005-09-12 | 20:00 | 0 | 0 | 0 | 2 | 0 | 0 | 2 | 0 | 0 | 2 | 0 | 0 | 2 | 0 | 0 | 2 | 0 | 0 | 2 | 0 | 0 | 2 | 0 | 5 | E | 9 | 5 | E | 9 | 21.1 | A | 7 | -1.7 | A | 7 | 21 | A | 7 | 830 | A | 7 | 10 | A | 7 | 4.6 | A | 7 | 16000 | B | 7 | 4267 | A | 7 | 1.1 | E | 8 | 0.06 | F | 8 | 0.21 | F | 8 | 0 | 1 | D | 9 | 61 | C | 8
2005-09-12 | 21:00 | 0 | 0 | 0 | 2 | 0 | 0 | 2 | 0 | 0 | 2 | 0 | 0 | 2 | 0 | 0 | 2 | 0 | 0 | 2 | 0 | 0 | 2 | 0 | 5 | E | 9 | 5 | A | 7 | 16.7 | A | 7 | 2.2 | A | 7 | 38 | A | 7 | 832 | A | 7 | 50 | A | 7 | 5.7 | A | 7 | 16000 | B | 7 | 77777 | A | 7 | 1.1 | E | 8 | 0.06 | F | 8 | 0.21 | F | 8 | 0 | 1 | D | 9 | 61 | C | 8
2005-09-12 | 22:00 | 0 | 0 | 0 | 2 | 0 | 0 | 2 | 0 | 0 | 2 | 0 | 0 | 2 | 0 | 0 | 2 | 0 | 0 | 2 | 0 | 0 | 2 | 0 | 5 | E | 9 | 5 | A | 7 | 14.4 | A | 7 | 1.7 | A | 7 | 42 | A | 7 | 832 | A | 7 | 70 | A | 7 | 6.2 | A | 7 | 16000 | B | 7 | 77777 | A | 7 | 1.1 | E | 8 | 0.06 | F | 8 | 0.21 | F | 8 | 0 | 1 | D | 9 | 61 | C | 8
2005-09-12 | 23:00 | 0 | 0 | 0 | 2 | 0 | 0 | 2 | 0 | 0 | 2 | 0 | 0 | 2 | 0 | 0 | 2 | 0 | 0 | 2 | 0 | 0 | 2 | 0 | 5 | E | 9 | 5 | A | 7 | 12.8 | A | 7 | 1.1 | A | 7 | 45 | A | 7 | 832 | A | 7 | 120 | A | 7 | 4.6 | A | 7 | 16000 | B | 7 | 77777 | A | 7 | 1.1 | E | 8 | 0.06 | F | 8 | 0.21 | F | 8 | 0 | 1 | D | 9 | 61 | C | 8
2005-09-12 | 24:00 | 0 | 0 | 0 | 2 | 0 | 0 | 2 | 0 | 0 | 2 | 0 | 0 | 2 | 0 | 0 | 2 | 0 | 0 | 2 | 0 | 0 | 2 | 0 | 5 | E | 9 | 5 | E | 9 | 12.2 | A | 7 | 0 | A | 7 | 43 | A | 7 | 833 | A | 7 | 120 | A | 7 | 2.6 | A | 7 | 16000 | B | 7 | 77777 | A | 7 | 1.1 | E | 8 | 0.06 | F | 8 | 0.21 | F | 8 | 0 | 1 | D | 9 | 61 | C | 8
2005-09-13 | 1:00 | 0 | 0 | 0 | 2 | 0 | 0 | 2 | 0 | 0 | 2 | 0 | 0 | 2 | 0 | 0 | 2 | 0 | 0 | 2 | 0 | 0 | 2 | 0 | 3 | E | 9 | 3 | E | 9 | 9.4 | A | 7 | -1.1 | A | 7 | 47 | A | 7 | 832 | A | 7 | 150 | A | 7 | 4.6 | A | 7 | 16000 | B | 7 | 77777 | A | 7 | 1.1 | E | 8 | 0.059 | F | 8 | 0.21 | F | 8 | 0 | 1 | D | 9 | 61 | C | 8
2005-09-13 | 2:00 | 0 | 0 | 0 | 2 | 0 | 0 | 2 | 0 | 0 | 2 | 0 | 0 | 2 | 0 | 0 | 2 | 0 | 0 | 2 | 0 | 0 | 2 | 0 | 0 | E | 9 | 0 | E | 9 | 6.7 | A | 7 | -2.2 | A | 7 | 52 | A | 7 | 834 | A | 7 | 170 | A | 7 | 4.6 | A | 7 | 16000 | B | 7 | 77777 | A | 7 | 1.2 | E | 8 | 0.059 | F | 8 | 0.21 | F | 8 | 0 | 1 | D | 9 | 61 | C | 8
2005-09-13 | 3:00 | 0 | 0 | 0 | 2 | 0 | 0 | 2 | 0 | 0 | 2 | 0 | 0 | 2 | 0 | 0 | 2 | 0 | 0 | 2 | 0 | 0 | 2 | 0 | 1 | E | 9 | 1 | E | 9 | 8.3 | A | 7 | -3.9 | A | 7 | 40 | A | 7 | 831 | A | 7 | 130 | A | 7 | 4.6 | A | 7 | 16000 | B | 7 | 77777 | A | 7 | 1.1 | E | 8 | 0.059 | F | 8 | 0.21 | F | 8 | 0 | 1 | D | 9 | 61 | C | 8
2005-09-13 | 4:00 | 0 | 0 | 0 | 2 | 0 | 0 | 2 | 0 | 0 | 2 | 0 | 0 | 2 | 0 | 0 | 2 | 0 | 0 | 2 | 0 | 0 | 2 | 0 | 1 | E | 9 | 1 | E | 9 | 8.9 | A | 7 | -5 | A | 7 | 35 | A | 7 | 832 | A | 7 | 120 | A | 7 | 5.2 | A | 7 | 16000 | B | 7 | 77777 | A | 7 | 1.1 | E | 8 | 0.059 | F | 8 | 0.21 | F | 8 | 0 | 1 | D | 9 | 61 | C | 8
2005-09-13 | 5:00 | 0 | 0 | 0 | 2 | 0 | 0 | 2 | 0 | 0 | 2 | 0 | 0 | 2 | 0 | 0 | 2 | 0 | 0 | 2 | 0 | 0 | 2 | 0 | 2 | E | 9 | 2 | E | 9 | 7.8 | A | 7 | -4.4 | A | 7 | 40 | A | 7 | 835 | A | 7 | 110 | A | 7 | 4.1 | A | 7 | 16000 | B | 7 | 77777 | A | 7 | 1.1 | E | 8 | 0.059 | F | 8 | 0.21 | F | 8 | 0 | 1 | D | 9 | 61 | C | 8
2005-09-13 | 6:00 | 14 | 461 | 0 | 2 | 8 | 0 | 2 | 15 | 0 | 2 | 8 | 0 | 2 | 8 | 0 | 2 | 15 | 0 | 2 | 8 | 0 | 2 | 19 | 6 | E | 9 | 6 | E | 9 | 8.3 | A | 7 | -3.3 | A | 7 | 42 | A | 7 | 833 | A | 7 | 90 | A | 7 | 5.2 | A | 7 | 16000 | B | 7 | 3658 | A | 7 | 1.1 | E | 8 | 0.059 | F | 8 | 0.21 | F | 8 | 0 | 1 | D | 9 | 61 | C | 8
2005-09-13 | 7:00 | 217 | 1350 | 119 | 2 | 8 | 437 | 2 | 15 | 49 | 2 | 8 | 120 | 2 | 8 | 301 | 2 | 15 | 72 | 2 | 8 | 85 | 2 | 19 | 9 | E | 9 | 9 | E | 9 | 10.6 | A | 7 | -2.2 | A | 7 | 40 | A | 7 | 836 | A | 7 | 110 | A | 7 | 5.7 | A | 7 | 16000 | B | 7 | 77777 | A | 7 | 1.1 | E | 8 | 0.059 | F | 8 | 0.21 | F | 8 | 0 | 1 | D | 9 | 61 | C | 8
2005-09-13 | 8:00 | 473 | 1350 | 256 | 2 | 8 | 324 | 2 | 15 | 142 | 2 | 8 | 271 | 2 | 8 | 308 | 2 | 15 | 162 | 2 | 8 | 293 | 2 | 19 | 10 | E | 9 | 10 | E | 9 | 11.7 | A | 7 | -2.8 | A | 7 | 35 | A | 7 | 836 | A | 7 | 100 | A | 7 | 5.7 | A | 7 | 16000 | B | 7 | 3048 | A | 7 | 1.1 | E | 8 | 0.059 | F | 8 | 0.21 | F | 8 | 0 | 1 | D | 9 | 61 | C | 8
2005-09-13 | 9:00 | 702 | 1350 | 240 | 2 | 8 | 37 | 2 | 15 | 220 | 2 | 8 | 263 | 2 | 8 | 37 | 2 | 15 | 244 | 2 | 8 | 670 | 2 | 19 | 6 | E | 9 | 6 | E | 9 | 13.3 | A | 7 | -3.9 | A | 7 | 29 | A | 7 | 838 | A | 7 | 70 | A | 7 | 5.2 | A | 7 | 16000 | B | 7 | 6706 | A | 7 | 1.2 | E | 8 | 0.059 | F | 8 | 0.21 | F | 8 | 0 | 1 | D | 9 | 61 | C | 8
2005-09-13 | 10:00 | 888 | 1350 | 465 | 2 | 8 | 243 | 2 | 15 | 305 | 2 | 8 | 508 | 2 | 8 | 256 | 2 | 15 | 339 | 2 | 8 | 876 | 2 | 19 | 6 | E | 9 | 6 | E | 9 | 15 | A | 7 | -3.9 | A | 7 | 26 | A | 7 | 839 | A | 7 | 90 | A | 7 | 6.2 | A | 7 | 16000 | B | 7 | 77777 | A | 7 | 1.2 | E | 8 | 0.059 | F | 8 | 0.21 | F | 8 | 0 | 1 | D | 9 | 61 | C | 8
2005-09-13 | 11:00 | 1016 | 1350 | 731 | 2 | 8 | 670 | 2 | 15 | 225 | 2 | 8 | 764 | 2 | 8 | 675 | 2 | 15 | 254 | 2 | 8 | 692 | 2 | 19 | 6 | E | 9 | 6 | E | 9 | 17.2 | A | 7 | -4.4 | A | 7 | 22 | A | 7 | 836 | A | 7 | 90 | A | 7 | 5.7 | A | 7 | 16000 | B | 7 | 77777 | A | 7 | 1.2 | E | 8 | 0.059 | F | 8 | 0.21 | F | 8 | 0 | 1 | D | 9 | 61 | C | 8
2005-09-13 | 12:00 | 1079 | 1350 | 794 | 2 | 8 | 769 | 2 | 15 | 177 | 2 | 8 | 850 | 2 | 8 | 788 | 2 | 15 | 218 | 2 | 8 | 641 | 2 | 19 | 7 | E | 9 | 7 | E | 9 | 18.9 | A | 7 | -4.4 | A | 7 | 19 | A | 7 | 839 | A | 7 | 120 | A | 7 | 5.2 | A | 7 | 16000 | B | 7 | 77777 | A | 7 | 1.2 | E | 8 | 0.059 | F | 8 | 0.21 | F | 8 | 0 | 1 | D | 9 | 61 | C | 8
2005-09-13 | 13:00 | 1073 | 1350 | 820 | 2 | 8 | 899 | 2 | 15 | 104 | 2 | 8 | 849 | 2 | 8 | 900 | 2 | 15 | 132 | 2 | 8 | 315 | 2 | 19 | 8 | E | 9 | 7 | E | 9 | 19.4 | A | 7 | -4.4 | A | 7 | 19 | A | 7 | 839 | A | 7 | 60 | B | 8 | 2.6 | A | 7 | 16000 | B | 7 | 77777 | A | 7 | 1.2 | E | 8 | 0.059 | F | 8 | 0.21 | F | 8 | 0 | 1 | D | 9 | 61 | C | 8
2005-09-13 | 14:00 | 996 | 1350 | 739 | 2 | 8 | 806 | 2 | 15 | 143 | 2 | 8 | 773 | 2 | 8 | 809 | 2 | 15 | 175 | 2 | 8 | 401 | 2 | 19 | 7 | E | 9 | 6 | E | 9 | 20 | A | 7 | -3.9 | A | 7 | 19 | A | 7 | 834 | A | 7 | 0 | A | 7 | 0 | A | 7 | 16000 | B | 7 | 7620 | A | 7 | 1.2 | E | 8 | 0.059 | F | 8 | 0.21 | F | 8 | 0 | 1 | D | 9 | 61 | C | 8
2005-09-13 | 15:00 | 856 | 1350 | 651 | 2 | 8 | 736 | 2 | 15 | 184 | 2 | 8 | 678 | 2 | 8 | 736 | 2 | 15 | 210 | 2 | 8 | 445 | 2 | 19 | 9 | E | 9 | 9 | A | 7 | 18.9 | A | 7 | -3.9 | A | 7 | 20 | A | 7 | 839 | A | 7 | 30 | A | 7 | 5.7 | A | 7 | 16000 | B | 7 | 3048 | A | 7 | 1.3 | E | 8 | 0.059 | F | 8 | 0.21 | F | 8 | 0 | 1 | D | 9 | 61 | C | 8
2005-09-13 | 16:00 | 661 | 1350 | 277 | 2 | 8 | 106 | 2 | 15 | 225 | 2 | 8 | 304 | 2 | 8 | 106 | 2 | 15 | 252 | 2 | 8 | 656 | 2 | 19 | 8 | E | 9 | 7 | E | 9 | 18.9 | A | 7 | -1.1 | A | 7 | 26 | A | 7 | 838 | A | 7 | 70 | A | 7 | 6.2 | A | 7 | 16000 | B | 7 | 4267 | A | 7 | 1.4 | E | 8 | 0.059 | F | 8 | 0.21 | F | 8 | 0 | 1 | D | 9 | 61 | C | 8
2005-09-13 | 17:00 | 424 | 1350 | 64 | 2 | 8 | 0 | 2 | 15 | 64 | 2 | 8 | 75 | 2 | 8 | 0 | 2 | 15 | 75 | 2 | 8 | 268 | 2 | 19 | 7 | E | 9 | 7 | A | 7 | 17.2 | A | 7 | -1.7 | A | 7 | 27 | A | 7 | 834 | A | 7 | 80 | A | 7 | 3.6 | A | 7 | 16000 | B | 7 | 2591 | A | 7 | 1.4 | E | 8 | 0.059 | F | 8 | 0.21 | F | 8 | 0 | 1 | D | 9 | 61 | C | 8
2005-09-13 | 18:00 | 165 | 1350 | 17 | 2 | 8 | 0 | 2 | 15 | 17 | 2 | 8 | 20 | 2 | 8 | 0 | 2 | 15 | 20 | 2 | 8 | 67 | 2 | 19 | 10 | E | 9 | 9 | E | 9 | 16.1 | A | 7 | 1.1 | A | 7 | 36 | A | 7 | 838 | A | 7 | 60 | A | 7 | 4.6 | A | 7 | 16000 | B | 7 | 2591 | A | 7 | 1.4 | E | 8 | 0.059 | F | 8 | 0.21 | F | 8 | 0 | 1 | D | 9 | 61 | C | 8
2005-09-13 | 19:00 | 2 | 191 | 0 | 2 | 8 | 0 | 2 | 15 | 0 | 2 | 8 | 0 | 2 | 8 | 0 | 2 | 15 | 0 | 2 | 8 | 0 | 2 | 19 | 9 | E | 9 | 9 | E | 9 | 15.6 | A | 7 | 1.1 | A | 7 | 37 | A | 7 | 838 | A | 7 | 320 | A | 7 | 7.7 | A | 7 | 16000 | B | 7 | 2743 | A | 7 | 1.4 | E | 8 | 0.059 | F | 8 | 0.21 | F | 8 | 0 | 1 | D | 9 | 61 | C | 8
2005-09-13 | 20:00 | 0 | 0 | 0 | 2 | 0 | 0 | 2 | 0 | 0 | 2 | 0 | 0 | 2 | 0 | 0 | 2 | 0 | 0 | 2 | 0 | 0 | 2 | 0 | 9 | E | 9 | 9 | E | 9 | 11.1 | A | 7 | 6.1 | A | 7 | 71 | A | 7 | 836 | A | 7 | 10 | A | 7 | 5.2 | A | 7 | 16000 | B | 7 | 3353 | A | 7 | 1.3 | E | 8 | 0.059 | F | 8 | 0.21 | F | 8 | 0 | 1 | D | 9 | 61 | C | 8
2005-09-13 | 21:00 | 0 | 0 | 0 | 2 | 0 | 0 | 2 | 0 | 0 | 2 | 0 | 0 | 2 | 0 | 0 | 2 | 0 | 0 | 2 | 0 | 0 | 2 | 0 | 9 | E | 9 | 9 | A | 7 | 11.1 | A | 7 | 6.1 | A | 7 | 71 | A | 7 | 838 | A | 7 | 10 | A | 7 | 4.6 | A | 7 | 16000 | B | 7 | 3353 | A | 7 | 1.3 | E | 8 | 0.059 | F | 8 | 0.21 | F | 8 | 0 | 1 | D | 9 | 61 | C | 8
2005-09-13 | 22:00 | 0 | 0 | 0 | 2 | 0 | 0 | 2 | 0 | 0 | 2 | 0 | 0 | 2 | 0 | 0 | 2 | 0 | 0 | 2 | 0 | 0 | 2 | 0 | 9 | E | 9 | 9 | A | 7 | 10.6 | A | 7 | 6.1 | A | 7 | 74 | A | 7 | 838 | A | 7 | 10 | A | 7 | 2.6 | A | 7 | 16000 | B | 7 | 2134 | A | 7 | 1.3 | E | 8 | 0.059 | F | 8 | 0.21 | F | 8 | 0 | 1 | D | 9 | 61 | C | 8
2005-09-13 | 23:00 | 0 | 0 | 0 | 2 | 0 | 0 | 2 | 0 | 0 | 2 | 0 | 0 | 2 | 0 | 0 | 2 | 0 | 0 | 2 | 0 | 0 | 2 | 0 | 7 | E | 9 | 7 | A | 7 | 10 | A | 7 | 6.7 | A | 7 | 80 | A | 7 | 837 | A | 7 | 40 | A | 7 | 3.6 | A | 7 | 16000 | B | 7 | 2438 | A | 7 | 1.3 | E | 8 | 0.059 | F | 8 | 0.21 | F | 8 | 0 | 1 | D | 9 | 61 | C | 8
2005-09-13 | 24:00 | 0 | 0 | 0 | 2 | 0 | 0 | 2 | 0 | 0 | 2 | 0 | 0 | 2 | 0 | 0 | 2 | 0 | 0 | 2 | 0 | 0 | 2 | 0 | 10 | E | 9 | 10 | E | 9 | 9.4 | A | 7 | 6.7 | A | 7 | 83 | A | 7 | 837 | A | 7 | 180 | A | 7 | 3.6 | A | 7 | 16000 | B | 7 | 2134 | A | 7 | 1.3 | E | 8 | 0.059 | F | 8 | 0.21 | F | 8 | 0 | 1 | D | 9 | 61 | C | 8
2005-09-14 | 1:00 | 0 | 0 | 0 | 2 | 0 | 0 | 2 | 0 | 0 | 2 | 0 | 0 | 2 | 0 | 0 | 2 | 0 | 0 | 2 | 0 | 0 | 2 | 0 | 8 | E | 9 | 8 | E | 9 | 8.9 | A | 7 | 6.7 | A | 7 | 86 | A | 7 | 835 | A | 7 | 150 | A | 7 | 5.7 | A | 7 | 16000 | B | 7 | 1341 | A | 7 | 1.2 | E | 8 | 0.059 | F | 8 | 0.21 | F | 8 | 0 | 1 | D | 9 | 61 | C | 8
2005-09-14 | 2:00 | 0 | 0 | 0 | 2 | 0 | 0 | 2 | 0 | 0 | 2 | 0 | 0 | 2 | 0 | 0 | 2 | 0 | 0 | 2 | 0 | 0 | 2 | 0 | 8 | E | 9 | 8 | E | 9 | 9.4 | A | 7 | 6.1 | A | 7 | 80 | A | 7 | 835 | A | 7 | 170 | A | 7 | 5.7 | A | 7 | 16000 | B | 7 | 2896 | A | 7 | 1.2 | E | 8 | 0.059 | F | 8 | 0.21 | F | 8 | 0 | 1 | D | 9 | 61 | C | 8
2005-09-14 | 3:00 | 0 | 0 | 0 | 2 | 0 | 0 | 2 | 0 | 0 | 2 | 0 | 0 | 2 | 0 | 0 | 2 | 0 | 0 | 2 | 0 | 0 | 2 | 0 | 4 | E | 9 | 4 | E | 9 | 8.9 | A | 7 | 4.4 | A | 7 | 73 | A | 7 | 835 | A | 7 | 180 | A | 7 | 6.2 | A | 7 | 16000 | B | 7 | 77777 | A | 7 | 1.3 | E | 8 | 0.059 | F | 8 | 0.21 | F | 8 | 0 | 1 | D | 9 | 61 | C | 8
2005-09-14 | 4:00 | 0 | 0 | 0 | 2 | 0 | 0 | 2 | 0 | 0 | 2 | 0 | 0 | 2 | 0 | 0 | 2 | 0 | 0 | 2 | 0 | 0 | 2 | 0 | 1 | E | 9 | 1 | E | 9 | 8.9 | A | 7 | 3.9 | A | 7 | 71 | A | 7 | 835 | A | 7 | 180 | A | 7 | 6.7 | A | 7 | 16000 | B | 7 | 77777 | A | 7 | 1.4 | E | 8 | 0.059 | F | 8 | 0.21 | F | 8 | 0 | 1 | D | 9 | 61 | C | 8
2005-09-14 | 5:00 | 0 | 0 | 0 | 2 | 0 | 0 | 2 | 0 | 0 | 2 | 0 | 0 | 2 | 0 | 0 | 2 | 0 | 0 | 2 | 0 | 0 | 2 | 0 | 1 | E | 9 | 1 | E | 9 | 8.3 | A | 7 | 3.9 | A | 7 | 74 | A | 7 | 835 | A | 7 | 160 | A | 7 | 7.2 | A | 7 | 16000 | B | 7 | 77777 | A | 7 | 1.4 | E | 8 | 0.059 | F | 8 | 0.21 | F | 8 | 0 | 1 | D | 9 | 61 | C | 8
2005-09-14 | 6:00 | 13 | 439 | 0 | 2 | 8 | 0 | 2 | 15 | 0 | 2 | 8 | 0 | 2 | 8 | 0 | 2 | 15 | 0 | 2 | 8 | 0 | 2 | 19 | 0 | E | 9 | 0 | E | 9 | 8.9 | A | 7 | 3.3 | A | 7 | 68 | A | 7 | 835 | A | 7 | 180 | A | 7 | 8.8 | A | 7 | 16000 | B | 7 | 77777 | A | 7 | 1.4 | E | 8 | 0.059 | F | 8 | 0.21 | F | 8 | 0 | 1 | D | 9 | 61 | C | 8
2005-09-14 | 7:00 | 213 | 1351 | 143 | 2 | 8 | 508 | 2 | 15 | 63 | 2 | 8 | 141 | 2 | 8 | 337 | 2 | 15 | 88 | 2 | 8 | 101 | 2 | 19 | 0 | E | 9 | 0 | E | 9 | 10.6 | A | 7 | 3.3 | A | 7 | 61 | A | 7 | 835 | A | 7 | 180 | A | 7 | 8.2 | A | 7 | 16000 | B | 7 | 77777 | A | 7 | 1.3 | E | 8 | 0.059 | F | 8 | 0.21 | F | 8 | 0 | 1 | D | 9 | 61 | C | 8
2005-09-14 | 8:00 | 469 | 1351 | 345 | 2 | 8 | 789 | 2 | 15 | 70 | 2 | 8 | 353 | 2 | 8 | 724 | 2 | 15 | 100 | 2 | 8 | 132 | 2 | 19 | 3 | E | 9 | 3 | E | 9 | 15 | A | 7 | 2.8 | A | 7 | 44 | A | 7 | 835 | A | 7 | 190 | A | 7 | 12.4 | A | 7 | 16000 | B | 7 | 77777 | A | 7 | 1.3 | E | 8 | 0.059 | F | 8 | 0.21 | F | 8 | 0 | 1 | D | 9 | 61 | C | 8
2005-09-14 | 9:00 | 699 | 1351 | 539 | 2 | 8 | 873 | 2 | 15 | 87 | 2 | 8 | 567 | 2 | 8 | 860 | 2 | 15 | 121 | 2 | 8 | 190 | 2 | 19 | 3 | E | 9 | 3 | E | 9 | 17.8 | A | 7 | 2.8 | A | 7 | 37 | A | 7 | 839 | A | 7 | 180 | A | 7 | 10.3 | A | 7 | 16000 | B | 7 | 77777 | A | 7 | 1.3 | E | 8 | 0.059 | F | 8 | 0.21 | F | 8 | 0 | 1 | D | 9 | 61 | C | 8
2005-09-14 | 10:00 | 884 | 1351 | 650 | 2 | 8 | 759 | 2 | 15 | 152 | 2 | 8 | 688 | 2 | 8 | 769 | 2 | 15 | 183 | 2 | 8 | 393 | 2 | 19 | 3 | E | 9 | 3 | E | 9 | 19.4 | A | 7 | 2.8 | A | 7 | 33 | A | 7 | 839 | A | 7 | 190 | A | 7 | 8.2 | A | 7 | 16000 | B | 7 | 77777 | A | 7 | 1.3 | E | 8 | 0.059 | F | 8 | 0.21 | F | 8 | 0 | 1 | D | 9 | 61 | C | 8
2005-09-14 | 11:00 | 1012 | 1351 | 737 | 2 | 8 | 785 | 2 | 15 | 148 | 2 | 8 | 770 | 2 | 8 | 787 | 2 | 15 | 179 | 2 | 8 | 423 | 2 | 19 | 5 | E | 9 | 5 | E | 9 | 20.6 | A | 7 | 2.8 | A | 7 | 31 | A | 7 | 833 | A | 7 | 170 | A | 7 | 10.8 | A | 7 | 16000 | B | 7 | 77777 | A | 7 | 1.3 | E | 8 | 0.059 | F | 8 | 0.21 | F | 8 | 0 | 1 | D | 9 | 61 | C | 8
2005-09-14 | 12:00 | 1075 | 1351 | 788 | 2 | 8 | 763 | 2 | 15 | 179 | 2 | 8 | 842 | 2 | 8 | 781 | 2 | 15 | 219 | 2 | 8 | 640 | 2 | 19 | 7 | E | 9 | 6 | E | 9 | 21.7 | A | 7 | 1.7 | A | 7 | 27 | A | 7 | 838 | A | 7 | 160 | A | 7 | 8.2 | A | 7 | 16000 | B | 7 | 5486 | A | 7 | 1.4 | E | 8 | 0.059 | F | 8 | 0.21 | F | 8 | 0 | 1 | D | 9 | 61 | C | 8
2005-09-14 | 13:00 | 1068 | 1351 | 808 | 2 | 8 | 689 | 2 | 15 | 262 | 2 | 8 | 840 | 2 | 8 | 691 | 2 | 15 | 292 | 2 | 8 | 882 | 2 | 19 | 7 | E | 9 | 5 | E | 9 | 20.6 | A | 7 | 1.1 | A | 7 | 27 | A | 7 | 837 | A | 7 | 220 | A | 7 | 4.6 | A | 7 | 16000 | B | 7 | 3962 | A | 7 | 1.4 | E | 8 | 0.059 | F | 8 | 0.21 | F | 8 | 0 | 1 | D | 9 | 61 | C | 8
2005-09-14 | 14:00 | 991 | 1351 | 145 | 2 | 8 | 0 | 2 | 15 | 145 | 2 | 8 | 178 | 2 | 8 | 0 | 2 | 15 | 178 | 2 | 8 | 737 | 2 | 19 | 9 | E | 9 | 7 | E | 9 | 19.4 | A | 7 | 2.2 | A | 7 | 32 | A | 7 | 832 | A | 7 | 290 | A | 7 | 8.8 | A | 7 | 16000 | B | 7 | 4877 | A | 7 | 1.5 | E | 8 | 0.059 | F | 8 | 0.21 | F | 8 | 0 | 1 | D | 9 | 61 | C | 8
2005-09-14 | 15:00 | 850 | 1351 | 102 | 2 | 8 | 0 | 2 | 15 | 102 | 2 | 8 | 126 | 2 | 8 | 0 | 2 | 15 | 126 | 2 | 8 | 513 | 2 | 19 | 10 | E | 9 | 9 | E | 9 | 13 | A | 7 | 4 | A | 7 | 54 | A | 7 | 836 | A | 7 | 210 | A | 7 | 10.8 | A | 7 | 16100 | B | 7 | 2400 | A | 7 | 1.5 | E | 8 | 0.059 | F | 8 | 0.21 | F | 8 | 0 | 1 | D | 9 | 61 | C | 8
2005-09-14 | 16:00 | 654 | 1351 | 76 | 2 | 8 | 0 | 2 | 15 | 76 | 2 | 8 | 93 | 2 | 8 | 0 | 2 | 15 | 93 | 2 | 8 | 360 | 2 | 19 | 10 | E | 9 | 9 | E | 9 | 15 | A | 7 | 2.8 | A | 7 | 44 | A | 7 | 837 | A | 7 | 220 | A | 7 | 5.2 | A | 7 | 16000 | B | 7 | 2743 | A | 7 | 1.5 | E | 8 | 0.059 | F | 8 | 0.21 | F | 8 | 0 | 1 | D | 9 | 61 | C | 8
2005-09-14 | 17:00 | 417 | 1351 | 138 | 2 | 8 | 57 | 2 | 15 | 121 | 2 | 8 | 152 | 2 | 8 | 52 | 2 | 15 | 136 | 2 | 8 | 320 | 2 | 19 | 8 | E | 9 | 8 | A | 7 | 15 | A | 7 | 5 | A | 7 | 51 | A | 7 | 834 | A | 7 | 250 | A | 7 | 4.6 | A | 7 | 16000 | B | 7 | 3962 | A | 7 | 1.6 | E | 8 | 0.059 | F | 8 | 0.21 | F | 8 | 0 | 1 | D | 9 | 61 | C | 8
2005-09-14 | 18:00 | 157 | 1351 | 61 | 2 | 8 | 198 | 2 | 15 | 38 | 2 | 8 | 63 | 2 | 8 | 111 | 2 | 15 | 50 | 2 | 8 | 68 | 2 | 19 | 3 | E | 9 | 3 | E | 9 | 13.3 | A | 7 | 5 | A | 7 | 57 | A | 7 | 836 | A | 7 | 240 | A | 7 | 6.2 | A | 7 | 16000 | B | 7 | 77777 | A | 7 | 1.5 | E | 8 | 0.059 | F | 8 | 0.21 | F | 8 | 0 | 1 | D | 9 | 61 | C | 8
2005-09-14 | 19:00 | 2 | 169 | 0 | 2 | 8 | 0 | 2 | 15 | 0 | 2 | 8 | 0 | 2 | 8 | 0 | 2 | 15 | 0 | 2 | 8 | 0 | 2 | 19 | 3 | E | 9 | 3 | E | 9 | 10.6 | A | 7 | 5.6 | A | 7 | 71 | A | 7 | 836 | A | 7 | 210 | A | 7 | 3.1 | A | 7 | 16000 | B | 7 | 77777 | A | 7 | 1.5 | E | 8 | 0.059 | F | 8 | 0.21 | F | 8 | 0 | 1 | D | 9 | 61 | C | 8
2005-09-14 | 20:00 | 0 | 0 | 0 | 2 | 0 | 0 | 2 | 0 | 0 | 2 | 0 | 0 | 2 | 0 | 0 | 2 | 0 | 0 | 2 | 0 | 0 | 2 | 0 | 3 | E | 9 | 3 | E | 9 | 8.3 | A | 7 | 5 | A | 7 | 80 | A | 7 | 835 | A | 7 | 180 | A | 7 | 3.6 | A | 7 | 16000 | B | 7 | 6706 | A | 7 | 1.4 | E | 8 | 0.059 | F | 8 | 0.21 | F | 8 | 0 | 1 | D | 9 | 61 | C | 8
2005-09-14 | 21:00 | 0 | 0 | 0 | 2 | 0 | 0 | 2 | 0 | 0 | 2 | 0 | 0 | 2 | 0 | 0 | 2 | 0 | 0 | 2 | 0 | 0 | 2 | 0 | 5 | E | 9 | 5 | A | 7 | 10.6 | A | 7 | 5 | A | 7 | 68 | A | 7 | 835 | A | 7 | 210 | A | 7 | 5.2 | A | 7 | 16000 | B | 7 | 77777 | A | 7 | 1.3 | E | 8 | 0.059 | F | 8 | 0.21 | F | 8 | 0 | 1 | D | 9 | 61 | C | 8
2005-09-14 | 22:00 | 0 | 0 | 0 | 2 | 0 | 0 | 2 | 0 | 0 | 2 | 0 | 0 | 2 | 0 | 0 | 2 | 0 | 0 | 2 | 0 | 0 | 2 | 0 | 5 | E | 9 | 5 | A | 7 | 9.4 | A | 7 | 5 | A | 7 | 74 | A | 7 | 835 | A | 7 | 230 | A | 7 | 4.6 | A | 7 | 16000 | B | 7 | 77777 | A | 7 | 1.2 | E | 8 | 0.059 | F | 8 | 0.21 | F | 8 | 0 | 1 | D | 9 | 61 | C | 8
2005-09-14 | 23:00 | 0 | 0 | 0 | 2 | 0 | 0 | 2 | 0 | 0 | 2 | 0 | 0 | 2 | 0 | 0 | 2 | 0 | 0 | 2 | 0 | 0 | 2 | 0 | 3 | E | 9 | 3 | A | 7 | 10 | A | 7 | 5 | A | 7 | 71 | A | 7 | 835 | A | 7 | 220 | A | 7 | 5.7 | A | 7 | 16000 | B | 7 | 77777 | A | 7 | 1.2 | E | 8 | 0.059 | F | 8 | 0.21 | F | 8 | 3 | 1 | D | 9 | 61 | C | 8
2005-09-14 | 24:00 | 0 | 0 | 0 | 2 | 0 | 0 | 2 | 0 | 0 | 2 | 0 | 0 | 2 | 0 | 0 | 2 | 0 | 0 | 2 | 0 | 0 | 2 | 0 | 0 | E | 9 | 0 | E | 9 | 10 | A | 7 | 3.9 | A | 7 | 66 | A | 7 | 835 | A | 7 | 210 | A | 7 | 5.2 | A | 7 | 16000 | B | 7 | 77777 | A | 7 | 1.1 | E | 8 | 0.059 | F | 8 | 0.21 | F | 8 | 0 | 1 | D | 9 | 61 | C | 8
2005-09-15 | 1:00 | 0 | 0 | 0 | 2 | 0 | 0 | 2 | 0 | 0 | 2 | 0 | 0 | 2 | 0 | 0 | 2 | 0 | 0 | 2 | 0 | 0 | 2 | 0 | 0 | E | 9 | 0 | E | 9 | 10 | A | 7 | 3.3 | A | 7 | 63 | A | 7 | 835 | A | 7 | 220 | A | 7 | 5.7 | A | 7 | 16000 | B | 7 | 77777 | A | 7 | 1 | E | 8 | 0.058 | F | 8 | 0.21 | F | 8 | 0 | 1 | D | 9 | 61 | C | 8
2005-09-15 | 2:00 | 0 | 0 | 0 | 2 | 0 | 0 | 2 | 0 | 0 | 2 | 0 | 0 | 2 | 0 | 0 | 2 | 0 | 0 | 2 | 0 | 0 | 2 | 0 | 0 | E | 9 | 0 | E | 9 | 8.3 | A | 7 | 2.8 | A | 7 | 68 | A | 7 | 836 | A | 7 | 240 | A | 7 | 4.6 | A | 7 | 16000 | B | 7 | 77777 | A | 7 | 1 | E | 8 | 0.058 | F | 8 | 0.21 | F | 8 | 0 | 1 | D | 9 | 61 | C | 8
2005-09-15 | 3:00 | 0 | 0 | 0 | 2 | 0 | 0 | 2 | 0 | 0 | 2 | 0 | 0 | 2 | 0 | 0 | 2 | 0 | 0 | 2 | 0 | 0 | 2 | 0 | 0 | E | 9 | 0 | E | 9 | 8.3 | A | 7 | 1.7 | A | 7 | 63 | A | 7 | 836 | A | 7 | 240 | A | 7 | 5.2 | A | 7 | 16000 | B | 7 | 77777 | A | 7 | 1 | E | 8 | 0.058 | F | 8 | 0.21 | F | 8 | 0 | 1 | D | 9 | 61 | C | 8
2005-09-15 | 4:00 | 0 | 0 | 0 | 2 | 0 | 0 | 2 | 0 | 0 | 2 | 0 | 0 | 2 | 0 | 0 | 2 | 0 | 0 | 2 | 0 | 0 | 2 | 0 | 0 | E | 9 | 0 | E | 9 | 8.9 | A | 7 | 0.6 | A | 7 | 56 | A | 7 | 836 | A | 7 | 230 | A | 7 | 4.6 | A | 7 | 16000 | B | 7 | 77777 | A | 7 | 0.9 | E | 8 | 0.058 | F | 8 | 0.21 | F | 8 | 0 | 1 | D | 9 | 61 | C | 8
2005-09-15 | 5:00 | 0 | 0 | 0 | 2 | 0 | 0 | 2 | 0 | 0 | 2 | 0 | 0 | 2 | 0 | 0 | 2 | 0 | 0 | 2 | 0 | 0 | 2 | 0 | 0 | E | 9 | 0 | E | 9 | 8.9 | A | 7 | 0 | A | 7 | 54 | A | 7 | 837 | A | 7 | 220 | A | 7 | 5.2 | A | 7 | 16000 | B | 7 | 77777 | A | 7 | 0.9 | E | 8 | 0.058 | F | 8 | 0.21 | F | 8 | 0 | 1 | D | 9 | 61 | C | 8
2005-09-15 | 6:00 | 12 | 417 | 0 | 2 | 8 | 0 | 2 | 15 | 0 | 2 | 8 | 0 | 2 | 8 | 0 | 2 | 15 | 0 | 2 | 8 | 0 | 2 | 19 | 0 | E | 9 | 0 | E | 9 | 7.8 | A | 7 | 0 | A | 7 | 58 | A | 7 | 837 | A | 7 | 230 | A | 7 | 6.2 | A | 7 | 16000 | B | 7 | 77777 | A | 7 | 0.9 | E | 8 | 0.058 | F | 8 | 0.21 | F | 8 | 0 | 1 | D | 9 | 61 | C | 8
2005-09-15 | 7:00 | 209 | 1351 | 134 | 2 | 8 | 458 | 2 | 15 | 63 | 2 | 8 | 132 | 2 | 8 | 301 | 2 | 15 | 86 | 2 | 8 | 100 | 2 | 19 | 0 | E | 9 | 0 | E | 9 | 11.1 | A | 7 | 0 | A | 7 | 46 | A | 7 | 839 | A | 7 | 230 | A | 7 | 6.7 | A | 7 | 16000 | B | 7 | 77777 | A | 7 | 0.8 | E | 8 | 0.058 | F | 8 | 0.21 | F | 8 | 0 | 1 | D | 9 | 61 | C | 8
2005-09-15 | 8:00 | 465 | 1351 | 309 | 2 | 8 | 668 | 2 | 15 | 78 | 2 | 8 | 322 | 2 | 8 | 614 | 2 | 15 | 110 | 2 | 8 | 150 | 2 | 19 | 0 | E | 9 | 0 | E | 9 | 14.4 | A | 7 | 0.6 | A | 7 | 39 | A | 7 | 838 | A | 7 | 220 | A | 7 | 6.7 | A | 7 | 16000 | B | 7 | 77777 | A | 7 | 0.8 | E | 8 | 0.058 | F | 8 | 0.21 | F | 8 | 0 | 1 | D | 9 | 61 | C | 8
2005-09-15 | 9:00 | 695 | 1351 | 480 | 2 | 8 | 719 | 2 | 15 | 109 | 2 | 8 | 507 | 2 | 8 | 714 | 2 | 15 | 139 | 2 | 8 | 238 | 2 | 19 | 0 | E | 9 | 0 | E | 9 | 18.3 | A | 7 | -0.6 | A | 7 | 28 | A | 7 | 843 | A | 7 | 220 | A | 7 | 4.6 | A | 7 | 16000 | B | 7 | 77777 | A | 7 | 0.8 | E | 8 | 0.058 | F | 8 | 0.21 | F | 8 | 0 | 1 | D | 9 | 61 | C | 8
2005-09-15 | 10:00 | 880 | 1351 | 618 | 2 | 8 | 711 | 2 | 15 | 154 | 2 | 8 | 653 | 2 | 8 | 719 | 2 | 15 | 184 | 2 | 8 | 395 | 2 | 19 | 0 | E | 9 | 0 | E | 9 | 20.6 | A | 7 | -5 | A | 7 | 17 | A | 7 | 844 | A | 7 | 250 | B | 8 | 2.6 | A | 7 | 16000 | B | 7 | 77777 | A | 7 | 0.8 | E | 8 | 0.058 | F | 8 | 0.21 | F | 8 | 0 | 1 | D | 9 | 61 | C | 8
2005-09-15 | 11:00 | 1008 | 1351 | 719 | 2 | 8 | 736 | 2 | 15 | 168 | 2 | 8 | 766 | 2 | 8 | 752 | 2 | 15 | 204 | 2 | 8 | 525 | 2 | 19 | 3 | E | 9 | 3 | E | 9 | 22.2 | A | 7 | -6.7 | A | 7 | 13 | A | 7 | 838 | A | 7 | 270 | A | 7 | 2.6 | A | 7 | 16000 | B | 7 | 77777 | A | 7 | 0.8 | E | 8 | 0.058 | F | 8 | 0.21 | F | 8 | 0 | 1 | D | 9 | 61 | C | 8
2005-09-15 | 12:00 | 1070 | 1351 | 812 | 2 | 8 | 866 | 2 | 15 | 125 | 2 | 8 | 836 | 2 | 8 | 865 | 2 | 15 | 149 | 2 | 8 | 336 | 2 | 19 | 3 | E | 9 | 3 | E | 9 | 23.3 | A | 7 | -6.7 | A | 7 | 12 | A | 7 | 843 | A | 7 | 210 | B | 8 | 3.1 | A | 7 | 16000 | B | 7 | 77777 | A | 7 | 0.8 | E | 8 | 0.058 | F | 8 | 0.21 | F | 8 | 0 | 1 | D | 9 | 61 | C | 8
2005-09-15 | 13:00 | 1062 | 1351 | 802 | 2 | 8 | 893 | 2 | 15 | 99 | 2 | 8 | 832 | 2 | 8 | 894 | 2 | 15 | 128 | 2 | 8 | 300 | 2 | 19 | 3 | E | 9 | 3 | E | 9 | 23.9 | A | 7 | -7.2 | A | 7 | 11 | A | 7 | 843 | A | 7 | 140 | A | 7 | 3.6 | A | 7 | 16000 | B | 7 | 77777 | A | 7 | 0.8 | E | 8 | 0.058 | F | 8 | 0.21 | F | 8 | 0 | 1 | D | 9 | 61 | C | 8
2005-09-15 | 14:00 | 985 | 1351 | 750 | 2 | 8 | 895 | 2 | 15 | 96 | 2 | 8 | 779 | 2 | 8 | 894 | 2 | 15 | 125 | 2 | 8 | 255 | 2 | 19 | 3 | E | 9 | 3 | E | 9 | 24.4 | A | 7 | -7.8 | A | 7 | 10 | A | 7 | 836 | A | 7 | 110 | A | 7 | 3.1 | A | 7 | 16000 | B | 7 | 77777 | A | 7 | 0.9 | E | 8 | 0.058 | F | 8 | 0.21 | F | 8 | 0 | 1 | D | 9 | 61 | C | 8
2005-09-15 | 15:00 | 844 | 1351 | 633 | 2 | 8 | 854 | 2 | 15 | 99 | 2 | 8 | 673 | 2 | 8 | 857 | 2 | 15 | 137 | 2 | 8 | 244 | 2 | 19 | 3 | E | 9 | 3 | E | 9 | 25 | A | 7 | -7.2 | A | 7 | 10 | A | 7 | 842 | A | 7 | 140 | A | 7 | 3.6 | A | 7 | 16000 | B | 7 | 77777 | A | 7 | 0.9 | E | 8 | 0.058 | F | 8 | 0.21 | F | 8 | 0 | 1 | D | 9 | 61 | C | 8
2005-09-15 | 16:00 | 648 | 1351 | 465 | 2 | 8 | 797 | 2 | 15 | 83 | 2 | 8 | 487 | 2 | 8 | 777 | 2 | 15 | 114 | 2 | 8 | 175 | 2 | 19 | 3 | E | 9 | 3 | E | 9 | 25 | A | 7 | -7.2 | A | 7 | 10 | A | 7 | 842 | A | 7 | 120 | A | 7 | 4.1 | A | 7 | 16000 | B | 7 | 77777 | A | 7 | 1 | E | 8 | 0.058 | F | 8 | 0.21 | F | 8 | 0 | 1 | D | 9 | 61 | C | 8
2005-09-15 | 17:00 | 411 | 1351 | 271 | 2 | 8 | 731 | 2 | 15 | 48 | 2 | 8 | 284 | 2 | 8 | 659 | 2 | 15 | 83 | 2 | 8 | 101 | 2 | 19 | 2 | E | 9 | 2 | A | 7 | 24.4 | A | 7 | -6.7 | A | 7 | 11 | A | 7 | 835 | A | 7 | 130 | A | 7 | 5.7 | A | 7 | 16000 | B | 7 | 77777 | A | 7 | 1 | E | 8 | 0.058 | F | 8 | 0.21 | F | 8 | 0 | 1 | D | 9 | 61 | C | 8
2005-09-15 | 18:00 | 150 | 1351 | 70 | 2 | 8 | 449 | 2 | 15 | 20 | 2 | 8 | 74 | 2 | 8 | 308 | 2 | 15 | 40 | 2 | 8 | 44 | 2 | 19 | 3 | E | 9 | 3 | E | 9 | 20.6 | A | 7 | -6.7 | A | 7 | 14 | A | 7 | 841 | A | 7 | 120 | A | 7 | 4.1 | A | 7 | 16000 | B | 7 | 77777 | A | 7 | 1 | E | 8 | 0.058 | F | 8 | 0.21 | F | 8 | 0 | 1 | D | 9 | 61 | C | 8
2005-09-15 | 19:00 | 1 | 124 | 0 | 2 | 8 | 0 | 2 | 15 | 0 | 2 | 8 | 0 | 2 | 8 | 0 | 2 | 15 | 0 | 2 | 8 | 0 | 2 | 19 | 3 | E | 9 | 3 | E | 9 | 17.2 | A | 7 | -3.3 | A | 7 | 24 | A | 7 | 839 | A | 7 | 180 | A | 7 | 5.2 | A | 7 | 16000 | B | 7 | 77777 | A | 7 | 1 | E | 8 | 0.058 | F | 8 | 0.21 | F | 8 | 0 | 1 | D | 9 | 61 | C | 8
2005-09-15 | 20:00 | 0 | 0 | 0 | 2 | 0 | 0 | 2 | 0 | 0 | 2 | 0 | 0 | 2 | 0 | 0 | 2 | 0 | 0 | 2 | 0 | 0 | 2 | 0 | 0 | E | 9 | 0 | E | 9 | 15.6 | A | 7 | -2.2 | A | 7 | 29 | A | 7 | 836 | A | 7 | 170 | A | 7 | 5.7 | A | 7 | 16000 | B | 7 | 77777 | A | 7 | 1 | E | 8 | 0.058 | F | 8 | 0.21 | F | 8 | 0 | 1 | D | 9 | 61 | C | 8
2005-09-15 | 21:00 | 0 | 0 | 0 | 2 | 0 | 0 | 2 | 0 | 0 | 2 | 0 | 0 | 2 | 0 | 0 | 2 | 0 | 0 | 2 | 0 | 0 | 2 | 0 | 0 | E | 9 | 0 | A | 7 | 17.2 | A | 7 | -0.6 | A | 7 | 30 | A | 7 | 839 | A | 7 | 170 | A | 7 | 6.7 | A | 7 | 16000 | B | 7 | 77777 | A | 7 | 1 | E | 8 | 0.058 | F | 8 | 0.21 | F | 8 | 0 | 1 | D | 9 | 61 | C | 8
2005-09-15 | 22:00 | 0 | 0 | 0 | 2 | 0 | 0 | 2 | 0 | 0 | 2 | 0 | 0 | 2 | 0 | 0 | 2 | 0 | 0 | 2 | 0 | 0 | 2 | 0 | 0 | E | 9 | 0 | A | 7 | 15.6 | A | 7 | 0 | A | 7 | 34 | A | 7 | 838 | A | 7 | 170 | A | 7 | 8.2 | A | 7 | 16000 | B | 7 | 77777 | A | 7 | 0.9 | E | 8 | 0.058 | F | 8 | 0.21 | F | 8 | 0 | 1 | D | 9 | 61 | C | 8
2005-09-15 | 23:00 | 0 | 0 | 0 | 2 | 0 | 0 | 2 | 0 | 0 | 2 | 0 | 0 | 2 | 0 | 0 | 2 | 0 | 0 | 2 | 0 | 0 | 2 | 0 | 0 | E | 9 | 0 | A | 7 | 13.3 | A | 7 | 0 | A | 7 | 40 | A | 7 | 837 | A | 7 | 170 | A | 7 | 6.2 | A | 7 | 16000 | B | 7 | 77777 | A | 7 | 0.9 | E | 8 | 0.058 | F | 8 | 0.21 | F | 8 | 0 | 1 | D | 9 | 61 | C | 8
2005-09-15 | 24:00 | 0 | 0 | 0 | 2 | 0 | 0 | 2 | 0 | 0 | 2 | 0 | 0 | 2 | 0 | 0 | 2 | 0 | 0 | 2 | 0 | 0 | 2 | 0 | 0 | E | 9 | 0 | E | 9 | 12.2 | A | 7 | 0.6 | A | 7 | 45 | A | 7 | 836 | A | 7 | 160 | A | 7 | 5.2 | A | 7 | 16000 | B | 7 | 77777 | A | 7 | 0.9 | E | 8 | 0.058 | F | 8 | 0.21 | F | 8 | 0 | 1 | D | 9 | 61 | C | 8
2005-09-16 | 1:00 | 0 | 0 | 0 | 2 | 0 | 0 | 2 | 0 | 0 | 2 | 0 | 0 | 2 | 0 | 0 | 2 | 0 | 0 | 2 | 0 | 0 | 2 | 0 | 0 | E | 9 | 0 | E | 9 | 13.9 | A | 7 | 1.7 | A | 7 | 44 | A | 7 | 837 | A | 7 | 180 | A | 7 | 4.6 | A | 7 | 16000 | B | 7 | 77777 | A | 7 | 0.9 | E | 8 | 0.058 | F | 8 | 0.21 | F | 8 | 0 | 1 | D | 9 | 61 | C | 8
2005-09-16 | 2:00 | 0 | 0 | 0 | 2 | 0 | 0 | 2 | 0 | 0 | 2 | 0 | 0 | 2 | 0 | 0 | 2 | 0 | 0 | 2 | 0 | 0 | 2 | 0 | 0 | E | 9 | 0 | E | 9 | 10 | A | 7 | 2.2 | A | 7 | 58 | A | 7 | 836 | A | 7 | 190 | A | 7 | 3.6 | A | 7 | 16000 | B | 7 | 77777 | A | 7 | 0.8 | E | 8 | 0.058 | F | 8 | 0.21 | F | 8 | 0 | 1 | D | 9 | 61 | C | 8
2005-09-16 | 3:00 | 0 | 0 | 0 | 2 | 0 | 0 | 2 | 0 | 0 | 2 | 0 | 0 | 2 | 0 | 0 | 2 | 0 | 0 | 2 | 0 | 0 | 2 | 0 | 0 | E | 9 | 0 | E | 9 | 13.3 | A | 7 | 1.1 | A | 7 | 43 | A | 7 | 836 | A | 7 | 210 | A | 7 | 5.7 | A | 7 | 16000 | B | 7 | 77777 | A | 7 | 0.8 | E | 8 | 0.058 | F | 8 | 0.21 | F | 8 | 0 | 1 | D | 9 | 61 | C | 8
2005-09-16 | 4:00 | 0 | 0 | 0 | 2 | 0 | 0 | 2 | 0 | 0 | 2 | 0 | 0 | 2 | 0 | 0 | 2 | 0 | 0 | 2 | 0 | 0 | 2 | 0 | 1 | E | 9 | 1 | E | 9 | 11.1 | A | 7 | 0.6 | A | 7 | 48 | A | 7 | 835 | A | 7 | 240 | A | 7 | 4.6 | A | 7 | 16000 | B | 7 | 77777 | A | 7 | 0.8 | E | 8 | 0.058 | F | 8 | 0.21 | F | 8 | 0 | 1 | D | 9 | 61 | C | 8
2005-09-16 | 5:00 | 0 | 0 | 0 | 2 | 0 | 0 | 2 | 0 | 0 | 2 | 0 | 0 | 2 | 0 | 0 | 2 | 0 | 0 | 2 | 0 | 0 | 2 | 0 | 5 | E | 9 | 4 | E | 9 | 11.1 | A | 7 | 0.6 | A | 7 | 48 | A | 7 | 836 | A | 7 | 240 | A | 7 | 4.6 | A | 7 | 16000 | B | 7 | 77777 | A | 7 | 0.8 | E | 8 | 0.058 | F | 8 | 0.21 | F | 8 | 0 | 1 | D | 9 | 61 | C | 8
2005-09-16 | 6:00 | 11 | 394 | 0 | 2 | 8 | 0 | 2 | 15 | 0 | 2 | 8 | 0 | 2 | 8 | 0 | 2 | 15 | 0 | 2 | 8 | 0 | 2 | 19 | 7 | E | 9 | 6 | E | 9 | 11.7 | A | 7 | 0 | A | 7 | 44 | A | 7 | 836 | A | 7 | 230 | A | 7 | 5.2 | A | 7 | 16000 | B | 7 | 77777 | A | 7 | 0.8 | E | 8 | 0.058 | F | 8 | 0.21 | F | 8 | 0 | 1 | D | 9 | 61 | C | 8
2005-09-16 | 7:00 | 205 | 1352 | 114 | 2 | 8 | 461 | 2 | 15 | 44 | 2 | 8 | 115 | 2 | 8 | 310 | 2 | 15 | 68 | 2 | 8 | 77 | 2 | 19 | 8 | E | 9 | 6 | E | 9 | 14.4 | A | 7 | -0.6 | A | 7 | 35 | A | 7 | 838 | A | 7 | 220 | A | 7 | 6.2 | A | 7 | 16000 | B | 7 | 6706 | A | 7 | 0.8 | E | 8 | 0.058 | F | 8 | 0.21 | F | 8 | 0 | 1 | D | 9 | 61 | C | 8
2005-09-16 | 8:00 | 461 | 1352 | 287 | 2 | 8 | 414 | 2 | 15 | 146 | 2 | 8 | 293 | 2 | 8 | 379 | 2 | 15 | 164 | 2 | 8 | 287 | 2 | 19 | 9 | E | 9 | 5 | E | 9 | 18.3 | A | 7 | -0.6 | A | 7 | 28 | A | 7 | 837 | A | 7 | 240 | A | 7 | 5.2 | A | 7 | 16000 | B | 7 | 6706 | A | 7 | 0.8 | E | 8 | 0.058 | F | 8 | 0.21 | F | 8 | 0 | 1 | D | 9 | 61 | C | 8
2005-09-16 | 9:00 | 691 | 1352 | 260 | 2 | 8 | 68 | 2 | 15 | 225 | 2 | 8 | 285 | 2 | 8 | 68 | 2 | 15 | 251 | 2 | 8 | 674 | 2 | 19 | 9 | E | 9 | 5 | E | 9 | 21.1 | A | 7 | -2.2 | A | 7 | 20 | A | 7 | 841 | A | 7 | 240 | A | 7 | 3.1 | A | 7 | 16000 | B | 7 | 6706 | A | 7 | 0.9 | E | 8 | 0.058 | F | 8 | 0.21 | F | 8 | 0 | 1 | D | 9 | 61 | C | 8
2005-09-16 | 10:00 | 876 | 1352 | 427 | 2 | 8 | 158 | 2 | 15 | 325 | 2 | 8 | 464 | 2 | 8 | 166 | 2 | 15 | 357 | 2 | 8 | 923 | 2 | 19 | 8 | E | 9 | 5 | E | 9 | 21.7 | A | 7 | -2.2 | A | 7 | 20 | A | 7 | 841 | A | 7 | 200 | A | 7 | 2.1 | A | 7 | 16000 | B | 7 | 6706 | A | 7 | 0.9 | E | 8 | 0.058 | F | 8 | 0.21 | F | 8 | 0 | 1 | D | 9 | 61 | C | 8
2005-09-16 | 11:00 | 1003 | 1352 | 496 | 2 | 8 | 181 | 2 | 15 | 361 | 2 | 8 | 541 | 2 | 8 | 192 | 2 | 15 | 399 | 2 | 8 | 1165 | 2 | 19 | 6 | E | 9 | 5 | E | 9 | 24.4 | A | 7 | -5 | A | 7 | 13 | A | 7 | 836 | A | 7 | 170 | B | 8 | 2.1 | A | 7 | 16000 | B | 7 | 6706 | A | 7 | 0.9 | E | 8 | 0.058 | F | 8 | 0.21 | F | 8 | 0 | 1 | D | 9 | 61 | C | 8
2005-09-16 | 12:00 | 1065 | 1352 | 242 | 2 | 8 | 12 | 2 | 15 | 233 | 2 | 8 | 290 | 2 | 8 | 10 | 2 | 15 | 283 | 2 | 8 | 1120 | 2 | 19 | 7 | E | 9 | 7 | E | 9 | 25 | A | 7 | -5.6 | A | 7 | 12 | A | 7 | 842 | A | 7 | 150 | B | 8 | 2.1 | A | 7 | 16000 | B | 7 | 6706 | A | 7 | 1 | E | 8 | 0.058 | F | 8 | 0.21 | F | 8 | 0 | 1 | D | 9 | 61 | C | 8
2005-09-16 | 13:00 | 1057 | 1352 | 321 | 2 | 8 | 18 | 2 | 15 | 307 | 2 | 8 | 376 | 2 | 8 | 16 | 2 | 15 | 363 | 2 | 8 | 1375 | 2 | 19 | 6 | E | 9 | 6 | E | 9 | 26.7 | A | 7 | -6.7 | A | 7 | 10 | A | 7 | 841 | A | 7 | 120 | B | 8 | 2.1 | A | 7 | 16000 | B | 7 | 6706 | A | 7 | 1 | E | 8 | 0.058 | F | 8 | 0.21 | F | 8 | 0 | 1 | D | 9 | 61 | C | 8
2005-09-16 | 14:00 | 980 | 1352 | 471 | 2 | 8 | 173 | 2 | 15 | 345 | 2 | 8 | 514 | 2 | 8 | 183 | 2 | 15 | 381 | 2 | 8 | 1083 | 2 | 19 | 4 | E | 9 | 4 | E | 9 | 26.7 | A | 7 | -7.2 | A | 7 | 9 | A | 7 | 832 | A | 7 | 90 | A | 7 | 3.6 | A | 7 | 16000 | B | 7 | 6706 | A | 7 | 1 | E | 8 | 0.058 | F | 8 | 0.21 | F | 8 | 0 | 1 | D | 9 | 61 | C | 8
2005-09-16 | 15:00 | 838 | 1352 | 588 | 2 | 8 | 658 | 2 | 15 | 179 | 2 | 8 | 611 | 2 | 8 | 657 | 2 | 15 | 203 | 2 | 8 | 424 | 2 | 19 | 3 | E | 9 | 3 | E | 9 | 27.8 | A | 7 | -7.2 | A | 7 | 9 | A | 7 | 839 | A | 7 | 110 | A | 7 | 5.2 | A | 7 | 16000 | B | 7 | 77777 | A | 7 | 1.1 | E | 8 | 0.058 | F | 8 | 0.21 | F | 8 | 0 | 1 | D | 9 | 61 | C | 8
2005-09-16 | 16:00 | 641 | 1352 | 459 | 2 | 8 | 808 | 2 | 15 | 75 | 2 | 8 | 485 | 2 | 8 | 790 | 2 | 15 | 109 | 2 | 8 | 164 | 2 | 19 | 7 | E | 9 | 7 | E | 9 | 27.2 | A | 7 | -6.1 | A | 7 | 10 | A | 7 | 838 | A | 7 | 110 | A | 7 | 6.2 | A | 7 | 16000 | B | 7 | 77777 | A | 7 | 1.2 | E | 8 | 0.058 | F | 8 | 0.21 | F | 8 | 0 | 1 | D | 9 | 61 | C | 8
2005-09-16 | 17:00 | 404 | 1352 | 265 | 2 | 8 | 498 | 2 | 15 | 116 | 2 | 8 | 272 | 2 | 8 | 438 | 2 | 15 | 141 | 2 | 8 | 221 | 2 | 19 | 6 | E | 9 | 5 | A | 7 | 25.6 | A | 7 | -4.4 | A | 7 | 13 | A | 7 | 830 | A | 7 | 110 | A | 7 | 5.7 | A | 7 | 16000 | B | 7 | 77777 | A | 7 | 1.3 | E | 8 | 0.058 | F | 8 | 0.21 | F | 8 | 0 | 1 | D | 9 | 61 | C | 8
2005-09-16 | 18:00 | 143 | 1352 | 10 | 2 | 8 | 0 | 2 | 15 | 10 | 2 | 8 | 12 | 2 | 8 | 0 | 2 | 15 | 12 | 2 | 8 | 40 | 2 | 19 | 6 | E | 9 | 5 | E | 9 | 24.4 | A | 7 | -3.3 | A | 7 | 15 | A | 7 | 836 | A | 7 | 50 | A | 7 | 4.6 | A | 7 | 16000 | B | 7 | 77777 | A | 7 | 1.2 | E | 8 | 0.058 | F | 8 | 0.21 | F | 8 | 0 | 1 | D | 9 | 61 | C | 8
2005-09-16 | 19:00 | 0 | 79 | 0 | 2 | 8 | 0 | 2 | 15 | 0 | 2 | 8 | 0 | 2 | 8 | 0 | 2 | 15 | 0 | 2 | 8 | 0 | 2 | 19 | 6 | E | 9 | 6 | E | 9 | 24.4 | A | 7 | -3.3 | A | 7 | 15 | A | 7 | 836 | A | 7 | 120 | A | 7 | 4.1 | A | 7 | 16000 | B | 7 | 77777 | A | 7 | 1.2 | E | 8 | 0.058 | F | 8 | 0.21 | F | 8 | 0 | 1 | D | 9 | 61 | C | 8
2005-09-16 | 20:00 | 0 | 0 | 0 | 2 | 0 | 0 | 2 | 0 | 0 | 2 | 0 | 0 | 2 | 0 | 0 | 2 | 0 | 0 | 2 | 0 | 0 | 2 | 0 | 3 | E | 9 | 3 | E | 9 | 20.6 | A | 7 | -2.2 | A | 7 | 21 | A | 7 | 830 | A | 7 | 50 | A | 7 | 5.2 | A | 7 | 16000 | B | 7 | 77777 | A | 7 | 1.1 | E | 8 | 0.058 | F | 8 | 0.21 | F | 8 | 0 | 1 | D | 9 | 61 | C | 8
2005-09-16 | 21:00 | 0 | 0 | 0 | 2 | 0 | 0 | 2 | 0 | 0 | 2 | 0 | 0 | 2 | 0 | 0 | 2 | 0 | 0 | 2 | 0 | 0 | 2 | 0 | 3 | E | 9 | 3 | A | 7 | 20 | A | 7 | -2.2 | A | 7 | 22 | A | 7 | 834 | A | 7 | 330 | A | 7 | 4.1 | A | 7 | 16000 | B | 7 | 77777 | A | 7 | 1 | E | 8 | 0.058 | F | 8 | 0.21 | F | 8 | 0 | 1 | D | 9 | 61 | C | 8
2005-09-16 | 22:00 | 0 | 0 | 0 | 2 | 0 | 0 | 2 | 0 | 0 | 2 | 0 | 0 | 2 | 0 | 0 | 2 | 0 | 0 | 2 | 0 | 0 | 2 | 0 | 6 | E | 9 | 5 | A | 7 | 17.8 | A | 7 | -1.7 | A | 7 | 26 | A | 7 | 834 | A | 7 | 280 | A | 7 | 4.6 | A | 7 | 16000 | B | 7 | 77777 | A | 7 | 1 | E | 8 | 0.058 | F | 8 | 0.21 | F | 8 | 0 | 1 | D | 9 | 61 | C | 8
2005-09-16 | 23:00 | 0 | 0 | 0 | 2 | 0 | 0 | 2 | 0 | 0 | 2 | 0 | 0 | 2 | 0 | 0 | 2 | 0 | 0 | 2 | 0 | 0 | 2 | 0 | 3 | E | 9 | 3 | A | 7 | 14.4 | A | 7 | -2.2 | A | 7 | 31 | A | 7 | 832 | A | 7 | 240 | A | 7 | 3.6 | A | 7 | 16000 | B | 7 | 77777 | A | 7 | 0.9 | E | 8 | 0.058 | F | 8 | 0.21 | F | 8 | 0 | 1 | D | 9 | 10 | C | 8
2005-09-16 | 24:00 | 0 | 0 | 0 | 2 | 0 | 0 | 2 | 0 | 0 | 2 | 0 | 0 | 2 | 0 | 0 | 2 | 0 | 0 | 2 | 0 | 0 | 2 | 0 | 3 | E | 9 | 3 | E | 9 | 15 | A | 7 | -2.2 | A | 7 | 30 | A | 7 | 833 | A | 7 | 260 | A | 7 | 2.1 | A | 7 | 16000 | B | 7 | 77777 | A | 7 | 0.9 | E | 8 | 0.058 | F | 8 | 0.21 | F | 8 | 0 | 1 | D | 9 | 10 | C | 8
2005-09-17 | 1:00 | 0 | 0 | 0 | 2 | 0 | 0 | 2 | 0 | 0 | 2 | 0 | 0 | 2 | 0 | 0 | 2 | 0 | 0 | 2 | 0 | 0 | 2 | 0 | 0 | E | 9 | 0 | E | 9 | 13.9 | A | 7 | -2.2 | A | 7 | 32 | A | 7 | 832 | A | 7 | 230 | A | 7 | 3.6 | A | 7 | 16000 | B | 7 | 77777 | A | 7 | 0.8 | E | 8 | 0.058 | F | 8 | 0.21 | F | 8 | 0 | 1 | D | 9 | 10 | C | 8
2005-09-17 | 2:00 | 0 | 0 | 0 | 2 | 0 | 0 | 2 | 0 | 0 | 2 | 0 | 0 | 2 | 0 | 0 | 2 | 0 | 0 | 2 | 0 | 0 | 2 | 0 | 0 | E | 9 | 0 | E | 9 | 12.8 | A | 7 | -3.3 | A | 7 | 31 | A | 7 | 832 | A | 7 | 230 | A | 7 | 3.6 | A | 7 | 16000 | B | 7 | 77777 | A | 7 | 0.8 | E | 8 | 0.058 | F | 8 | 0.21 | F | 8 | 0 | 1 | D | 9 | 10 | C | 8
2005-09-17 | 3:00 | 0 | 0 | 0 | 2 | 0 | 0 | 2 | 0 | 0 | 2 | 0 | 0 | 2 | 0 | 0 | 2 | 0 | 0 | 2 | 0 | 0 | 2 | 0 | 0 | E | 9 | 0 | E | 9 | 12.2 | A | 7 | -3.9 | A | 7 | 31 | A | 7 | 831 | A | 7 | 230 | A | 7 | 4.1 | A | 7 | 16000 | B | 7 | 77777 | A | 7 | 0.7 | E | 8 | 0.058 | F | 8 | 0.21 | F | 8 | 0 | 1 | D | 9 | 10 | C | 8
2005-09-17 | 4:00 | 0 | 0 | 0 | 2 | 0 | 0 | 2 | 0 | 0 | 2 | 0 | 0 | 2 | 0 | 0 | 2 | 0 | 0 | 2 | 0 | 0 | 2 | 0 | 0 | E | 9 | 0 | E | 9 | 12.8 | A | 7 | -4.4 | A | 7 | 29 | A | 7 | 831 | A | 7 | 210 | A | 7 | 3.6 | A | 7 | 16000 | B | 7 | 77777 | A | 7 | 0.7 | E | 8 | 0.058 | F | 8 | 0.21 | F | 8 | 0 | 1 | D | 9 | 10 | C | 8
2005-09-17 | 5:00 | 0 | 0 | 0 | 2 | 0 | 0 | 2 | 0 | 0 | 2 | 0 | 0 | 2 | 0 | 0 | 2 | 0 | 0 | 2 | 0 | 0 | 2 | 0 | 0 | E | 9 | 0 | E | 9 | 9.4 | A | 7 | -5.6 | A | 7 | 32 | A | 7 | 831 | A | 7 | 180 | A | 7 | 3.6 | A | 7 | 16000 | B | 7 | 77777 | A | 7 | 0.7 | E | 8 | 0.058 | F | 8 | 0.21 | F | 8 | 0 | 1 | D | 9 | 10 | C | 8
2005-09-17 | 6:00 | 9 | 372 | 0 | 2 | 8 | 0 | 2 | 15 | 0 | 2 | 8 | 0 | 2 | 8 | 0 | 2 | 15 | 0 | 2 | 8 | 0 | 2 | 19 | 0 | E | 9 | 0 | E | 9 | 8.9 | A | 7 | -4.4 | A | 7 | 37 | A | 7 | 830 | A | 7 | 200 | A | 7 | 4.1 | A | 7 | 16000 | B | 7 | 77777 | A | 7 | 0.7 | E | 8 | 0.058 | F | 8 | 0.21 | F | 8 | 0 | 1 | D | 9 | 10 | C | 8
2005-09-17 | 7:00 | 201 | 1353 | 127 | 2 | 8 | 449 | 2 | 15 | 61 | 2 | 8 | 126 | 2 | 8 | 289 | 2 | 15 | 83 | 2 | 8 | 97 | 2 | 19 | 0 | E | 9 | 0 | E | 9 | 15.6 | A | 7 | -4.4 | A | 7 | 24 | A | 7 | 833 | A | 7 | 240 | A | 7 | 2.6 | A | 7 | 16000 | B | 7 | 77777 | A | 7 | 0.6 | E | 8 | 0.058 | F | 8 | 0.21 | F | 8 | 0 | 1 | D | 9 | 10 | C | 8
2005-09-17 | 8:00 | 457 | 1353 | 318 | 2 | 8 | 759 | 2 | 15 | 60 | 2 | 8 | 329 | 2 | 8 | 697 | 2 | 15 | 93 | 2 | 8 | 120 | 2 | 19 | 0 | E | 9 | 0 | E | 9 | 22.2 | A | 7 | -5 | A | 7 | 15 | A | 7 | 832 | A | 7 | 180 | A | 7 | 3.6 | A | 7 | 16000 | B | 7 | 77777 | A | 7 | 0.6 | E | 8 | 0.058 | F | 8 | 0.21 | F | 8 | 0 | 1 | D | 9 | 10 | C | 8
2005-09-17 | 9:00 | 687 | 1353 | 467 | 2 | 8 | 658 | 2 | 15 | 132 | 2 | 8 | 486 | 2 | 8 | 647 | 2 | 15 | 157 | 2 | 8 | 278 | 2 | 19 | 2 | E | 9 | 2 | A | 7 | 25 | A | 7 | -7.8 | A | 7 | 10 | A | 7 | 837 | A | 7 | 220 | A | 7 | 3.1 | A | 7 | 16000 | B | 7 | 77777 | A | 7 | 0.6 | E | 8 | 0.058 | F | 8 | 0.21 | F | 8 | 0 | 1 | D | 9 | 10 | C | 8
2005-09-17 | 10:00 | 871 | 1353 | 689 | 2 | 8 | 954 | 2 | 15 | 73 | 2 | 8 | 721 | 2 | 8 | 948 | 2 | 15 | 108 | 2 | 8 | 192 | 2 | 19 | 3 | E | 9 | 3 | A | 7 | 25.6 | A | 7 | -9.4 | A | 7 | 8 | A | 7 | 838 | A | 7 | 200 | B | 8 | 2.6 | A | 7 | 16000 | B | 7 | 77777 | A | 7 | 0.6 | E | 8 | 0.058 | F | 8 | 0.21 | F | 8 | 0 | 1 | D | 9 | 10 | C | 8
2005-09-17 | 11:00 | 999 | 1353 | 799 | 2 | 8 | 978 | 2 | 15 | 75 | 2 | 8 | 835 | 2 | 8 | 979 | 2 | 15 | 111 | 2 | 8 | 229 | 2 | 19 | 2 | E | 9 | 2 | A | 7 | 26.7 | A | 7 | -8.9 | A | 7 | 8 | A | 7 | 831 | A | 7 | 170 | A | 7 | 4.1 | A | 7 | 16000 | B | 7 | 77777 | A | 7 | 0.6 | E | 8 | 0.058 | F | 8 | 0.21 | F | 8 | 0 | 1 | D | 9 | 10 | C | 8
2005-09-17 | 12:00 | 1061 | 1353 | 855 | 2 | 8 | 986 | 2 | 15 | 80 | 2 | 8 | 892 | 2 | 8 | 988 | 2 | 15 | 115 | 2 | 8 | 264 | 2 | 19 | 0 | E | 9 | 0 | E | 9 | 27.2 | A | 7 | -9.4 | A | 7 | 8 | A | 7 | 838 | A | 7 | 190 | B | 8 | 1.5 | A | 7 | 16000 | B | 7 | 77777 | A | 7 | 0.7 | E | 8 | 0.058 | F | 8 | 0.21 | F | 8 | 0 | 1 | D | 9 | 10 | C | 8
2005-09-17 | 13:00 | 1052 | 1353 | 832 | 2 | 8 | 982 | 2 | 15 | 66 | 2 | 8 | 873 | 2 | 8 | 985 | 2 | 15 | 105 | 2 | 8 | 229 | 2 | 19 | 3 | E | 9 | 3 | E | 9 | 28.9 | A | 7 | -11.1 | A | 7 | 6 | A | 7 | 837 | A | 7 | 200 | A | 7 | 4.6 | A | 7 | 16000 | B | 7 | 77777 | A | 7 | 0.7 | E | 8 | 0.058 | F | 8 | 0.21 | F | 8 | 0 | 1 | D | 9 | 10 | C | 8
2005-09-17 | 14:00 | 974 | 1353 | 755 | 2 | 8 | 931 | 2 | 15 | 84 | 2 | 8 | 788 | 2 | 8 | 930 | 2 | 15 | 116 | 2 | 8 | 235 | 2 | 19 | 3 | E | 9 | 3 | E | 9 | 29.4 | A | 7 | -11.7 | A | 7 | 5 | A | 7 | 829 | A | 7 | 270 | B | 8 | 1.5 | A | 7 | 16000 | B | 7 | 77777 | A | 7 | 0.7 | E | 8 | 0.058 | F | 8 | 0.21 | F | 8 | 0 | 1 | D | 9 | 10 | C | 8
2005-09-17 | 15:00 | 831 | 1353 | 627 | 2 | 8 | 895 | 2 | 15 | 75 | 2 | 8 | 655 | 2 | 8 | 887 | 2 | 15 | 108 | 2 | 8 | 186 | 2 | 19 | 3 | E | 9 | 3 | E | 9 | 30.6 | A | 7 | -11.7 | A | 7 | 5 | A | 7 | 837 | A | 7 | 340 | A | 7 | 3.6 | A | 7 | 16000 | B | 7 | 77777 | A | 7 | 0.8 | E | 8 | 0.058 | F | 8 | 0.21 | F | 8 | 0 | 1 | D | 9 | 10 | C | 8
2005-09-17 | 16:00 | 634 | 1353 | 464 | 2 | 8 | 843 | 2 | 15 | 68 | 2 | 8 | 486 | 2 | 8 | 815 | 2 | 15 | 103 | 2 | 8 | 146 | 2 | 19 | 3 | E | 9 | 3 | E | 9 | 30 | A | 7 | -11.7 | A | 7 | 5 | A | 7 | 837 | A | 7 | 30 | A | 7 | 5.2 | A | 7 | 16000 | B | 7 | 77777 | A | 7 | 0.8 | E | 8 | 0.058 | F | 8 | 0.21 | F | 8 | 0 | 1 | D | 9 | 10 | C | 8
2005-09-17 | 17:00 | 397 | 1353 | 263 | 2 | 8 | 740 | 2 | 15 | 46 | 2 | 8 | 276 | 2 | 8 | 661 | 2 | 15 | 82 | 2 | 8 | 97 | 2 | 19 | 6 | E | 9 | 5 | A | 7 | 28.3 | A | 7 | -10.6 | A | 7 | 6 | A | 7 | 828 | A | 7 | 30 | A | 7 | 6.2 | A | 7 | 16000 | B | 7 | 77777 | A | 7 | 0.8 | E | 8 | 0.058 | F | 8 | 0.21 | F | 8 | 0 | 1 | D | 9 | 10 | C | 8
2005-09-17 | 18:00 | 136 | 1353 | 59 | 2 | 8 | 396 | 2 | 15 | 20 | 2 | 8 | 61 | 2 | 8 | 247 | 2 | 15 | 36 | 2 | 8 | 40 | 2 | 19 | 3 | E | 9 | 3 | E | 9 | 22.8 | A | 7 | -8.9 | A | 7 | 10 | A | 7 | 835 | A | 7 | 20 | A | 7 | 4.6 | A | 7 | 16000 | B | 7 | 77777 | A | 7 | 0.8 | E | 8 | 0.058 | F | 8 | 0.21 | F | 8 | 0 | 1 | D | 9 | 10 | C | 8
2005-09-17 | 19:00 | 0 | 56 | 0 | 2 | 8 | 0 | 2 | 15 | 0 | 2 | 8 | 0 | 2 | 8 | 0 | 2 | 15 | 0 | 2 | 8 | 0 | 2 | 19 | 0 | E | 9 | 0 | E | 9 | 18.9 | A | 7 | -7.2 | A | 7 | 15 | A | 7 | 834 | A | 7 | 20 | A | 7 | 4.1 | A | 7 | 16000 | B | 7 | 77777 | A | 7 | 0.8 | E | 8 | 0.058 | F | 8 | 0.21 | F | 8 | 0 | 1 | D | 9 | 10 | C | 8
2005-09-17 | 20:00 | 0 | 0 | 0 | 2 | 0 | 0 | 2 | 0 | 0 | 2 | 0 | 0 | 2 | 0 | 0 | 2 | 0 | 0 | 2 | 0 | 0 | 2 | 0 | 0 | E | 9 | 0 | E | 9 | 17.8 | A | 7 | -7.2 | A | 7 | 16 | A | 7 | 830 | A | 7 | 30 | A | 7 | 3.6 | A | 7 | 16000 | B | 7 | 77777 | A | 7 | 0.8 | E | 8 | 0.058 | F | 8 | 0.21 | F | 8 | 0 | 1 | D | 9 | 10 | C | 8
2005-09-17 | 21:00 | 0 | 0 | 0 | 2 | 0 | 0 | 2 | 0 | 0 | 2 | 0 | 0 | 2 | 0 | 0 | 2 | 0 | 0 | 2 | 0 | 0 | 2 | 0 | 0 | E | 9 | 0 | A | 7 | 20 | A | 7 | -7.2 | A | 7 | 14 | A | 7 | 834 | A | 7 | 330 | A | 7 | 5.7 | A | 7 | 16000 | B | 7 | 77777 | A | 7 | 0.8 | E | 8 | 0.058 | F | 8 | 0.21 | F | 8 | 0 | 1 | D | 9 | 10 | C | 8
2005-09-17 | 22:00 | 0 | 0 | 0 | 2 | 0 | 0 | 2 | 0 | 0 | 2 | 0 | 0 | 2 | 0 | 0 | 2 | 0 | 0 | 2 | 0 | 0 | 2 | 0 | 0 | E | 9 | 0 | A | 7 | 17.2 | A | 7 | -6.7 | A | 7 | 18 | A | 7 | 833 | A | 7 | 360 | A | 7 | 6.2 | A | 7 | 16000 | B | 7 | 77777 | A | 7 | 0.8 | E | 8 | 0.058 | F | 8 | 0.21 | F | 8 | 0 | 1 | D | 9 | 10 | C | 8
2005-09-17 | 23:00 | 0 | 0 | 0 | 2 | 0 | 0 | 2 | 0 | 0 | 2 | 0 | 0 | 2 | 0 | 0 | 2 | 0 | 0 | 2 | 0 | 0 | 2 | 0 | 0 | E | 9 | 0 | A | 7 | 15 | A | 7 | -6.7 | A | 7 | 20 | A | 7 | 832 | A | 7 | 20 | A | 7 | 4.6 | A | 7 | 16000 | B | 7 | 77777 | A | 7 | 0.7 | E | 8 | 0.058 | F | 8 | 0.21 | F | 8 | 0 | 1 | D | 9 | 10 | C | 8
2005-09-17 | 24:00 | 0 | 0 | 0 | 2 | 0 | 0 | 2 | 0 | 0 | 2 | 0 | 0 | 2 | 0 | 0 | 2 | 0 | 0 | 2 | 0 | 0 | 2 | 0 | 0 | E | 9 | 0 | E | 9 | 11.7 | A | 7 | -6.1 | A | 7 | 27 | A | 7 | 832 | A | 7 | 330 | A | 7 | 3.6 | A | 7 | 16000 | B | 7 | 77777 | A | 7 | 0.7 | E | 8 | 0.058 | F | 8 | 0.21 | F | 8 | 0 | 1 | D | 9 | 10 | C | 8
2005-09-18 | 1:00 | 0 | 0 | 0 | 2 | 0 | 0 | 2 | 0 | 0 | 2 | 0 | 0 | 2 | 0 | 0 | 2 | 0 | 0 | 2 | 0 | 0 | 2 | 0 | 2 | E | 9 | 2 | E | 9 | 12.2 | A | 7 | -5 | A | 7 | 28 | A | 7 | 832 | A | 7 | 250 | A | 7 | 3.6 | A | 7 | 16000 | B | 7 | 77777 | A | 7 | 0.7 | E | 8 | 0.058 | F | 8 | 0.21 | F | 8 | 0 | 1 | D | 9 | 10 | C | 8
2005-09-18 | 2:00 | 0 | 0 | 0 | 2 | 0 | 0 | 2 | 0 | 0 | 2 | 0 | 0 | 2 | 0 | 0 | 2 | 0 | 0 | 2 | 0 | 0 | 2 | 0 | 2 | E | 9 | 2 | E | 9 | 11.7 | A | 7 | -3.3 | A | 7 | 34 | A | 7 | 833 | A | 7 | 290 | A | 7 | 3.6 | A | 7 | 16000 | B | 7 | 77777 | A | 7 | 0.7 | E | 8 | 0.058 | F | 8 | 0.21 | F | 8 | 0 | 1 | D | 9 | 10 | C | 8
2005-09-18 | 3:00 | 0 | 0 | 0 | 2 | 0 | 0 | 2 | 0 | 0 | 2 | 0 | 0 | 2 | 0 | 0 | 2 | 0 | 0 | 2 | 0 | 0 | 2 | 0 | 0 | E | 9 | 0 | E | 9 | 11.1 | A | 7 | -1.1 | A | 7 | 42 | A | 7 | 832 | A | 7 | 260 | A | 7 | 4.1 | A | 7 | 16000 | B | 7 | 6706 | A | 7 | 0.7 | E | 8 | 0.058 | F | 8 | 0.21 | F | 8 | 0 | 1 | D | 9 | 10 | C | 8
2005-09-18 | 4:00 | 0 | 0 | 0 | 2 | 0 | 0 | 2 | 0 | 0 | 2 | 0 | 0 | 2 | 0 | 0 | 2 | 0 | 0 | 2 | 0 | 0 | 2 | 0 | 0 | E | 9 | 0 | E | 9 | 12.2 | A | 7 | 1.1 | A | 7 | 47 | A | 7 | 833 | A | 7 | 290 | A | 7 | 3.6 | A | 7 | 16000 | B | 7 | 6706 | A | 7 | 0.8 | E | 8 | 0.058 | F | 8 | 0.21 | F | 8 | 0 | 1 | D | 9 | 10 | C | 8
2005-09-18 | 5:00 | 0 | 0 | 0 | 2 | 0 | 0 | 2 | 0 | 0 | 2 | 0 | 0 | 2 | 0 | 0 | 2 | 0 | 0 | 2 | 0 | 0 | 2 | 0 | 1 | E | 9 | 1 | E | 9 | 10 | A | 7 | 0.6 | A | 7 | 52 | A | 7 | 834 | A | 7 | 250 | A | 7 | 3.6 | A | 7 | 16000 | B | 7 | 77777 | A | 7 | 0.8 | E | 8 | 0.058 | F | 8 | 0.21 | F | 8 | 0 | 1 | D | 9 | 10 | C | 8
2005-09-18 | 6:00 | 8 | 350 | 0 | 2 | 8 | 0 | 2 | 15 | 0 | 2 | 8 | 0 | 2 | 8 | 0 | 2 | 15 | 0 | 2 | 8 | 0 | 2 | 19 | 1 | E | 9 | 1 | E | 9 | 10.6 | A | 7 | 1.7 | A | 7 | 54 | A | 7 | 834 | A | 7 | 300 | A | 7 | 4.1 | A | 7 | 16000 | B | 7 | 6706 | A | 7 | 0.8 | E | 8 | 0.058 | F | 8 | 0.21 | F | 8 | 0 | 1 | D | 9 | 10 | C | 8
2005-09-18 | 7:00 | 197 | 1354 | 130 | 2 | 8 | 469 | 2 | 15 | 62 | 2 | 8 | 128 | 2 | 8 | 298 | 2 | 15 | 85 | 2 | 8 | 97 | 2 | 19 | 0 | E | 9 | 0 | E | 9 | 13.3 | A | 7 | 1.1 | A | 7 | 43 | A | 7 | 836 | A | 7 | 350 | B | 8 | 1.5 | A | 7 | 16000 | B | 7 | 77777 | A | 7 | 0.8 | E | 8 | 0.058 | F | 8 | 0.21 | F | 8 | 0 | 1 | D | 9 | 10 | C | 8
2005-09-18 | 8:00 | 453 | 1354 | 296 | 2 | 8 | 568 | 2 | 15 | 105 | 2 | 8 | 301 | 2 | 8 | 509 | 2 | 15 | 130 | 2 | 8 | 189 | 2 | 19 | 1 | E | 9 | 1 | E | 9 | 15.6 | A | 7 | 6.1 | A | 7 | 53 | A | 7 | 835 | A | 7 | 40 | A | 7 | 2.6 | A | 7 | 16000 | B | 7 | 77777 | A | 7 | 0.8 | E | 8 | 0.058 | F | 8 | 0.21 | F | 8 | 0 | 1 | D | 9 | 10 | C | 8
2005-09-18 | 9:00 | 683 | 1354 | 468 | 2 | 8 | 695 | 2 | 15 | 116 | 2 | 8 | 491 | 2 | 8 | 686 | 2 | 15 | 144 | 2 | 8 | 248 | 2 | 19 | 1 | E | 9 | 1 | E | 9 | 16.7 | A | 7 | 6.7 | A | 7 | 52 | A | 7 | 838 | A | 7 | 50 | B | 8 | 2.1 | A | 7 | 16000 | B | 7 | 7620 | A | 7 | 0.8 | E | 8 | 0.058 | F | 8 | 0.21 | F | 8 | 0 | 1 | D | 9 | 10 | C | 8
2005-09-18 | 10:00 | 867 | 1354 | 625 | 2 | 8 | 753 | 2 | 15 | 141 | 2 | 8 | 663 | 2 | 8 | 763 | 2 | 15 | 173 | 2 | 8 | 359 | 2 | 19 | 6 | E | 9 | 6 | E | 9 | 19.4 | A | 7 | 6.1 | A | 7 | 42 | A | 7 | 839 | A | 7 | 60 | A | 7 | 3.6 | A | 7 | 16000 | B | 7 | 7620 | A | 7 | 0.8 | E | 8 | 0.058 | F | 8 | 0.21 | F | 8 | 0 | 1 | D | 9 | 10 | C | 8
2005-09-18 | 11:00 | 994 | 1354 | 775 | 2 | 8 | 857 | 2 | 15 | 143 | 2 | 8 | 809 | 2 | 8 | 859 | 2 | 15 | 176 | 2 | 8 | 397 | 2 | 19 | 6 | E | 9 | 4 | E | 9 | 21.1 | A | 7 | 5 | A | 7 | 35 | A | 7 | 835 | A | 7 | 80 | B | 8 | 2.6 | A | 7 | 16000 | B | 7 | 7620 | A | 7 | 0.9 | E | 8 | 0.058 | F | 8 | 0.21 | F | 8 | 0 | 1 | D | 9 | 10 | C | 8
2005-09-18 | 12:00 | 1056 | 1354 | 697 | 2 | 8 | 565 | 2 | 15 | 255 | 2 | 8 | 752 | 2 | 8 | 590 | 2 | 15 | 291 | 2 | 8 | 865 | 2 | 19 | 7 | E | 9 | 5 | E | 9 | 23.9 | A | 7 | 3.9 | A | 7 | 27 | A | 7 | 840 | A | 7 | 90 | A | 7 | 3.1 | A | 7 | 16000 | B | 7 | 7620 | A | 7 | 0.9 | E | 8 | 0.058 | F | 8 | 0.21 | F | 8 | 0 | 1 | D | 9 | 10 | C | 8
2005-09-18 | 13:00 | 1047 | 1354 | 730 | 2 | 8 | 671 | 2 | 15 | 210 | 2 | 8 | 770 | 2 | 8 | 680 | 2 | 15 | 242 | 2 | 8 | 690 | 2 | 19 | 5 | E | 9 | 5 | E | 9 | 24.4 | A | 7 | 1.1 | A | 7 | 22 | A | 7 | 839 | A | 7 | 60 | A | 7 | 4.6 | A | 7 | 16000 | B | 7 | 7620 | A | 7 | 0.9 | E | 8 | 0.058 | F | 8 | 0.21 | F | 8 | 0 | 1 | D | 9 | 10 | C | 8
2005-09-18 | 14:00 | 968 | 1354 | 534 | 2 | 8 | 298 | 2 | 15 | 321 | 2 | 8 | 578 | 2 | 8 | 321 | 2 | 15 | 347 | 2 | 8 | 954 | 2 | 19 | 4 | E | 9 | 4 | E | 9 | 26.7 | A | 7 | -1.1 | A | 7 | 16 | A | 7 | 832 | A | 7 | 80 | A | 7 | 5.2 | A | 7 | 16000 | B | 7 | 77777 | A | 7 | 0.9 | E | 8 | 0.058 | F | 8 | 0.21 | F | 8 | 0 | 1 | D | 9 | 10 | C | 8
2005-09-18 | 15:00 | 825 | 1354 | 604 | 2 | 8 | 741 | 2 | 15 | 151 | 2 | 8 | 635 | 2 | 8 | 744 | 2 | 15 | 180 | 2 | 8 | 361 | 2 | 19 | 7 | E | 9 | 6 | E | 9 | 27.8 | A | 7 | -1.1 | A | 7 | 15 | A | 7 | 840 | A | 7 | 90 | A | 7 | 7.2 | A | 7 | 16000 | B | 7 | 77777 | A | 7 | 0.9 | E | 8 | 0.058 | F | 8 | 0.21 | F | 8 | 0 | 1 | D | 9 | 10 | C | 8
2005-09-18 | 16:00 | 628 | 1354 | 447 | 2 | 8 | 796 | 2 | 15 | 77 | 2 | 8 | 469 | 2 | 8 | 774 | 2 | 15 | 109 | 2 | 8 | 164 | 2 | 19 | 8 | E | 9 | 7 | E | 9 | 27.2 | A | 7 | -1.1 | A | 7 | 15 | A | 7 | 839 | A | 7 | 60 | A | 7 | 6.7 | A | 7 | 16000 | B | 7 | 77777 | A | 7 | 1 | E | 8 | 0.058 | F | 8 | 0.21 | F | 8 | 0 | 1 | D | 9 | 10 | C | 8
2005-09-18 | 17:00 | 389 | 1354 | 243 | 2 | 8 | 676 | 2 | 15 | 48 | 2 | 8 | 253 | 2 | 8 | 600 | 2 | 15 | 80 | 2 | 8 | 99 | 2 | 19 | 6 | E | 9 | 5 | A | 7 | 24.4 | A | 7 | -1.7 | A | 7 | 17 | A | 7 | 832 | A | 7 | 60 | A | 7 | 6.2 | A | 7 | 16000 | B | 7 | 77777 | A | 7 | 1 | E | 8 | 0.058 | F | 8 | 0.21 | F | 8 | 0 | 1 | D | 9 | 10 | C | 8
2005-09-18 | 18:00 | 129 | 1354 | 57 | 2 | 8 | 381 | 2 | 15 | 21 | 2 | 8 | 58 | 2 | 8 | 231 | 2 | 15 | 36 | 2 | 8 | 40 | 2 | 19 | 6 | E | 9 | 5 | A | 7 | 21.1 | A | 7 | -1.7 | A | 7 | 21 | A | 7 | 838 | A | 7 | 40 | A | 7 | 5.2 | A | 7 | 16000 | B | 7 | 77777 | A | 7 | 1 | E | 8 | 0.058 | F | 8 | 0.21 | F | 8 | 0 | 1 | D | 9 | 10 | C | 8
2005-09-18 | 19:00 | 0 | 11 | 0 | 2 | 0 | 0 | 2 | 0 | 0 | 2 | 0 | 0 | 2 | 1 | 0 | 2 | 2 | 0 | 2 | 2 | 0 | 2 | 1 | 6 | E | 9 | 5 | A | 7 | 18.9 | A | 7 | -1.7 | A | 7 | 24 | A | 7 | 838 | A | 7 | 10 | A | 7 | 6.2 | A | 7 | 16000 | B | 7 | 77777 | A | 7 | 1 | E | 8 | 0.058 | F | 8 | 0.21 | F | 8 | 0 | 1 | D | 9 | 10 | C | 8
2005-09-18 | 20:00 | 0 | 0 | 0 | 2 | 0 | 0 | 2 | 0 | 0 | 2 | 0 | 0 | 2 | 0 | 0 | 2 | 0 | 0 | 2 | 0 | 0 | 2 | 0 | 6 | E | 9 | 5 | A | 7 | 17.8 | A | 7 | 6.7 | A | 7 | 48 | A | 7 | 834 | A | 7 | 40 | A | 7 | 5.7 | A | 7 | 16000 | B | 7 | 77777 | A | 7 | 1 | E | 8 | 0.058 | F | 8 | 0.21 | F | 8 | 0 | 1 | D | 9 | 10 | C | 8
2005-09-18 | 21:00 | 0 | 0 | 0 | 2 | 0 | 0 | 2 | 0 | 0 | 2 | 0 | 0 | 2 | 0 | 0 | 2 | 0 | 0 | 2 | 0 | 0 | 2 | 0 | 6 | E | 9 | 5 | A | 7 | 17.8 | A | 7 | 8.9 | A | 7 | 56 | A | 7 | 838 | A | 7 | 50 | A | 7 | 6.2 | A | 7 | 16000 | B | 7 | 77777 | A | 7 | 0.9 | E | 8 | 0.058 | F | 8 | 0.21 | F | 8 | 0 | 1 | D | 9 | 10 | C | 8
2005-09-18 | 22:00 | 0 | 0 | 0 | 2 | 0 | 0 | 2 | 0 | 0 | 2 | 0 | 0 | 2 | 0 | 0 | 2 | 0 | 0 | 2 | 0 | 0 | 2 | 0 | 6 | E | 9 | 5 | A | 7 | 16.7 | A | 7 | 10 | A | 7 | 65 | A | 7 | 837 | A | 7 | 60 | A | 7 | 4.6 | A | 7 | 16000 | B | 7 | 77777 | A | 7 | 0.9 | E | 8 | 0.058 | F | 8 | 0.21 | F | 8 | 0 | 1 | D | 9 | 10 | C | 8
2005-09-18 | 23:00 | 0 | 0 | 0 | 2 | 0 | 0 | 2 | 0 | 0 | 2 | 0 | 0 | 2 | 0 | 0 | 2 | 0 | 0 | 2 | 0 | 0 | 2 | 0 | 6 | E | 9 | 5 | A | 7 | 13.9 | A | 7 | 9.4 | A | 7 | 74 | A | 7 | 835 | A | 7 | 360 | A | 7 | 1.5 | A | 7 | 16000 | B | 7 | 77777 | A | 7 | 0.8 | E | 8 | 0.058 | F | 8 | 0.21 | F | 8 | 0 | 1 | D | 9 | 10 | C | 8
2005-09-18 | 24:00 | 0 | 0 | 0 | 2 | 0 | 0 | 2 | 0 | 0 | 2 | 0 | 0 | 2 | 0 | 0 | 2 | 0 | 0 | 2 | 0 | 0 | 2 | 0 | 6 | E | 9 | 5 | A | 7 | 13.9 | A | 7 | 7.2 | A | 7 | 64 | A | 7 | 837 | A | 7 | 300 | A | 7 | 4.1 | A | 7 | 16000 | B | 7 | 77777 | A | 7 | 0.8 | E | 8 | 0.058 | F | 8 | 0.21 | F | 8 | 0 | 1 | D | 9 | 10 | C | 8
2005-09-19 | 1:00 | 0 | 0 | 0 | 2 | 0 | 0 | 2 | 0 | 0 | 2 | 0 | 0 | 2 | 0 | 0 | 2 | 0 | 0 | 2 | 0 | 0 | 2 | 0 | 9 | E | 9 | 5 | A | 7 | 13.3 | A | 7 | 7.2 | A | 7 | 67 | A | 7 | 837 | A | 7 | 270 | A | 7 | 1.5 | A | 7 | 16000 | B | 7 | 77777 | A | 7 | 0.7 | E | 8 | 0.058 | F | 8 | 0.21 | F | 8 | 0 | 1 | D | 9 | 10 | C | 8
2005-09-19 | 2:00 | 0 | 0 | 0 | 2 | 0 | 0 | 2 | 0 | 0 | 2 | 0 | 0 | 2 | 0 | 0 | 2 | 0 | 0 | 2 | 0 | 0 | 2 | 0 | 10 | E | 9 | 8 | A | 7 | 12.2 | A | 7 | 6.7 | A | 7 | 69 | A | 7 | 837 | A | 7 | 260 | A | 7 | 2.6 | A | 7 | 16000 | B | 7 | 6706 | A | 7 | 0.7 | E | 8 | 0.058 | F | 8 | 0.21 | F | 8 | 0 | 1 | D | 9 | 10 | C | 8
2005-09-19 | 3:00 | 0 | 0 | 0 | 2 | 0 | 0 | 2 | 0 | 0 | 2 | 0 | 0 | 2 | 0 | 0 | 2 | 0 | 0 | 2 | 0 | 0 | 2 | 0 | 4 | E | 9 | 2 | A | 7 | 11.7 | A | 7 | 5.6 | A | 7 | 66 | A | 7 | 836 | A | 7 | 250 | A | 7 | 3.6 | A | 7 | 16000 | B | 7 | 77777 | A | 7 | 0.8 | E | 8 | 0.058 | F | 8 | 0.21 | F | 8 | 0 | 1 | D | 9 | 10 | C | 8
2005-09-19 | 4:00 | 0 | 0 | 0 | 2 | 0 | 0 | 2 | 0 | 0 | 2 | 0 | 0 | 2 | 0 | 0 | 2 | 0 | 0 | 2 | 0 | 0 | 2 | 0 | 4 | E | 9 | 3 | A | 7 | 11.7 | A | 7 | 3.3 | A | 7 | 56 | A | 7 | 837 | A | 7 | 310 | A | 7 | 2.6 | A | 7 | 16000 | B | 7 | 77777 | A | 7 | 0.9 | E | 8 | 0.058 | F | 8 | 0.21 | F | 8 | 0 | 1 | D | 9 | 10 | C | 8
2005-09-19 | 5:00 | 0 | 0 | 0 | 2 | 0 | 0 | 2 | 0 | 0 | 2 | 0 | 0 | 2 | 0 | 0 | 2 | 0 | 0 | 2 | 0 | 0 | 2 | 0 | 9 | E | 9 | 5 | A | 7 | 10 | A | 7 | 4.4 | A | 7 | 68 | A | 7 | 839 | A | 7 | 350 | A | 7 | 2.6 | A | 7 | 16000 | B | 7 | 77777 | A | 7 | 1 | E | 8 | 0.058 | F | 8 | 0.21 | F | 8 | 0 | 1 | D | 9 | 10 | C | 8
2005-09-19 | 6:00 | 7 | 350 | 0 | 2 | 8 | 0 | 2 | 15 | 0 | 2 | 8 | 0 | 2 | 8 | 0 | 2 | 15 | 0 | 2 | 8 | 0 | 2 | 19 | 10 | E | 9 | 10 | A | 7 | 10 | A | 7 | 8.9 | A | 7 | 93 | A | 7 | 839 | A | 7 | 0 | A | 7 | 0 | A | 7 | 200 | B | 7 | 61 | A | 7 | 1 | E | 8 | 0.058 | F | 8 | 0.21 | F | 8 | 0 | 1 | D | 9 | 10 | C | 8
2005-09-19 | 7:00 | 192 | 1354 | 84 | 2 | 8 | 213 | 2 | 15 | 54 | 2 | 8 | 86 | 2 | 8 | 134 | 2 | 15 | 67 | 2 | 8 | 99 | 2 | 19 | 10 | E | 9 | 10 | A | 7 | 10.6 | A | 7 | 9.4 | A | 7 | 92 | A | 7 | 840 | A | 7 | 0 | A | 7 | 0 | A | 7 | 400 | B | 7 | 30 | A | 7 | 0.9 | E | 8 | 0.058 | F | 8 | 0.21 | F | 8 | 0 | 1 | D | 9 | 10 | C | 8
2005-09-19 | 8:00 | 449 | 1354 | 82 | 2 | 8 | 0 | 2 | 15 | 82 | 2 | 8 | 95 | 2 | 8 | 0 | 2 | 15 | 95 | 2 | 8 | 335 | 2 | 19 | 10 | E | 9 | 10 | A | 7 | 12.8 | A | 7 | 10.6 | A | 7 | 86 | A | 7 | 841 | A | 7 | 250 | A | 7 | 2.6 | A | 7 | 400 | B | 7 | 152 | A | 7 | 0.9 | E | 8 | 0.058 | F | 8 | 0.21 | F | 8 | 0 | 1 | D | 9 | 10 | C | 8
2005-09-19 | 9:00 | 678 | 1354 | 254 | 2 | 8 | 62 | 2 | 15 | 223 | 2 | 8 | 279 | 2 | 8 | 62 | 2 | 15 | 248 | 2 | 8 | 661 | 2 | 19 | 9 | E | 9 | 5 | A | 7 | 16.1 | A | 7 | 10.6 | A | 7 | 70 | A | 7 | 844 | A | 7 | 190 | B | 8 | 2.1 | A | 7 | 9600 | B | 7 | 77777 | A | 7 | 0.9 | E | 8 | 0.058 | F | 8 | 0.21 | F | 8 | 0 | 1 | D | 9 | 10 | C | 8
2005-09-19 | 10:00 | 863 | 1354 | 625 | 2 | 8 | 680 | 2 | 15 | 190 | 2 | 8 | 648 | 2 | 8 | 679 | 2 | 15 | 215 | 2 | 8 | 460 | 2 | 19 | 4 | E | 9 | 3 | A | 7 | 18.3 | A | 7 | 9.4 | A | 7 | 56 | A | 7 | 845 | A | 7 | 130 | A | 7 | 2.1 | A | 7 | 16000 | B | 7 | 77777 | A | 7 | 0.8 | E | 8 | 0.058 | F | 8 | 0.21 | F | 8 | 0 | 1 | D | 9 | 10 | C | 8
2005-09-19 | 11:00 | 990 | 1354 | 731 | 2 | 8 | 815 | 2 | 15 | 134 | 2 | 8 | 769 | 2 | 8 | 819 | 2 | 15 | 168 | 2 | 8 | 377 | 2 | 19 | 0 | E | 9 | 0 | A | 7 | 21.7 | A | 7 | 4.4 | A | 7 | 32 | A | 7 | 841 | A | 7 | 50 | A | 7 | 3.6 | A | 7 | 16000 | B | 7 | 77777 | A | 7 | 0.7 | E | 8 | 0.058 | F | 8 | 0.21 | F | 8 | 0 | 1 | D | 9 | 10 | C | 8
2005-09-19 | 12:00 | 1051 | 1354 | 788 | 2 | 8 | 860 | 2 | 15 | 119 | 2 | 8 | 812 | 2 | 8 | 859 | 2 | 15 | 144 | 2 | 8 | 314 | 2 | 19 | 0 | E | 9 | 0 | A | 7 | 23.9 | A | 7 | 2.8 | A | 7 | 25 | A | 7 | 847 | A | 7 | 60 | A | 7 | 2.6 | A | 7 | 16000 | B | 7 | 77777 | A | 7 | 0.7 | E | 8 | 0.058 | F | 8 | 0.21 | F | 8 | 0 | 1 | D | 9 | 10 | C | 8
2005-09-19 | 13:00 | 1041 | 1354 | 778 | 2 | 8 | 850 | 2 | 15 | 122 | 2 | 8 | 832 | 2 | 8 | 861 | 2 | 15 | 167 | 2 | 8 | 391 | 2 | 19 | 0 | E | 9 | 0 | A | 7 | 25.6 | A | 7 | 1.1 | A | 7 | 20 | A | 7 | 847 | A | 7 | 100 | A | 7 | 4.1 | A | 7 | 16000 | B | 7 | 77777 | A | 7 | 0.7 | E | 8 | 0.058 | F | 8 | 0.21 | F | 8 | 0 | 1 | D | 9 | 10 | C | 8
2005-09-19 | 14:00 | 962 | 1354 | 749 | 2 | 8 | 907 | 2 | 15 | 103 | 2 | 8 | 776 | 2 | 8 | 904 | 2 | 15 | 132 | 2 | 8 | 250 | 2 | 19 | 0 | E | 9 | 0 | A | 7 | 27.2 | A | 7 | -2.8 | A | 7 | 13 | A | 7 | 840 | A | 7 | 70 | A | 7 | 2.1 | A | 7 | 16000 | B | 7 | 77777 | A | 7 | 0.7 | E | 8 | 0.058 | F | 8 | 0.21 | F | 8 | 0 | 1 | D | 9 | 10 | C | 8
2005-09-19 | 15:00 | 819 | 1354 | 620 | 2 | 8 | 901 | 2 | 15 | 74 | 2 | 8 | 649 | 2 | 8 | 892 | 2 | 15 | 108 | 2 | 8 | 183 | 2 | 19 | 4 | E | 9 | 2 | A | 7 | 27.8 | A | 7 | -3.9 | A | 7 | 12 | A | 7 | 847 | A | 7 | 0 | A | 7 | 0 | A | 7 | 16000 | B | 7 | 77777 | A | 7 | 0.7 | E | 8 | 0.058 | F | 8 | 0.21 | F | 8 | 0 | 1 | D | 9 | 10 | C | 8
2005-09-19 | 16:00 | 621 | 1354 | 452 | 2 | 8 | 824 | 2 | 15 | 73 | 2 | 8 | 476 | 2 | 8 | 802 | 2 | 15 | 108 | 2 | 8 | 158 | 2 | 19 | 4 | E | 9 | 3 | A | 7 | 27.2 | A | 7 | -4.4 | A | 7 | 12 | A | 7 | 847 | A | 7 | 70 | A | 7 | 2.6 | A | 7 | 16000 | B | 7 | 77777 | A | 7 | 0.7 | E | 8 | 0.058 | F | 8 | 0.21 | F | 8 | 0 | 1 | D | 9 | 10 | C | 8
2005-09-19 | 17:00 | 382 | 1354 | 237 | 2 | 8 | 641 | 2 | 15 | 55 | 2 | 8 | 242 | 2 | 8 | 562 | 2 | 15 | 83 | 2 | 8 | 105 | 2 | 19 | 4 | E | 9 | 2 | A | 7 | 26.7 | A | 7 | -5 | A | 7 | 11 | A | 7 | 840 | A | 7 | 90 | A | 7 | 3.1 | A | 7 | 16000 | B | 7 | 77777 | A | 7 | 0.7 | E | 8 | 0.058 | F | 8 | 0.21 | F | 8 | 0 | 1 | D | 9 | 10 | C | 8
2005-09-19 | 18:00 | 122 | 1321 | 53 | 2 | 8 | 357 | 2 | 15 | 21 | 2 | 8 | 56 | 2 | 8 | 217 | 2 | 15 | 35 | 2 | 8 | 40 | 2 | 19 | 0 | E | 9 | 0 | E | 9 | 22.8 | A | 7 | -4.4 | A | 7 | 15 | A | 7 | 846 | A | 7 | 90 | A | 7 | 2.6 | A | 7 | 16000 | B | 7 | 77777 | A | 7 | 0.7 | E | 8 | 0.058 | F | 8 | 0.21 | F | 8 | 0 | 1 | D | 9 | 10 | C | 8
2005-09-19 | 19:00 | 0 | 0 | 0 | 2 | 0 | 0 | 2 | 0 | 0 | 2 | 0 | 0 | 2 | 0 | 0 | 2 | 0 | 0 | 2 | 0 | 0 | 2 | 0 | 0 | E | 9 | 0 | E | 9 | 17.8 | A | 7 | -3.3 | A | 7 | 23 | A | 7 | 845 | A | 7 | 140 | A | 7 | 4.1 | A | 7 | 16000 | B | 7 | 77777 | A | 7 | 0.7 | E | 8 | 0.058 | F | 8 | 0.21 | F | 8 | 0 | 1 | D | 9 | 10 | C | 8
2005-09-19 | 20:00 | 0 | 0 | 0 | 2 | 0 | 0 | 2 | 0 | 0 | 2 | 0 | 0 | 2 | 0 | 0 | 2 | 0 | 0 | 2 | 0 | 0 | 2 | 0 | 0 | E | 9 | 0 | E | 9 | 16.1 | A | 7 | -2.8 | A | 7 | 26 | A | 7 | 841 | A | 7 | 170 | A | 7 | 5.2 | A | 7 | 16000 | B | 7 | 77777 | A | 7 | 0.7 | E | 8 | 0.058 | F | 8 | 0.21 | F | 8 | 0 | 1 | D | 9 | 10 | C | 8
2005-09-19 | 21:00 | 0 | 0 | 0 | 2 | 0 | 0 | 2 | 0 | 0 | 2 | 0 | 0 | 2 | 0 | 0 | 2 | 0 | 0 | 2 | 0 | 0 | 2 | 0 | 4 | E | 9 | 2 | A | 7 | 16.1 | A | 7 | 1.1 | A | 7 | 36 | A | 7 | 844 | A | 7 | 170 | A | 7 | 5.2 | A | 7 | 16000 | B | 7 | 77777 | A | 7 | 0.6 | E | 8 | 0.058 | F | 8 | 0.21 | F | 8 | 0 | 1 | D | 9 | 10 | C | 8
2005-09-19 | 22:00 | 0 | 0 | 0 | 2 | 0 | 0 | 2 | 0 | 0 | 2 | 0 | 0 | 2 | 0 | 0 | 2 | 0 | 0 | 2 | 0 | 0 | 2 | 0 | 4 | E | 9 | 3 | A | 7 | 17.2 | A | 7 | 3.9 | A | 7 | 41 | A | 7 | 844 | A | 7 | 180 | A | 7 | 6.7 | A | 7 | 16000 | B | 7 | 77777 | A | 7 | 0.6 | E | 8 | 0.058 | F | 8 | 0.21 | F | 8 | 0 | 1 | D | 9 | 10 | C | 8
2005-09-19 | 23:00 | 0 | 0 | 0 | 2 | 0 | 0 | 2 | 0 | 0 | 2 | 0 | 0 | 2 | 0 | 0 | 2 | 0 | 0 | 2 | 0 | 0 | 2 | 0 | 9 | E | 9 | 5 | A | 7 | 15.6 | A | 7 | 4.4 | A | 7 | 47 | A | 7 | 841 | A | 7 | 180 | A | 7 | 5.7 | A | 7 | 16000 | B | 7 | 77777 | A | 7 | 0.6 | E | 8 | 0.058 | F | 8 | 0.21 | F | 8 | 0 | 1 | D | 9 | 10 | C | 8
2005-09-19 | 24:00 | 0 | 0 | 0 | 2 | 0 | 0 | 2 | 0 | 0 | 2 | 0 | 0 | 2 | 0 | 0 | 2 | 0 | 0 | 2 | 0 | 0 | 2 | 0 | 3 | E | 9 | 2 | E | 9 | 16.7 | A | 7 | 5 | A | 7 | 46 | A | 7 | 843 | A | 7 | 240 | A | 7 | 3.6 | A | 7 | 16000 | B | 7 | 77777 | A | 7 | 0.6 | E | 8 | 0.058 | F | 8 | 0.21 | F | 8 | 0 | 1 | D | 9 | 10 | C | 8
2005-09-20 | 1:00 | 0 | 0 | 0 | 2 | 0 | 0 | 2 | 0 | 0 | 2 | 0 | 0 | 2 | 0 | 0 | 2 | 0 | 0 | 2 | 0 | 0 | 2 | 0 | 2 | E | 9 | 2 | E | 9 | 15 | A | 7 | 5 | A | 7 | 51 | A | 7 | 842 | A | 7 | 210 | A | 7 | 4.6 | A | 7 | 16000 | B | 7 | 77777 | A | 7 | 0.6 | E | 8 | 0.058 | F | 8 | 0.21 | F | 8 | 0 | 1 | D | 9 | 10 | C | 8
2005-09-20 | 2:00 | 0 | 0 | 0 | 2 | 0 | 0 | 2 | 0 | 0 | 2 | 0 | 0 | 2 | 0 | 0 | 2 | 0 | 0 | 2 | 0 | 0 | 2 | 0 | 1 | E | 9 | 1 | E | 9 | 12.8 | A | 7 | 4.4 | A | 7 | 57 | A | 7 | 841 | A | 7 | 0 | A | 7 | 0 | A | 7 | 16000 | B | 7 | 77777 | A | 7 | 0.6 | E | 8 | 0.058 | F | 8 | 0.21 | F | 8 | 0 | 1 | D | 9 | 10 | C | 8
2005-09-20 | 3:00 | 0 | 0 | 0 | 2 | 0 | 0 | 2 | 0 | 0 | 2 | 0 | 0 | 2 | 0 | 0 | 2 | 0 | 0 | 2 | 0 | 0 | 2 | 0 | 1 | E | 9 | 1 | E | 9 | 12.8 | A | 7 | 4.4 | A | 7 | 57 | A | 7 | 840 | A | 7 | 230 | A | 7 | 3.1 | A | 7 | 16000 | B | 7 | 77777 | A | 7 | 0.6 | E | 8 | 0.058 | F | 8 | 0.21 | F | 8 | 0 | 1 | D | 9 | 10 | C | 8
2005-09-20 | 4:00 | 0 | 0 | 0 | 2 | 0 | 0 | 2 | 0 | 0 | 2 | 0 | 0 | 2 | 0 | 0 | 2 | 0 | 0 | 2 | 0 | 0 | 2 | 0 | 1 | E | 9 | 1 | E | 9 | 12.8 | A | 7 | 3.9 | A | 7 | 55 | A | 7 | 840 | A | 7 | 230 | A | 7 | 4.1 | A | 7 | 16000 | B | 7 | 77777 | A | 7 | 0.6 | E | 8 | 0.058 | F | 8 | 0.21 | F | 8 | 0 | 1 | D | 9 | 10 | C | 8
2005-09-20 | 5:00 | 0 | 0 | 0 | 2 | 0 | 0 | 2 | 0 | 0 | 2 | 0 | 0 | 2 | 0 | 0 | 2 | 0 | 0 | 2 | 0 | 0 | 2 | 0 | 1 | E | 9 | 1 | E | 9 | 12.2 | A | 7 | 3.9 | A | 7 | 57 | A | 7 | 841 | A | 7 | 230 | A | 7 | 4.6 | A | 7 | 16000 | B | 7 | 77777 | A | 7 | 0.7 | E | 8 | 0.058 | F | 8 | 0.21 | F | 8 | 0 | 1 | D | 9 | 10 | C | 8
2005-09-20 | 6:00 | 7 | 328 | 0 | 2 | 8 | 0 | 2 | 15 | 0 | 2 | 8 | 0 | 2 | 8 | 0 | 2 | 15 | 0 | 2 | 8 | 0 | 2 | 19 | 0 | E | 9 | 0 | E | 9 | 12.2 | A | 7 | 2.8 | A | 7 | 53 | A | 7 | 842 | A | 7 | 240 | A | 7 | 2.1 | A | 7 | 16000 | B | 7 | 77777 | A | 7 | 0.7 | E | 8 | 0.058 | F | 8 | 0.21 | F | 8 | 0 | 1 | D | 9 | 10 | C | 8
2005-09-20 | 7:00 | 188 | 1355 | 123 | 2 | 8 | 445 | 2 | 15 | 61 | 2 | 8 | 121 | 2 | 8 | 276 | 2 | 15 | 82 | 2 | 8 | 94 | 2 | 19 | 0 | E | 9 | 0 | E | 9 | 16.7 | A | 7 | 2.2 | A | 7 | 38 | A | 7 | 845 | A | 7 | 240 | A | 7 | 2.1 | A | 7 | 16000 | B | 7 | 77777 | A | 7 | 0.7 | E | 8 | 0.058 | F | 8 | 0.21 | F | 8 | 0 | 1 | D | 9 | 10 | C | 8
2005-09-20 | 8:00 | 445 | 1355 | 298 | 2 | 8 | 672 | 2 | 15 | 76 | 2 | 8 | 309 | 2 | 8 | 610 | 2 | 15 | 108 | 2 | 8 | 145 | 2 | 19 | 0 | E | 9 | 0 | E | 9 | 20 | A | 7 | 0.6 | A | 7 | 27 | A | 7 | 842 | A | 7 | 240 | A | 7 | 5.7 | A | 7 | 16000 | B | 7 | 77777 | A | 7 | 0.7 | E | 8 | 0.058 | F | 8 | 0.21 | F | 8 | 0 | 1 | D | 9 | 10 | C | 8
2005-09-20 | 9:00 | 674 | 1355 | 468 | 2 | 8 | 696 | 2 | 15 | 121 | 2 | 8 | 490 | 2 | 8 | 684 | 2 | 15 | 148 | 2 | 8 | 255 | 2 | 19 | 1 | E | 9 | 1 | E | 9 | 23.3 | A | 7 | 0 | A | 7 | 21 | A | 7 | 848 | A | 7 | 240 | A | 7 | 4.1 | A | 7 | 16000 | B | 7 | 77777 | A | 7 | 0.7 | E | 8 | 0.058 | F | 8 | 0.21 | F | 8 | 0 | 1 | D | 9 | 10 | C | 8
2005-09-20 | 10:00 | 859 | 1355 | 619 | 2 | 8 | 759 | 2 | 15 | 136 | 2 | 8 | 657 | 2 | 8 | 770 | 2 | 15 | 168 | 2 | 8 | 343 | 2 | 19 | 2 | E | 9 | 2 | E | 9 | 26.7 | A | 7 | -3.3 | A | 7 | 13 | A | 7 | 849 | A | 7 | 150 | A | 7 | 2.1 | A | 7 | 16000 | B | 7 | 77777 | A | 7 | 0.7 | E | 8 | 0.058 | F | 8 | 0.21 | F | 8 | 0 | 1 | D | 9 | 4 | C | 8
2005-09-20 | 11:00 | 985 | 1355 | 694 | 2 | 8 | 700 | 2 | 15 | 184 | 2 | 8 | 733 | 2 | 8 | 710 | 2 | 15 | 215 | 2 | 8 | 543 | 2 | 19 | 4 | E | 9 | 3 | E | 9 | 28.3 | A | 7 | -6.7 | A | 7 | 9 | A | 7 | 842 | A | 7 | 150 | B | 8 | 2.1 | A | 7 | 16000 | B | 7 | 77777 | A | 7 | 0.8 | E | 8 | 0.058 | F | 8 | 0.21 | F | 8 | 0 | 1 | D | 9 | 4 | C | 8
2005-09-20 | 12:00 | 1046 | 1355 | 752 | 2 | 8 | 715 | 2 | 15 | 198 | 2 | 8 | 795 | 2 | 8 | 727 | 2 | 15 | 232 | 2 | 8 | 652 | 2 | 19 | 4 | E | 9 | 4 | E | 9 | 30.6 | A | 7 | -8.9 | A | 7 | 7 | A | 7 | 849 | A | 7 | 160 | B | 8 | 2.1 | A | 7 | 16000 | B | 7 | 77777 | A | 7 | 0.8 | E | 8 | 0.058 | F | 8 | 0.21 | F | 8 | 0 | 1 | D | 9 | 4 | C | 8
2005-09-20 | 13:00 | 1036 | 1355 | 695 | 2 | 8 | 617 | 2 | 15 | 222 | 2 | 8 | 728 | 2 | 8 | 623 | 2 | 15 | 251 | 2 | 8 | 706 | 2 | 19 | 4 | E | 9 | 4 | E | 9 | 30.6 | A | 7 | -10.6 | A | 7 | 6 | A | 7 | 849 | A | 7 | 160 | B | 8 | 3.1 | A | 7 | 16000 | B | 7 | 7620 | A | 7 | 0.9 | E | 8 | 0.058 | F | 8 | 0.21 | F | 8 | 0 | 1 | D | 9 | 4 | C | 8
2005-09-20 | 14:00 | 956 | 1355 | 731 | 2 | 8 | 841 | 2 | 15 | 136 | 2 | 8 | 764 | 2 | 8 | 842 | 2 | 15 | 168 | 2 | 8 | 357 | 2 | 19 | 2 | E | 9 | 2 | E | 9 | 31.7 | A | 7 | -10 | A | 7 | 6 | A | 7 | 840 | A | 7 | 160 | A | 7 | 5.2 | A | 7 | 16000 | B | 7 | 7620 | A | 7 | 0.9 | E | 8 | 0.058 | F | 8 | 0.21 | F | 8 | 0 | 1 | D | 9 | 4 | C | 8
2005-09-20 | 15:00 | 813 | 1355 | 586 | 2 | 8 | 800 | 2 | 15 | 105 | 2 | 8 | 615 | 2 | 8 | 797 | 2 | 15 | 136 | 2 | 8 | 243 | 2 | 19 | 2 | E | 9 | 2 | E | 9 | 31.7 | A | 7 | -9.4 | A | 7 | 6 | A | 7 | 848 | A | 7 | 130 | A | 7 | 4.1 | A | 7 | 16000 | B | 7 | 7620 | A | 7 | 0.9 | E | 8 | 0.058 | F | 8 | 0.21 | F | 8 | 0 | 1 | D | 9 | 4 | C | 8
2005-09-20 | 16:00 | 614 | 1355 | 419 | 2 | 8 | 561 | 2 | 15 | 164 | 2 | 8 | 438 | 2 | 8 | 552 | 2 | 15 | 187 | 2 | 8 | 336 | 2 | 19 | 3 | E | 9 | 3 | E | 9 | 30 | A | 7 | -9.4 | A | 7 | 6 | A | 7 | 847 | A | 7 | 110 | A | 7 | 3.6 | A | 7 | 16000 | B | 7 | 6706 | A | 7 | 1 | E | 8 | 0.058 | F | 8 | 0.21 | F | 8 | 0 | 1 | D | 9 | 4 | C | 8
2005-09-20 | 17:00 | 375 | 1355 | 125 | 2 | 8 | 67 | 2 | 15 | 106 | 2 | 8 | 137 | 2 | 8 | 60 | 2 | 15 | 120 | 2 | 8 | 276 | 2 | 19 | 8 | E | 9 | 8 | A | 7 | 28.9 | A | 7 | -7.2 | A | 7 | 8 | A | 7 | 838 | A | 7 | 130 | A | 7 | 4.6 | A | 7 | 16000 | B | 7 | 6706 | A | 7 | 1 | E | 8 | 0.058 | F | 8 | 0.21 | F | 8 | 0 | 1 | D | 9 | 4 | C | 8
2005-09-20 | 18:00 | 115 | 1299 | 20 | 2 | 8 | 0 | 2 | 15 | 20 | 2 | 8 | 23 | 2 | 8 | 0 | 2 | 15 | 23 | 2 | 8 | 73 | 2 | 19 | 7 | E | 9 | 6 | E | 9 | 24.4 | A | 7 | -6.1 | A | 7 | 12 | A | 7 | 845 | A | 7 | 140 | A | 7 | 4.1 | A | 7 | 16000 | B | 7 | 6706 | A | 7 | 1 | E | 8 | 0.058 | F | 8 | 0.21 | F | 8 | 0 | 1 | D | 9 | 4 | C | 8
2005-09-20 | 19:00 | 0 | 0 | 0 | 2 | 0 | 0 | 2 | 0 | 0 | 2 | 0 | 0 | 2 | 0 | 0 | 2 | 0 | 0 | 2 | 0 | 0 | 2 | 0 | 6 | E | 9 | 4 | E | 9 | 20.6 | A | 7 | -5 | A | 7 | 17 | A | 7 | 843 | A | 7 | 150 | A | 7 | 4.1 | A | 7 | 16000 | B | 7 | 6706 | A | 7 | 1.1 | E | 8 | 0.058 | F | 8 | 0.21 | F | 8 | 0 | 1 | D | 9 | 4 | C | 8
2005-09-20 | 20:00 | 0 | 0 | 0 | 2 | 0 | 0 | 2 | 0 | 0 | 2 | 0 | 0 | 2 | 0 | 0 | 2 | 0 | 0 | 2 | 0 | 0 | 2 | 0 | 7 | E | 9 | 4 | E | 9 | 19.4 | A | 7 | -4.4 | A | 7 | 19 | A | 7 | 839 | A | 7 | 150 | A | 7 | 3.6 | A | 7 | 16000 | B | 7 | 3962 | A | 7 | 1.1 | E | 8 | 0.058 | F | 8 | 0.21 | F | 8 | 0 | 1 | D | 9 | 4 | C | 8
2005-09-20 | 21:00 | 0 | 0 | 0 | 2 | 0 | 0 | 2 | 0 | 0 | 2 | 0 | 0 | 2 | 0 | 0 | 2 | 0 | 0 | 2 | 0 | 0 | 2 | 0 | 7 | B | 8 | 5 | B | 8 | 18.3 | A | 7 | -3.3 | A | 7 | 22 | A | 7 | 841 | A | 7 | 160 | A | 7 | 4.6 | A | 7 | 16000 | B | 7 | 6706 | A | 7 | 1.2 | E | 8 | 0.058 | F | 8 | 0.21 | F | 8 | 0 | 1 | D | 9 | 4 | C | 8
2005-09-20 | 22:00 | 0 | 0 | 0 | 2 | 0 | 0 | 2 | 0 | 0 | 2 | 0 | 0 | 2 | 0 | 0 | 2 | 0 | 0 | 2 | 0 | 0 | 2 | 0 | 7 | B | 8 | 5 | B | 8 | 16.1 | A | 7 | -2.8 | A | 7 | 26 | A | 7 | 839 | A | 7 | 180 | A | 7 | 3.6 | A | 7 | 16000 | B | 7 | 77777 | A | 7 | 1.4 | E | 8 | 0.058 | F | 8 | 0.21 | F | 8 | 0 | 1 | D | 9 | 4 | C | 8
2005-09-20 | 23:00 | 0 | 0 | 0 | 2 | 0 | 0 | 2 | 0 | 0 | 2 | 0 | 0 | 2 | 0 | 0 | 2 | 0 | 0 | 2 | 0 | 0 | 2 | 0 | 8 | B | 8 | 5 | B | 8 | 18.3 | A | 7 | -2.2 | A | 7 | 24 | A | 7 | 839 | A | 7 | 220 | A | 7 | 6.2 | A | 7 | 16000 | B | 7 | 77777 | A | 7 | 1.5 | E | 8 | 0.058 | F | 8 | 0.21 | F | 8 | 0 | 1 | D | 9 | 4 | C | 8
2005-09-20 | 24:00 | 0 | 0 | 0 | 2 | 0 | 0 | 2 | 0 | 0 | 2 | 0 | 0 | 2 | 0 | 0 | 2 | 0 | 0 | 2 | 0 | 0 | 2 | 0 | 8 | B | 8 | 5 | B | 8 | 18.3 | A | 7 | -2.8 | A | 7 | 23 | A | 7 | 839 | A | 7 | 240 | A | 7 | 4.6 | A | 7 | 16000 | B | 7 | 77777 | A | 7 | 1.6 | E | 8 | 0.058 | F | 8 | 0.21 | F | 8 | 0 | 1 | D | 9 | 4 | C | 8
2005-09-21 | 1:00 | 0 | 0 | 0 | 2 | 0 | 0 | 2 | 0 | 0 | 2 | 0 | 0 | 2 | 0 | 0 | 2 | 0 | 0 | 2 | 0 | 0 | 2 | 0 | 8 | E | 9 | 5 | E | 9 | 18.3 | A | 7 | -2.2 | A | 7 | 24 | A | 7 | 839 | A | 7 | 220 | A | 7 | 4.6 | A | 7 | 16000 | B | 7 | 6096 | A | 7 | 1.7 | E | 8 | 0.057 | F | 8 | 0.21 | F | 8 | 0 | 1 | D | 9 | 4 | C | 8
2005-09-21 | 2:00 | 0 | 0 | 0 | 2 | 0 | 0 | 2 | 0 | 0 | 2 | 0 | 0 | 2 | 0 | 0 | 2 | 0 | 0 | 2 | 0 | 0 | 2 | 0 | 10 | E | 9 | 6 | E | 9 | 18.9 | A | 7 | -2.8 | A | 7 | 22 | A | 7 | 838 | A | 7 | 220 | A | 7 | 5.7 | A | 7 | 16000 | B | 7 | 6096 | A | 7 | 1.7 | E | 8 | 0.057 | F | 8 | 0.21 | F | 8 | 0 | 1 | D | 9 | 4 | C | 8
2005-09-21 | 3:00 | 0 | 0 | 0 | 2 | 0 | 0 | 2 | 0 | 0 | 2 | 0 | 0 | 2 | 0 | 0 | 2 | 0 | 0 | 2 | 0 | 0 | 2 | 0 | 9 | B | 8 | 5 | B | 8 | 18.9 | A | 7 | -2.2 | A | 7 | 23 | A | 7 | 838 | A | 7 | 220 | A | 7 | 4.6 | A | 7 | 16000 | B | 7 | 77777 | A | 7 | 1.7 | E | 8 | 0.057 | F | 8 | 0.21 | F | 8 | 0 | 1 | D | 9 | 4 | C | 8
2005-09-21 | 4:00 | 0 | 0 | 0 | 2 | 0 | 0 | 2 | 0 | 0 | 2 | 0 | 0 | 2 | 0 | 0 | 2 | 0 | 0 | 2 | 0 | 0 | 2 | 0 | 9 | E | 9 | 4 | E | 9 | 19.4 | A | 7 | -2.2 | A | 7 | 23 | A | 7 | 838 | A | 7 | 220 | A | 7 | 5.2 | A | 7 | 16000 | B | 7 | 77777 | A | 7 | 1.7 | E | 8 | 0.057 | F | 8 | 0.21 | F | 8 | 0 | 1 | D | 9 | 4 | C | 8
2005-09-21 | 5:00 | 0 | 0 | 0 | 2 | 0 | 0 | 2 | 0 | 0 | 2 | 0 | 0 | 2 | 0 | 0 | 2 | 0 | 0 | 2 | 0 | 0 | 2 | 0 | 9 | E | 9 | 4 | E | 9 | 18.9 | A | 7 | -2.2 | A | 7 | 23 | A | 7 | 836 | A | 7 | 220 | A | 7 | 5.2 | A | 7 | 16000 | B | 7 | 6096 | A | 7 | 1.7 | E | 8 | 0.057 | F | 8 | 0.21 | F | 8 | 0 | 1 | D | 9 | 4 | C | 8
2005-09-21 | 6:00 | 6 | 305 | 0 | 2 | 8 | 0 | 2 | 15 | 0 | 2 | 8 | 0 | 2 | 8 | 0 | 2 | 15 | 0 | 2 | 8 | 0 | 2 | 19 | 8 | E | 9 | 6 | E | 9 | 20 | A | 7 | -2.2 | A | 7 | 22 | A | 7 | 839 | A | 7 | 210 | A | 7 | 5.2 | A | 7 | 16000 | B | 7 | 6096 | A | 7 | 1.7 | E | 8 | 0.057 | F | 8 | 0.21 | F | 8 | 0 | 1 | D | 9 | 4 | C | 8
2005-09-21 | 7:00 | 184 | 1356 | 88 | 2 | 8 | 185 | 2 | 15 | 63 | 2 | 8 | 91 | 2 | 8 | 109 | 2 | 15 | 76 | 2 | 8 | 125 | 2 | 19 | 5 | E | 9 | 4 | E | 9 | 19.4 | A | 7 | -1.1 | A | 7 | 25 | A | 7 | 839 | A | 7 | 200 | A | 7 | 6.2 | A | 7 | 16000 | B | 7 | 3962 | A | 7 | 1.7 | E | 8 | 0.057 | F | 8 | 0.21 | F | 8 | 0 | 1 | D | 9 | 4 | C | 8
2005-09-21 | 8:00 | 441 | 1356 | 179 | 2 | 8 | 96 | 2 | 15 | 148 | 2 | 8 | 196 | 2 | 8 | 90 | 2 | 15 | 167 | 2 | 8 | 382 | 2 | 19 | 3 | E | 9 | 3 | E | 9 | 22.2 | A | 7 | -0.6 | A | 7 | 22 | A | 7 | 836 | A | 7 | 220 | A | 7 | 7.7 | A | 7 | 16000 | B | 7 | 4877 | A | 7 | 1.7 | E | 8 | 0.057 | F | 8 | 0.21 | F | 8 | 0 | 1 | D | 9 | 4 | C | 8
2005-09-21 | 9:00 | 670 | 1356 | 469 | 2 | 8 | 616 | 2 | 15 | 163 | 2 | 8 | 496 | 2 | 8 | 616 | 2 | 15 | 190 | 2 | 8 | 341 | 2 | 19 | 3 | E | 9 | 3 | E | 9 | 27.2 | A | 7 | 1.1 | A | 7 | 18 | A | 7 | 842 | A | 7 | 220 | A | 7 | 6.7 | A | 7 | 16000 | B | 7 | 77777 | A | 7 | 1.7 | E | 8 | 0.057 | F | 8 | 0.21 | F | 8 | 0 | 1 | D | 9 | 4 | C | 8
2005-09-21 | 10:00 | 854 | 1356 | 594 | 2 | 8 | 662 | 2 | 15 | 175 | 2 | 8 | 619 | 2 | 8 | 663 | 2 | 15 | 200 | 2 | 8 | 424 | 2 | 19 | 10 | E | 9 | 6 | E | 9 | 29.4 | A | 7 | 2.2 | A | 7 | 17 | A | 7 | 843 | A | 7 | 210 | A | 7 | 6.2 | A | 7 | 16000 | B | 7 | 6096 | A | 7 | 1.7 | E | 8 | 0.057 | F | 8 | 0.21 | F | 8 | 0 | 1 | D | 9 | 4 | C | 8
2005-09-21 | 11:00 | 981 | 1356 | 428 | 2 | 8 | 121 | 2 | 15 | 340 | 2 | 8 | 468 | 2 | 8 | 128 | 2 | 15 | 375 | 2 | 8 | 1066 | 2 | 19 | 10 | E | 9 | 6 | E | 9 | 29.4 | A | 7 | 2.2 | A | 7 | 17 | A | 7 | 835 | A | 7 | 200 | A | 7 | 8.2 | A | 7 | 16000 | B | 7 | 4877 | A | 7 | 1.7 | E | 8 | 0.057 | F | 8 | 0.21 | F | 8 | 0 | 1 | D | 9 | 4 | C | 8
2005-09-21 | 12:00 | 1041 | 1356 | 224 | 2 | 8 | 6 | 2 | 15 | 220 | 2 | 8 | 269 | 2 | 8 | 5 | 2 | 15 | 265 | 2 | 8 | 1061 | 2 | 19 | 10 | E | 9 | 6 | E | 9 | 29.4 | A | 7 | 2.2 | A | 7 | 17 | A | 7 | 841 | A | 7 | 180 | A | 7 | 7.2 | A | 7 | 16000 | B | 7 | 4877 | A | 7 | 1.7 | E | 8 | 0.057 | F | 8 | 0.21 | F | 8 | 0 | 1 | D | 9 | 4 | C | 8
2005-09-21 | 13:00 | 1030 | 1356 | 226 | 2 | 8 | 0 | 2 | 15 | 226 | 2 | 8 | 270 | 2 | 8 | 0 | 2 | 15 | 270 | 2 | 8 | 1080 | 2 | 19 | 10 | E | 9 | 7 | E | 9 | 29.4 | A | 7 | 2.2 | A | 7 | 17 | A | 7 | 841 | A | 7 | 180 | A | 7 | 5.2 | A | 7 | 16000 | B | 7 | 3900 | A | 7 | 1.8 | E | 8 | 0.057 | F | 8 | 0.21 | F | 8 | 0 | 1 | D | 9 | 4 | C | 8
2005-09-21 | 14:00 | 950 | 1356 | 151 | 2 | 8 | 0 | 2 | 15 | 151 | 2 | 8 | 184 | 2 | 8 | 0 | 2 | 15 | 184 | 2 | 8 | 751 | 2 | 19 | 10 | E | 9 | 9 | E | 9 | 22.8 | A | 7 | 8.3 | A | 7 | 39 | A | 7 | 835 | A | 7 | 260 | A | 7 | 10.3 | A | 7 | 6400 | B | 7 | 3353 | A | 7 | 1.8 | E | 8 | 0.057 | F | 8 | 0.21 | F | 8 | 0 | 1 | D | 9 | 4 | C | 8
2005-09-21 | 15:00 | 806 | 1356 | 96 | 2 | 8 | 0 | 2 | 15 | 96 | 2 | 8 | 118 | 2 | 8 | 0 | 2 | 15 | 118 | 2 | 8 | 477 | 2 | 19 | 10 | E | 9 | 7 | E | 9 | 23.9 | A | 7 | 7.2 | A | 7 | 34 | A | 7 | 839 | A | 7 | 320 | A | 7 | 5.2 | A | 7 | 16000 | B | 7 | 3962 | A | 7 | 1.9 | E | 8 | 0.057 | F | 8 | 0.21 | F | 8 | 0 | 1 | D | 9 | 4 | C | 8
2005-09-21 | 16:00 | 607 | 1356 | 247 | 2 | 8 | 99 | 2 | 15 | 202 | 2 | 8 | 270 | 2 | 8 | 97 | 2 | 15 | 227 | 2 | 8 | 573 | 2 | 19 | 9 | E | 9 | 7 | E | 9 | 26.7 | A | 7 | 6.1 | A | 7 | 27 | A | 7 | 839 | A | 7 | 310 | A | 7 | 4.1 | A | 7 | 16000 | B | 7 | 3962 | A | 7 | 2 | E | 8 | 0.057 | F | 8 | 0.21 | F | 8 | 0 | 1 | D | 9 | 4 | C | 8
2005-09-21 | 17:00 | 368 | 1356 | 148 | 2 | 8 | 163 | 2 | 15 | 104 | 2 | 8 | 162 | 2 | 8 | 144 | 2 | 15 | 122 | 2 | 8 | 230 | 2 | 19 | 9 | E | 9 | 7 | A | 7 | 25.6 | A | 7 | 5.6 | A | 7 | 28 | A | 7 | 833 | A | 7 | 10 | A | 7 | 1.5 | A | 7 | 16000 | B | 7 | 4877 | A | 7 | 2 | E | 8 | 0.057 | F | 8 | 0.21 | F | 8 | 0 | 1 | D | 9 | 4 | C | 8
2005-09-21 | 18:00 | 109 | 1254 | 8 | 2 | 8 | 0 | 2 | 15 | 8 | 2 | 8 | 10 | 2 | 8 | 0 | 2 | 15 | 10 | 2 | 8 | 32 | 2 | 19 | 9 | E | 9 | 7 | E | 9 | 23.9 | A | 7 | 5 | A | 7 | 29 | A | 7 | 838 | A | 7 | 0 | A | 7 | 0 | A | 7 | 16000 | B | 7 | 3962 | A | 7 | 2 | E | 8 | 0.057 | F | 8 | 0.21 | F | 8 | 0 | 1 | D | 9 | 61 | C | 8
2005-09-21 | 19:00 | 0 | 0 | 0 | 2 | 0 | 0 | 2 | 0 | 0 | 2 | 0 | 0 | 2 | 0 | 0 | 2 | 0 | 0 | 2 | 0 | 0 | 2 | 0 | 10 | E | 9 | 8 | E | 9 | 21.1 | A | 7 | 5.6 | A | 7 | 36 | A | 7 | 838 | A | 7 | 100 | A | 7 | 3.6 | A | 7 | 16000 | B | 7 | 3048 | A | 7 | 1.9 | E | 8 | 0.057 | F | 8 | 0.21 | F | 8 | 0 | 1 | D | 9 | 61 | C | 8
2005-09-21 | 20:00 | 0 | 0 | 0 | 2 | 0 | 0 | 2 | 0 | 0 | 2 | 0 | 0 | 2 | 0 | 0 | 2 | 0 | 0 | 2 | 0 | 0 | 2 | 0 | 9 | E | 9 | 8 | E | 9 | 20.6 | A | 7 | 6.7 | A | 7 | 40 | A | 7 | 835 | A | 7 | 60 | A | 7 | 7.7 | A | 7 | 16000 | B | 7 | 3048 | A | 7 | 1.9 | E | 8 | 0.057 | F | 8 | 0.21 | F | 8 | 0 | 1 | D | 9 | 61 | C | 8
2005-09-21 | 21:00 | 0 | 0 | 0 | 2 | 0 | 0 | 2 | 0 | 0 | 2 | 0 | 0 | 2 | 0 | 0 | 2 | 0 | 0 | 2 | 0 | 0 | 2 | 0 | 10 | E | 9 | 10 | A | 7 | 18.9 | A | 7 | 5.6 | A | 7 | 42 | A | 7 | 838 | A | 7 | 40 | A | 7 | 7.7 | A | 7 | 16000 | B | 7 | 3600 | A | 7 | 2 | E | 8 | 0.057 | F | 8 | 0.21 | F | 8 | 0 | 1 | D | 9 | 61 | C | 8
2005-09-21 | 22:00 | 0 | 0 | 0 | 2 | 0 | 0 | 2 | 0 | 0 | 2 | 0 | 0 | 2 | 0 | 0 | 2 | 0 | 0 | 2 | 0 | 0 | 2 | 0 | 10 | E | 9 | 9 | A | 7 | 17.2 | A | 7 | 9.4 | A | 7 | 60 | A | 7 | 838 | A | 7 | 30 | A | 7 | 6.7 | A | 7 | 16000 | B | 7 | 3962 | A | 7 | 2.1 | E | 8 | 0.057 | F | 8 | 0.21 | F | 8 | 0 | 1 | D | 9 | 61 | C | 8
2005-09-21 | 23:00 | 0 | 0 | 0 | 2 | 0 | 0 | 2 | 0 | 0 | 2 | 0 | 0 | 2 | 0 | 0 | 2 | 0 | 0 | 2 | 0 | 0 | 2 | 0 | 9 | E | 9 | 7 | A | 7 | 15.6 | A | 7 | 10 | A | 7 | 69 | A | 7 | 836 | A | 7 | 60 | A | 7 | 2.6 | A | 7 | 16000 | B | 7 | 6096 | A | 7 | 2.3 | E | 8 | 0.057 | F | 8 | 0.21 | F | 8 | 0 | 1 | D | 9 | 61 | C | 8
2005-09-21 | 24:00 | 0 | 0 | 0 | 2 | 0 | 0 | 2 | 0 | 0 | 2 | 0 | 0 | 2 | 0 | 0 | 2 | 0 | 0 | 2 | 0 | 0 | 2 | 0 | 10 | E | 9 | 9 | E | 9 | 13.9 | A | 7 | 10.6 | A | 7 | 80 | A | 7 | 836 | A | 7 | 150 | A | 7 | 3.1 | A | 7 | 16000 | B | 7 | 2896 | A | 7 | 2.3 | E | 8 | 0.057 | F | 8 | 0.21 | F | 8 | 0 | 1 | D | 9 | 61 | C | 8
2005-09-22 | 1:00 | 0 | 0 | 0 | 2 | 0 | 0 | 2 | 0 | 0 | 2 | 0 | 0 | 2 | 0 | 0 | 2 | 0 | 0 | 2 | 0 | 0 | 2 | 0 | 9 | E | 9 | 8 | E | 9 | 14.4 | A | 7 | 10.6 | A | 7 | 78 | A | 7 | 837 | A | 7 | 200 | A | 7 | 2.1 | A | 7 | 16000 | B | 7 | 2743 | A | 7 | 2.3 | E | 8 | 0.057 | F | 8 | 0.21 | F | 8 | 0 | 1 | D | 9 | 61 | C | 8
2005-09-22 | 2:00 | 0 | 0 | 0 | 2 | 0 | 0 | 2 | 0 | 0 | 2 | 0 | 0 | 2 | 0 | 0 | 2 | 0 | 0 | 2 | 0 | 0 | 2 | 0 | 10 | E | 9 | 9 | E | 9 | 14.4 | A | 7 | 10 | A | 7 | 75 | A | 7 | 836 | A | 7 | 170 | A | 7 | 4.1 | A | 7 | 16000 | B | 7 | 2896 | A | 7 | 2.3 | E | 8 | 0.057 | F | 8 | 0.21 | F | 8 | 0 | 1 | D | 9 | 61 | C | 8
2005-09-22 | 3:00 | 0 | 0 | 0 | 2 | 0 | 0 | 2 | 0 | 0 | 2 | 0 | 0 | 2 | 0 | 0 | 2 | 0 | 0 | 2 | 0 | 0 | 2 | 0 | 9 | E | 9 | 7 | E | 9 | 15 | A | 7 | 10 | A | 7 | 72 | A | 7 | 836 | A | 7 | 170 | A | 7 | 5.7 | A | 7 | 16000 | B | 7 | 3962 | A | 7 | 2.1 | E | 8 | 0.057 | F | 8 | 0.21 | F | 8 | 0 | 1 | D | 9 | 61 | C | 8
2005-09-22 | 4:00 | 0 | 0 | 0 | 2 | 0 | 0 | 2 | 0 | 0 | 2 | 0 | 0 | 2 | 0 | 0 | 2 | 0 | 0 | 2 | 0 | 0 | 2 | 0 | 10 | E | 9 | 10 | A | 7 | 14.4 | A | 7 | 10 | A | 7 | 75 | A | 7 | 836 | A | 7 | 140 | A | 7 | 3.6 | A | 7 | 16000 | B | 7 | 4267 | A | 7 | 2 | E | 8 | 0.057 | F | 8 | 0.21 | F | 8 | 0 | 1 | D | 9 | 61 | C | 8
2005-09-22 | 5:00 | 0 | 0 | 0 | 2 | 0 | 0 | 2 | 0 | 0 | 2 | 0 | 0 | 2 | 0 | 0 | 2 | 0 | 0 | 2 | 0 | 0 | 2 | 0 | 9 | E | 9 | 6 | E | 9 | 12.8 | A | 7 | 9.4 | A | 7 | 80 | A | 7 | 836 | A | 7 | 50 | A | 7 | 3.6 | A | 7 | 16000 | B | 7 | 4572 | A | 7 | 1.8 | E | 8 | 0.057 | F | 8 | 0.21 | F | 8 | 0 | 1 | D | 9 | 61 | C | 8
2005-09-22 | 6:00 | 5 | 283 | 0 | 2 | 8 | 0 | 2 | 15 | 0 | 2 | 8 | 0 | 2 | 8 | 0 | 2 | 15 | 0 | 2 | 8 | 0 | 2 | 19 | 9 | E | 9 | 7 | E | 9 | 11.7 | A | 7 | 9.4 | A | 7 | 86 | A | 7 | 836 | A | 7 | 70 | A | 7 | 3.1 | A | 7 | 16000 | B | 7 | 4267 | A | 7 | 1.7 | E | 8 | 0.057 | F | 8 | 0.21 | F | 8 | 0 | 1 | D | 9 | 61 | C | 8
2005-09-22 | 7:00 | 180 | 1357 | 64 | 2 | 8 | 16 | 2 | 15 | 62 | 2 | 8 | 70 | 2 | 8 | 3 | 2 | 15 | 69 | 2 | 8 | 181 | 2 | 19 | 7 | E | 9 | 6 | E | 9 | 12.8 | A | 7 | 10 | A | 7 | 83 | A | 7 | 837 | A | 7 | 90 | A | 7 | 5.2 | A | 7 | 16000 | B | 7 | 4267 | A | 7 | 1.6 | E | 8 | 0.057 | F | 8 | 0.21 | F | 8 | 0 | 1 | D | 9 | 61 | C | 8
2005-09-22 | 8:00 | 437 | 1357 | 172 | 2 | 8 | 83 | 2 | 15 | 145 | 2 | 8 | 188 | 2 | 8 | 77 | 2 | 15 | 163 | 2 | 8 | 375 | 2 | 19 | 4 | E | 9 | 4 | E | 9 | 15 | A | 7 | 10.6 | A | 7 | 75 | A | 7 | 837 | A | 7 | 90 | A | 7 | 6.2 | A | 7 | 16000 | B | 7 | 4267 | A | 7 | 1.6 | E | 8 | 0.057 | F | 8 | 0.21 | F | 8 | 0 | 1 | D | 9 | 61 | C | 8
2005-09-22 | 9:00 | 666 | 1357 | 476 | 2 | 8 | 616 | 2 | 15 | 172 | 2 | 8 | 500 | 2 | 8 | 615 | 2 | 15 | 197 | 2 | 8 | 362 | 2 | 19 | 8 | E | 9 | 8 | E | 9 | 15.6 | A | 7 | 10 | A | 7 | 69 | A | 7 | 840 | A | 7 | 90 | A | 7 | 6.2 | A | 7 | 16000 | B | 7 | 396 | A | 7 | 1.5 | E | 8 | 0.057 | F | 8 | 0.21 | F | 8 | 0 | 1 | D | 9 | 61 | C | 8
2005-09-22 | 10:00 | 850 | 1357 | 536 | 2 | 8 | 474 | 2 | 15 | 239 | 2 | 8 | 565 | 2 | 8 | 487 | 2 | 15 | 259 | 2 | 8 | 594 | 2 | 19 | 8 | E | 9 | 8 | E | 9 | 17.8 | A | 7 | 10.6 | A | 7 | 63 | A | 7 | 841 | A | 7 | 50 | A | 7 | 6.2 | A | 7 | 16000 | B | 7 | 1524 | A | 7 | 1.5 | E | 8 | 0.057 | F | 8 | 0.21 | F | 8 | 0 | 1 | D | 9 | 61 | C | 8
2005-09-22 | 11:00 | 976 | 1357 | 570 | 2 | 8 | 344 | 2 | 15 | 322 | 2 | 8 | 616 | 2 | 8 | 371 | 2 | 15 | 349 | 2 | 8 | 963 | 2 | 19 | 8 | E | 9 | 8 | E | 9 | 18.9 | A | 7 | 8.9 | A | 7 | 52 | A | 7 | 838 | A | 7 | 60 | A | 7 | 5.7 | A | 7 | 16000 | B | 7 | 1524 | A | 7 | 1.5 | E | 8 | 0.057 | F | 8 | 0.21 | F | 8 | 0 | 1 | D | 9 | 61 | C | 8
2005-09-22 | 12:00 | 1036 | 1357 | 770 | 2 | 8 | 751 | 2 | 15 | 194 | 2 | 8 | 814 | 2 | 8 | 764 | 2 | 15 | 229 | 2 | 8 | 625 | 2 | 19 | 9 | E | 9 | 8 | E | 9 | 20.6 | A | 7 | 8.9 | A | 7 | 47 | A | 7 | 842 | A | 7 | 60 | A | 7 | 5.7 | A | 7 | 16000 | B | 7 | 1524 | A | 7 | 1.6 | E | 8 | 0.057 | F | 8 | 0.21 | F | 8 | 0 | 1 | D | 9 | 61 | C | 8
2005-09-22 | 13:00 | 1025 | 1357 | 718 | 2 | 8 | 647 | 2 | 15 | 228 | 2 | 8 | 750 | 2 | 8 | 652 | 2 | 15 | 257 | 2 | 8 | 705 | 2 | 19 | 9 | E | 9 | 8 | E | 9 | 21.7 | A | 7 | 8.3 | A | 7 | 42 | A | 7 | 841 | A | 7 | 50 | A | 7 | 4.6 | A | 7 | 16000 | B | 7 | 1524 | A | 7 | 1.7 | E | 8 | 0.057 | F | 8 | 0.21 | F | 8 | 0 | 1 | D | 9 | 61 | C | 8
2005-09-22 | 14:00 | 944 | 1357 | 418 | 2 | 8 | 125 | 2 | 15 | 330 | 2 | 8 | 456 | 2 | 8 | 132 | 2 | 15 | 363 | 2 | 8 | 995 | 2 | 19 | 8 | E | 9 | 8 | E | 9 | 22.2 | A | 7 | 6.7 | A | 7 | 37 | A | 7 | 835 | A | 7 | 70 | A | 7 | 5.7 | A | 7 | 16000 | B | 7 | 1981 | A | 7 | 1.8 | E | 8 | 0.057 | F | 8 | 0.21 | F | 8 | 0 | 1 | D | 9 | 61 | C | 8
2005-09-22 | 15:00 | 800 | 1357 | 203 | 2 | 8 | 12 | 2 | 15 | 196 | 2 | 8 | 236 | 2 | 8 | 10 | 2 | 15 | 231 | 2 | 8 | 859 | 2 | 19 | 8 | E | 9 | 8 | E | 9 | 22.8 | A | 7 | 6.1 | A | 7 | 34 | A | 7 | 840 | A | 7 | 40 | A | 7 | 7.7 | A | 7 | 16000 | B | 7 | 2438 | A | 7 | 1.9 | E | 8 | 0.057 | F | 8 | 0.21 | F | 8 | 0 | 1 | D | 9 | 61 | C | 8
2005-09-22 | 16:00 | 601 | 1357 | 80 | 2 | 8 | 0 | 2 | 15 | 80 | 2 | 8 | 96 | 2 | 8 | 0 | 2 | 15 | 96 | 2 | 8 | 366 | 2 | 19 | 9 | E | 9 | 9 | E | 9 | 21.7 | A | 7 | 7.2 | A | 7 | 39 | A | 7 | 839 | A | 7 | 200 | A | 7 | 6.2 | A | 7 | 16000 | B | 7 | 2100 | A | 7 | 2 | E | 8 | 0.057 | F | 8 | 0.21 | F | 8 | 0 | 1 | D | 9 | 61 | C | 8
2005-09-22 | 17:00 | 361 | 1357 | 38 | 2 | 8 | 0 | 2 | 15 | 38 | 2 | 8 | 46 | 2 | 8 | 0 | 2 | 15 | 46 | 2 | 8 | 162 | 2 | 19 | 8 | E | 9 | 8 | A | 7 | 17.8 | A | 7 | 10 | A | 7 | 60 | A | 7 | 835 | A | 7 | 280 | A | 7 | 6.2 | A | 7 | 16000 | B | 7 | 3962 | A | 7 | 2.1 | E | 8 | 0.057 | F | 8 | 0.21 | F | 8 | 0 | 1 | D | 9 | 61 | C | 8
2005-09-22 | 18:00 | 102 | 1210 | 5 | 2 | 8 | 0 | 2 | 15 | 5 | 2 | 8 | 6 | 2 | 8 | 0 | 2 | 15 | 6 | 2 | 8 | 21 | 2 | 19 | 7 | E | 9 | 7 | E | 9 | 16.7 | A | 7 | 10 | A | 7 | 65 | A | 7 | 839 | A | 7 | 260 | A | 7 | 4.1 | A | 7 | 12800 | B | 7 | 3658 | A | 7 | 2.1 | E | 8 | 0.057 | F | 8 | 0.21 | F | 8 | 0 | 1 | D | 9 | 61 | C | 8
2005-09-22 | 19:00 | 0 | 0 | 0 | 2 | 0 | 0 | 2 | 0 | 0 | 2 | 0 | 0 | 2 | 0 | 0 | 2 | 0 | 0 | 2 | 0 | 0 | 2 | 0 | 4 | E | 9 | 4 | E | 9 | 15.6 | A | 7 | 10.6 | A | 7 | 72 | A | 7 | 838 | A | 7 | 280 | A | 7 | 2.1 | A | 7 | 14400 | B | 7 | 6096 | A | 7 | 2 | E | 8 | 0.057 | F | 8 | 0.21 | F | 8 | 0 | 1 | D | 9 | 61 | C | 8
2005-09-22 | 20:00 | 0 | 0 | 0 | 2 | 0 | 0 | 2 | 0 | 0 | 2 | 0 | 0 | 2 | 0 | 0 | 2 | 0 | 0 | 2 | 0 | 0 | 2 | 0 | 2 | E | 9 | 2 | E | 9 | 14.4 | A | 7 | 9.4 | A | 7 | 72 | A | 7 | 836 | A | 7 | 0 | A | 7 | 0 | A | 7 | 16000 | B | 7 | 3962 | A | 7 | 1.9 | E | 8 | 0.057 | F | 8 | 0.21 | F | 8 | 0 | 1 | D | 9 | 61 | C | 8
2005-09-22 | 21:00 | 0 | 0 | 0 | 2 | 0 | 0 | 2 | 0 | 0 | 2 | 0 | 0 | 2 | 0 | 0 | 2 | 0 | 0 | 2 | 0 | 0 | 2 | 0 | 9 | E | 9 | 9 | A | 7 | 12.8 | A | 7 | 7.2 | A | 7 | 69 | A | 7 | 837 | A | 7 | 170 | A | 7 | 3.6 | A | 7 | 16000 | B | 7 | 6096 | A | 7 | 1.8 | E | 8 | 0.057 | F | 8 | 0.21 | F | 8 | 0 | 1 | D | 9 | 61 | C | 8
2005-09-22 | 22:00 | 0 | 0 | 0 | 2 | 0 | 0 | 2 | 0 | 0 | 2 | 0 | 0 | 2 | 0 | 0 | 2 | 0 | 0 | 2 | 0 | 0 | 2 | 0 | 5 | E | 9 | 5 | A | 7 | 11.1 | A | 7 | 6.7 | A | 7 | 74 | A | 7 | 836 | A | 7 | 0 | A | 7 | 0 | A | 7 | 16000 | B | 7 | 77777 | A | 7 | 1.7 | E | 8 | 0.057 | F | 8 | 0.21 | F | 8 | 0 | 1 | D | 9 | 61 | C | 8
2005-09-22 | 23:00 | 0 | 0 | 0 | 2 | 0 | 0 | 2 | 0 | 0 | 2 | 0 | 0 | 2 | 0 | 0 | 2 | 0 | 0 | 2 | 0 | 0 | 2 | 0 | 5 | E | 9 | 5 | A | 7 | 10.6 | A | 7 | 6.1 | A | 7 | 74 | A | 7 | 835 | A | 7 | 170 | A | 7 | 4.1 | A | 7 | 16000 | B | 7 | 77777 | A | 7 | 1.7 | E | 8 | 0.057 | F | 8 | 0.21 | F | 8 | 0 | 1 | D | 9 | 61 | C | 8
2005-09-22 | 24:00 | 0 | 0 | 0 | 2 | 0 | 0 | 2 | 0 | 0 | 2 | 0 | 0 | 2 | 0 | 0 | 2 | 0 | 0 | 2 | 0 | 0 | 2 | 0 | 3 | E | 9 | 3 | E | 9 | 11.1 | A | 7 | 7.2 | A | 7 | 77 | A | 7 | 835 | A | 7 | 190 | A | 7 | 3.1 | A | 7 | 16000 | B | 7 | 77777 | A | 7 | 1.6 | E | 8 | 0.057 | F | 8 | 0.21 | F | 8 | 0 | 1 | D | 9 | 61 | C | 8
2005-09-23 | 1:00 | 0 | 0 | 0 | 2 | 0 | 0 | 2 | 0 | 0 | 2 | 0 | 0 | 2 | 0 | 0 | 2 | 0 | 0 | 2 | 0 | 0 | 2 | 0 | 0 | E | 9 | 0 | E | 9 | 10 | A | 7 | 6.7 | A | 7 | 80 | A | 7 | 834 | A | 7 | 190 | A | 7 | 3.6 | A | 7 | 16000 | B | 7 | 77777 | A | 7 | 1.6 | E | 8 | 0.058 | F | 8 | 0.21 | F | 8 | 0 | 1 | D | 9 | 61 | C | 8
2005-09-23 | 2:00 | 0 | 0 | 0 | 2 | 0 | 0 | 2 | 0 | 0 | 2 | 0 | 0 | 2 | 0 | 0 | 2 | 0 | 0 | 2 | 0 | 0 | 2 | 0 | 0 | E | 9 | 0 | E | 9 | 11.7 | A | 7 | 7.8 | A | 7 | 77 | A | 7 | 835 | A | 7 | 210 | A | 7 | 4.1 | A | 7 | 16000 | B | 7 | 77777 | A | 7 | 1.5 | E | 8 | 0.058 | F | 8 | 0.21 | F | 8 | 0 | 1 | D | 9 | 61 | C | 8
2005-09-23 | 3:00 | 0 | 0 | 0 | 2 | 0 | 0 | 2 | 0 | 0 | 2 | 0 | 0 | 2 | 0 | 0 | 2 | 0 | 0 | 2 | 0 | 0 | 2 | 0 | 3 | E | 9 | 3 | E | 9 | 11.1 | A | 7 | 7.2 | A | 7 | 77 | A | 7 | 834 | A | 7 | 210 | A | 7 | 4.1 | A | 7 | 16000 | B | 7 | 77777 | A | 7 | 1.5 | E | 8 | 0.058 | F | 8 | 0.21 | F | 8 | 0 | 1 | D | 9 | 61 | C | 8
2005-09-23 | 4:00 | 0 | 0 | 0 | 2 | 0 | 0 | 2 | 0 | 0 | 2 | 0 | 0 | 2 | 0 | 0 | 2 | 0 | 0 | 2 | 0 | 0 | 2 | 0 | 3 | E | 9 | 3 | E | 9 | 9.4 | A | 7 | 6.7 | A | 7 | 83 | A | 7 | 833 | A | 7 | 260 | A | 7 | 3.1 | A | 7 | 16000 | B | 7 | 77777 | A | 7 | 1.5 | E | 8 | 0.058 | F | 8 | 0.21 | F | 8 | 0 | 1 | D | 9 | 61 | C | 8
2005-09-23 | 5:00 | 0 | 0 | 0 | 2 | 0 | 0 | 2 | 0 | 0 | 2 | 0 | 0 | 2 | 0 | 0 | 2 | 0 | 0 | 2 | 0 | 0 | 2 | 0 | 4 | E | 9 | 4 | E | 9 | 10 | A | 7 | 6.7 | A | 7 | 80 | A | 7 | 834 | A | 7 | 230 | A | 7 | 2.6 | A | 7 | 16000 | B | 7 | 77777 | A | 7 | 1.4 | E | 8 | 0.058 | F | 8 | 0.21 | F | 8 | 0 | 1 | D | 9 | 61 | C | 8
2005-09-23 | 6:00 | 4 | 260 | 0 | 2 | 8 | 0 | 2 | 15 | 0 | 2 | 8 | 0 | 2 | 8 | 0 | 2 | 15 | 0 | 2 | 8 | 0 | 2 | 19 | 3 | E | 9 | 3 | E | 9 | 9.4 | A | 7 | 6.7 | A | 7 | 83 | A | 7 | 834 | A | 7 | 230 | A | 7 | 2.6 | A | 7 | 16000 | B | 7 | 77777 | A | 7 | 1.4 | E | 8 | 0.058 | F | 8 | 0.21 | F | 8 | 0 | 1 | D | 9 | 61 | C | 8
2005-09-23 | 7:00 | 176 | 1357 | 118 | 2 | 8 | 458 | 2 | 15 | 59 | 2 | 8 | 116 | 2 | 8 | 273 | 2 | 15 | 80 | 2 | 8 | 90 | 2 | 19 | 0 | E | 9 | 0 | E | 9 | 11.7 | A | 7 | 7.8 | A | 7 | 77 | A | 7 | 835 | A | 7 | 300 | B | 8 | 1.5 | A | 7 | 16000 | B | 7 | 77777 | A | 7 | 1.4 | E | 8 | 0.058 | F | 8 | 0.21 | F | 8 | 0 | 1 | D | 9 | 61 | C | 8
2005-09-23 | 8:00 | 433 | 1357 | 292 | 2 | 8 | 616 | 2 | 15 | 96 | 2 | 8 | 298 | 2 | 8 | 546 | 2 | 15 | 124 | 2 | 8 | 173 | 2 | 19 | 5 | E | 9 | 5 | A | 7 | 14.4 | A | 7 | 8.3 | A | 7 | 67 | A | 7 | 834 | A | 7 | 0 | A | 7 | 0 | A | 7 | 16000 | B | 7 | 77777 | A | 7 | 1.3 | E | 8 | 0.058 | F | 8 | 0.21 | F | 8 | 0 | 1 | D | 9 | 61 | C | 8
2005-09-23 | 9:00 | 662 | 1357 | 456 | 2 | 8 | 678 | 2 | 15 | 125 | 2 | 8 | 475 | 2 | 8 | 663 | 2 | 15 | 151 | 2 | 8 | 259 | 2 | 19 | 3 | E | 9 | 3 | E | 9 | 17.2 | A | 7 | 7.2 | A | 7 | 52 | A | 7 | 837 | A | 7 | 360 | B | 8 | 2.1 | A | 7 | 16000 | B | 7 | 77777 | A | 7 | 1.3 | E | 8 | 0.058 | F | 8 | 0.21 | F | 8 | 0 | 1 | D | 9 | 61 | C | 8
2005-09-23 | 10:00 | 845 | 1357 | 581 | 2 | 8 | 693 | 2 | 15 | 149 | 2 | 8 | 613 | 2 | 8 | 699 | 2 | 15 | 177 | 2 | 8 | 365 | 2 | 19 | 5 | E | 9 | 5 | E | 9 | 19.4 | A | 7 | 6.1 | A | 7 | 42 | A | 7 | 838 | A | 7 | 0 | A | 7 | 0 | A | 7 | 16000 | B | 7 | 77777 | A | 7 | 1.3 | E | 8 | 0.058 | F | 8 | 0.21 | F | 8 | 0 | 1 | D | 9 | 61 | C | 8
2005-09-23 | 11:00 | 971 | 1357 | 707 | 2 | 8 | 779 | 2 | 15 | 148 | 2 | 8 | 733 | 2 | 8 | 778 | 2 | 15 | 175 | 2 | 8 | 385 | 2 | 19 | 7 | E | 9 | 7 | E | 9 | 23.3 | A | 7 | 5 | A | 7 | 30 | A | 7 | 833 | A | 7 | 60 | B | 8 | 2.1 | A | 7 | 16000 | B | 7 | 77777 | A | 7 | 1.3 | E | 8 | 0.058 | F | 8 | 0.21 | F | 8 | 0 | 1 | D | 9 | 61 | C | 8
2005-09-23 | 12:00 | 1030 | 1357 | 739 | 2 | 8 | 745 | 2 | 15 | 172 | 2 | 8 | 788 | 2 | 8 | 761 | 2 | 15 | 209 | 2 | 8 | 555 | 2 | 19 | 5 | E | 9 | 5 | E | 9 | 26.1 | A | 7 | 2.2 | A | 7 | 21 | A | 7 | 839 | A | 7 | 110 | A | 7 | 3.1 | A | 7 | 16000 | B | 7 | 6706 | A | 7 | 1.4 | E | 8 | 0.058 | F | 8 | 0.21 | F | 8 | 0 | 1 | D | 9 | 61 | C | 8
2005-09-23 | 13:00 | 1019 | 1357 | 748 | 2 | 8 | 695 | 2 | 15 | 225 | 2 | 8 | 782 | 2 | 8 | 700 | 2 | 15 | 255 | 2 | 8 | 688 | 2 | 19 | 7 | E | 9 | 6 | E | 9 | 27.8 | A | 7 | 0.6 | A | 7 | 17 | A | 7 | 839 | A | 7 | 0 | A | 7 | 0 | A | 7 | 16000 | B | 7 | 6706 | A | 7 | 1.5 | E | 8 | 0.058 | F | 8 | 0.21 | F | 8 | 0 | 1 | D | 9 | 61 | C | 8
2005-09-23 | 14:00 | 938 | 1357 | 354 | 2 | 8 | 77 | 2 | 15 | 300 | 2 | 8 | 389 | 2 | 8 | 79 | 2 | 15 | 335 | 2 | 8 | 1059 | 2 | 19 | 8 | E | 9 | 7 | E | 9 | 27.8 | A | 7 | 0.6 | A | 7 | 17 | A | 7 | 830 | A | 7 | 50 | B | 8 | 2.1 | A | 7 | 16000 | B | 7 | 6706 | A | 7 | 1.6 | E | 8 | 0.058 | F | 8 | 0.21 | F | 8 | 0 | 1 | D | 9 | 45 | C | 8
2005-09-23 | 15:00 | 793 | 1357 | 360 | 2 | 8 | 136 | 2 | 15 | 280 | 2 | 8 | 391 | 2 | 8 | 142 | 2 | 15 | 308 | 2 | 8 | 746 | 2 | 19 | 6 | E | 9 | 5 | E | 9 | 28.3 | A | 7 | 1.1 | A | 7 | 17 | A | 7 | 837 | A | 7 | 90 | A | 7 | 5.7 | A | 7 | 16000 | B | 7 | 6706 | A | 7 | 1.7 | E | 8 | 0.058 | F | 8 | 0.21 | F | 8 | 0 | 1 | D | 9 | 45 | C | 8
2005-09-23 | 16:00 | 594 | 1357 | 257 | 2 | 8 | 99 | 2 | 15 | 213 | 2 | 8 | 281 | 2 | 8 | 98 | 2 | 15 | 238 | 2 | 8 | 587 | 2 | 19 | 7 | E | 9 | 7 | E | 9 | 27.2 | A | 7 | 1.7 | A | 7 | 19 | A | 7 | 837 | A | 7 | 80 | A | 7 | 6.2 | A | 7 | 16000 | B | 7 | 6706 | A | 7 | 1.7 | E | 8 | 0.058 | F | 8 | 0.21 | F | 8 | 0 | 1 | D | 9 | 45 | C | 8
2005-09-23 | 17:00 | 354 | 1357 | 161 | 2 | 8 | 234 | 2 | 15 | 100 | 2 | 8 | 170 | 2 | 8 | 199 | 2 | 15 | 118 | 2 | 8 | 197 | 2 | 19 | 9 | E | 9 | 9 | A | 7 | 25.6 | A | 7 | 2.2 | A | 7 | 22 | A | 7 | 836 | A | 7 | 80 | A | 7 | 7.7 | A | 7 | 16000 | B | 7 | 6706 | A | 7 | 1.7 | E | 8 | 0.058 | F | 8 | 0.21 | F | 8 | 0 | 1 | D | 9 | 45 | C | 8
2005-09-23 | 18:00 | 96 | 1188 | 34 | 2 | 8 | 155 | 2 | 15 | 24 | 2 | 8 | 39 | 2 | 8 | 72 | 2 | 15 | 33 | 2 | 8 | 42 | 2 | 19 | 7 | E | 9 | 6 | E | 9 | 24.4 | A | 7 | 3.3 | A | 7 | 25 | A | 7 | 835 | A | 7 | 0 | A | 7 | 0 | A | 7 | 16000 | B | 7 | 6706 | A | 7 | 1.7 | E | 8 | 0.058 | F | 8 | 0.21 | F | 8 | 0 | 1 | D | 9 | 45 | C | 8
2005-09-23 | 19:00 | 0 | 0 | 0 | 2 | 0 | 0 | 2 | 0 | 0 | 2 | 0 | 0 | 2 | 0 | 0 | 2 | 0 | 0 | 2 | 0 | 0 | 2 | 0 | 4 | E | 9 | 4 | E | 9 | 20 | A | 7 | 2.2 | A | 7 | 31 | A | 7 | 833 | A | 7 | 160 | A | 7 | 4.6 | A | 7 | 16000 | B | 7 | 6706 | A | 7 | 1.6 | E | 8 | 0.058 | F | 8 | 0.21 | F | 8 | 0 | 1 | D | 9 | 45 | C | 8
2005-09-23 | 20:00 | 0 | 0 | 0 | 2 | 0 | 0 | 2 | 0 | 0 | 2 | 0 | 0 | 2 | 0 | 0 | 2 | 0 | 0 | 2 | 0 | 0 | 2 | 0 | 3 | E | 9 | 3 | E | 9 | 21.7 | A | 7 | 4.4 | A | 7 | 32 | A | 7 | 829 | A | 7 | 230 | A | 7 | 7.2 | A | 7 | 16000 | B | 7 | 4572 | A | 7 | 1.6 | E | 8 | 0.058 | F | 8 | 0.21 | F | 8 | 0 | 1 | D | 9 | 45 | C | 8
2005-09-23 | 21:00 | 0 | 0 | 0 | 2 | 0 | 0 | 2 | 0 | 0 | 2 | 0 | 0 | 2 | 0 | 0 | 2 | 0 | 0 | 2 | 0 | 0 | 2 | 0 | 9 | E | 9 | 9 | A | 7 | 17.8 | A | 7 | 5 | A | 7 | 43 | A | 7 | 833 | A | 7 | 240 | A | 7 | 4.6 | A | 7 | 16000 | B | 7 | 6706 | A | 7 | 1.5 | E | 8 | 0.058 | F | 8 | 0.21 | F | 8 | 0 | 1 | D | 9 | 45 | C | 8
2005-09-23 | 22:00 | 0 | 0 | 0 | 2 | 0 | 0 | 2 | 0 | 0 | 2 | 0 | 0 | 2 | 0 | 0 | 2 | 0 | 0 | 2 | 0 | 0 | 2 | 0 | 9 | E | 9 | 9 | A | 7 | 16.7 | A | 7 | 5.6 | A | 7 | 48 | A | 7 | 832 | A | 7 | 260 | A | 7 | 4.1 | A | 7 | 16000 | B | 7 | 6706 | A | 7 | 1.4 | E | 8 | 0.058 | F | 8 | 0.21 | F | 8 | 0 | 1 | D | 9 | 45 | C | 8
2005-09-23 | 23:00 | 0 | 0 | 0 | 2 | 0 | 0 | 2 | 0 | 0 | 2 | 0 | 0 | 2 | 0 | 0 | 2 | 0 | 0 | 2 | 0 | 0 | 2 | 0 | 7 | E | 9 | 7 | A | 7 | 15 | A | 7 | 5 | A | 7 | 51 | A | 7 | 830 | A | 7 | 220 | A | 7 | 3.6 | A | 7 | 16000 | B | 7 | 6706 | A | 7 | 1.3 | E | 8 | 0.058 | F | 8 | 0.21 | F | 8 | 0 | 1 | D | 9 | 45 | C | 8
2005-09-23 | 24:00 | 0 | 0 | 0 | 2 | 0 | 0 | 2 | 0 | 0 | 2 | 0 | 0 | 2 | 0 | 0 | 2 | 0 | 0 | 2 | 0 | 0 | 2 | 0 | 0 | E | 9 | 0 | E | 9 | 15.6 | A | 7 | 5 | A | 7 | 49 | A | 7 | 831 | A | 7 | 260 | A | 7 | 3.1 | A | 7 | 16000 | B | 7 | 77777 | A | 7 | 1.3 | E | 8 | 0.058 | F | 8 | 0.21 | F | 8 | 0 | 1 | D | 9 | 45 | C | 8
2005-09-24 | 1:00 | 0 | 0 | 0 | 2 | 0 | 0 | 2 | 0 | 0 | 2 | 0 | 0 | 2 | 0 | 0 | 2 | 0 | 0 | 2 | 0 | 0 | 2 | 0 | 0 | E | 9 | 0 | E | 9 | 14.4 | A | 7 | 4.4 | A | 7 | 51 | A | 7 | 830 | A | 7 | 250 | A | 7 | 2.6 | A | 7 | 16000 | B | 7 | 77777 | A | 7 | 1.2 | E | 8 | 0.058 | F | 8 | 0.21 | F | 8 | 0 | 1 | D | 9 | 45 | C | 8
2005-09-24 | 2:00 | 0 | 0 | 0 | 2 | 0 | 0 | 2 | 0 | 0 | 2 | 0 | 0 | 2 | 0 | 0 | 2 | 0 | 0 | 2 | 0 | 0 | 2 | 0 | 3 | E | 9 | 3 | E | 9 | 11.7 | A | 7 | 3.9 | A | 7 | 59 | A | 7 | 830 | A | 7 | 210 | A | 7 | 2.6 | A | 7 | 16000 | B | 7 | 77777 | A | 7 | 1.2 | E | 8 | 0.058 | F | 8 | 0.21 | F | 8 | 0 | 1 | D | 9 | 45 | C | 8
2005-09-24 | 3:00 | 0 | 0 | 0 | 2 | 0 | 0 | 2 | 0 | 0 | 2 | 0 | 0 | 2 | 0 | 0 | 2 | 0 | 0 | 2 | 0 | 0 | 2 | 0 | 6 | B | 8 | 4 | B | 8 | 12.8 | A | 7 | 2.8 | A | 7 | 51 | A | 7 | 829 | A | 7 | 0 | A | 7 | 0 | A | 7 | 16000 | B | 7 | 6096 | A | 7 | 1.2 | E | 8 | 0.058 | F | 8 | 0.21 | F | 8 | 0 | 1 | D | 9 | 45 | C | 8
2005-09-24 | 4:00 | 0 | 0 | 0 | 2 | 0 | 0 | 2 | 0 | 0 | 2 | 0 | 0 | 2 | 0 | 0 | 2 | 0 | 0 | 2 | 0 | 0 | 2 | 0 | 10 | E | 9 | 5 | E | 9 | 15 | A | 7 | 3.9 | A | 7 | 47 | A | 7 | 830 | A | 7 | 0 | A | 7 | 0 | A | 7 | 16000 | B | 7 | 6096 | A | 7 | 1.3 | E | 8 | 0.058 | F | 8 | 0.21 | F | 8 | 0 | 1 | D | 9 | 45 | C | 8
2005-09-24 | 5:00 | 0 | 0 | 0 | 2 | 0 | 0 | 2 | 0 | 0 | 2 | 0 | 0 | 2 | 0 | 0 | 2 | 0 | 0 | 2 | 0 | 0 | 2 | 0 | 9 | E | 9 | 5 | E | 9 | 14.4 | A | 7 | 5.6 | A | 7 | 55 | A | 7 | 830 | A | 7 | 0 | A | 7 | 0 | A | 7 | 16000 | B | 7 | 6096 | A | 7 | 1.3 | E | 8 | 0.058 | F | 8 | 0.21 | F | 8 | 0 | 1 | D | 9 | 45 | C | 8
2005-09-24 | 6:00 | 3 | 238 | 0 | 2 | 8 | 0 | 2 | 15 | 0 | 2 | 8 | 0 | 2 | 8 | 0 | 2 | 15 | 0 | 2 | 8 | 0 | 2 | 19 | 9 | E | 9 | 6 | E | 9 | 11.7 | A | 7 | 5.6 | A | 7 | 66 | A | 7 | 829 | A | 7 | 10 | A | 7 | 3.6 | A | 7 | 16000 | B | 7 | 4267 | A | 7 | 1.2 | E | 8 | 0.058 | F | 8 | 0.21 | F | 8 | 0 | 1 | D | 9 | 45 | C | 8
2005-09-24 | 7:00 | 172 | 1358 | 13 | 2 | 8 | 0 | 2 | 15 | 13 | 2 | 8 | 16 | 2 | 8 | 0 | 2 | 15 | 16 | 2 | 8 | 53 | 2 | 19 | 9 | E | 9 | 5 | E | 9 | 12.2 | A | 7 | 6.1 | A | 7 | 66 | A | 7 | 831 | A | 7 | 350 | A | 7 | 2.6 | A | 7 | 16000 | B | 7 | 4267 | A | 7 | 1.2 | E | 8 | 0.058 | F | 8 | 0.21 | F | 8 | 0 | 1 | D | 9 | 45 | C | 8
2005-09-24 | 8:00 | 429 | 1358 | 45 | 2 | 8 | 0 | 2 | 15 | 45 | 2 | 8 | 54 | 2 | 8 | 0 | 2 | 15 | 54 | 2 | 8 | 198 | 2 | 19 | 9 | E | 9 | 6 | E | 9 | 11.7 | A | 7 | 6.7 | A | 7 | 71 | A | 7 | 831 | A | 7 | 10 | A | 7 | 4.1 | A | 7 | 16000 | B | 7 | 4267 | A | 7 | 1.2 | E | 8 | 0.058 | F | 8 | 0.21 | F | 8 | 0 | 1 | D | 9 | 45 | C | 8
2005-09-24 | 9:00 | 657 | 1358 | 107 | 2 | 8 | 0 | 2 | 15 | 107 | 2 | 8 | 127 | 2 | 8 | 0 | 2 | 15 | 127 | 2 | 8 | 485 | 2 | 19 | 9 | E | 9 | 7 | E | 9 | 12.8 | A | 7 | 7.2 | A | 7 | 69 | A | 7 | 832 | A | 7 | 10 | A | 7 | 3.1 | A | 7 | 16000 | B | 7 | 3962 | A | 7 | 1.2 | E | 8 | 0.058 | F | 8 | 0.21 | F | 8 | 0 | 1 | D | 9 | 45 | C | 8
2005-09-24 | 10:00 | 841 | 1358 | 498 | 2 | 8 | 359 | 2 | 15 | 276 | 2 | 8 | 535 | 2 | 8 | 382 | 2 | 15 | 298 | 2 | 8 | 712 | 2 | 19 | 10 | E | 9 | 6 | E | 9 | 15.6 | A | 7 | 8.3 | A | 7 | 62 | A | 7 | 834 | A | 7 | 10 | A | 7 | 2.1 | A | 7 | 16000 | B | 7 | 6096 | A | 7 | 1.2 | E | 8 | 0.058 | F | 8 | 0.21 | F | 8 | 0 | 1 | D | 9 | 45 | C | 8
2005-09-24 | 11:00 | 966 | 1358 | 378 | 2 | 8 | 54 | 2 | 15 | 339 | 2 | 8 | 416 | 2 | 8 | 55 | 2 | 15 | 376 | 2 | 8 | 1200 | 2 | 19 | 9 | E | 9 | 6 | E | 9 | 17.2 | A | 7 | 8.3 | A | 7 | 56 | A | 7 | 831 | A | 7 | 340 | A | 7 | 3.6 | A | 7 | 16000 | B | 7 | 4267 | A | 7 | 1.2 | E | 8 | 0.058 | F | 8 | 0.21 | F | 8 | 0 | 1 | D | 9 | 45 | C | 8
2005-09-24 | 12:00 | 1025 | 1358 | 376 | 2 | 8 | 30 | 2 | 15 | 353 | 2 | 8 | 433 | 2 | 8 | 29 | 2 | 15 | 411 | 2 | 8 | 1484 | 2 | 19 | 9 | E | 9 | 9 | A | 7 | 18.9 | A | 7 | 8.9 | A | 7 | 52 | A | 7 | 834 | A | 7 | 50 | A | 7 | 2.6 | A | 7 | 16000 | B | 7 | 6096 | A | 7 | 1.3 | E | 8 | 0.058 | F | 8 | 0.21 | F | 8 | 0 | 1 | D | 9 | 45 | C | 8
2005-09-24 | 13:00 | 1014 | 1358 | 469 | 2 | 8 | 156 | 2 | 15 | 352 | 2 | 8 | 513 | 2 | 8 | 165 | 2 | 15 | 389 | 2 | 8 | 1144 | 2 | 19 | 10 | E | 9 | 8 | E | 9 | 20 | A | 7 | 9.4 | A | 7 | 50 | A | 7 | 834 | A | 7 | 20 | A | 7 | 3.1 | A | 7 | 16000 | B | 7 | 6096 | A | 7 | 1.3 | E | 8 | 0.058 | F | 8 | 0.21 | F | 8 | 0 | 1 | D | 9 | 45 | C | 8
2005-09-24 | 14:00 | 932 | 1358 | 643 | 2 | 8 | 620 | 2 | 15 | 217 | 2 | 8 | 668 | 2 | 8 | 620 | 2 | 15 | 241 | 2 | 8 | 569 | 2 | 19 | 10 | E | 9 | 7 | E | 9 | 21.1 | A | 7 | 10 | A | 7 | 49 | A | 7 | 830 | A | 7 | 20 | B | 8 | 2.6 | A | 7 | 16000 | B | 7 | 6096 | A | 7 | 1.3 | E | 8 | 0.058 | F | 8 | 0.21 | F | 8 | 0 | 1 | D | 9 | 45 | C | 8
2005-09-24 | 15:00 | 787 | 1358 | 539 | 2 | 8 | 627 | 2 | 15 | 175 | 2 | 8 | 557 | 2 | 8 | 620 | 2 | 15 | 197 | 2 | 8 | 389 | 2 | 19 | 7 | E | 9 | 6 | E | 9 | 20.6 | A | 7 | 8.9 | A | 7 | 47 | A | 7 | 834 | A | 7 | 20 | A | 7 | 3.6 | A | 7 | 16000 | B | 7 | 6096 | A | 7 | 1.4 | E | 8 | 0.058 | F | 8 | 0.21 | F | 8 | 0 | 1 | D | 9 | 45 | C | 8
2005-09-24 | 16:00 | 587 | 1358 | 315 | 2 | 8 | 291 | 2 | 15 | 188 | 2 | 8 | 333 | 2 | 8 | 293 | 2 | 15 | 206 | 2 | 8 | 411 | 2 | 19 | 7 | E | 9 | 6 | E | 9 | 20.6 | A | 7 | 10.6 | A | 7 | 53 | A | 7 | 834 | A | 7 | 70 | A | 7 | 3.6 | A | 7 | 16000 | B | 7 | 4267 | A | 7 | 1.5 | E | 8 | 0.058 | F | 8 | 0.21 | F | 8 | 0 | 1 | D | 9 | 45 | C | 8
2005-09-24 | 17:00 | 347 | 1358 | 203 | 2 | 8 | 479 | 2 | 15 | 80 | 2 | 8 | 212 | 2 | 8 | 399 | 2 | 15 | 110 | 2 | 8 | 147 | 2 | 19 | 9 | E | 9 | 8 | A | 7 | 18.9 | A | 7 | 11.1 | A | 7 | 61 | A | 7 | 829 | A | 7 | 50 | A | 7 | 3.6 | A | 7 | 16000 | B | 7 | 6706 | A | 7 | 1.6 | E | 8 | 0.058 | F | 8 | 0.21 | F | 8 | 0 | 1 | D | 9 | 45 | C | 8
2005-09-24 | 18:00 | 90 | 1143 | 30 | 2 | 8 | 257 | 2 | 15 | 14 | 2 | 8 | 37 | 2 | 8 | 151 | 2 | 15 | 24 | 2 | 8 | 30 | 2 | 19 | 7 | E | 9 | 6 | E | 9 | 15.6 | A | 7 | 10.6 | A | 7 | 72 | A | 7 | 833 | A | 7 | 40 | A | 7 | 3.1 | A | 7 | 16000 | B | 7 | 6706 | A | 7 | 1.6 | E | 8 | 0.058 | F | 8 | 0.21 | F | 8 | 0 | 1 | D | 9 | 45 | C | 8
2005-09-24 | 19:00 | 0 | 0 | 0 | 2 | 0 | 0 | 2 | 0 | 0 | 2 | 0 | 0 | 2 | 0 | 0 | 2 | 0 | 0 | 2 | 0 | 0 | 2 | 0 | 8 | E | 9 | 7 | E | 9 | 13.3 | A | 7 | 9.4 | A | 7 | 77 | A | 7 | 832 | A | 7 | 30 | A | 7 | 3.1 | A | 7 | 16000 | B | 7 | 6706 | A | 7 | 1.6 | E | 8 | 0.058 | F | 8 | 0.21 | F | 8 | 0 | 1 | D | 9 | 45 | C | 8
2005-09-24 | 20:00 | 0 | 0 | 0 | 2 | 0 | 0 | 2 | 0 | 0 | 2 | 0 | 0 | 2 | 0 | 0 | 2 | 0 | 0 | 2 | 0 | 0 | 2 | 0 | 9 | E | 9 | 8 | E | 9 | 11.7 | A | 7 | 8.9 | A | 7 | 83 | A | 7 | 831 | A | 7 | 60 | A | 7 | 2.1 | A | 7 | 16000 | B | 7 | 6706 | A | 7 | 1.7 | E | 8 | 0.058 | F | 8 | 0.21 | F | 8 | 0 | 1 | D | 9 | 45 | C | 8
2005-09-24 | 21:00 | 0 | 0 | 0 | 2 | 0 | 0 | 2 | 0 | 0 | 2 | 0 | 0 | 2 | 0 | 0 | 2 | 0 | 0 | 2 | 0 | 0 | 2 | 0 | 9 | E | 9 | 9 | A | 7 | 11.1 | A | 7 | 8.9 | A | 7 | 86 | A | 7 | 832 | A | 7 | 90 | A | 7 | 3.6 | A | 7 | 16000 | B | 7 | 6706 | A | 7 | 1.6 | E | 8 | 0.058 | F | 8 | 0.21 | F | 8 | 0 | 1 | D | 9 | 45 | C | 8
2005-09-24 | 22:00 | 0 | 0 | 0 | 2 | 0 | 0 | 2 | 0 | 0 | 2 | 0 | 0 | 2 | 0 | 0 | 2 | 0 | 0 | 2 | 0 | 0 | 2 | 0 | 9 | E | 9 | 9 | A | 7 | 11.7 | A | 7 | 9.4 | A | 7 | 86 | A | 7 | 832 | A | 7 | 80 | A | 7 | 4.1 | A | 7 | 16000 | B | 7 | 4267 | A | 7 | 1.6 | E | 8 | 0.058 | F | 8 | 0.21 | F | 8 | 0 | 1 | D | 9 | 45 | C | 8
2005-09-24 | 23:00 | 0 | 0 | 0 | 2 | 0 | 0 | 2 | 0 | 0 | 2 | 0 | 0 | 2 | 0 | 0 | 2 | 0 | 0 | 2 | 0 | 0 | 2 | 0 | 9 | E | 9 | 8 | A | 7 | 11.7 | A | 7 | 8.9 | A | 7 | 83 | A | 7 | 832 | A | 7 | 80 | A | 7 | 3.6 | A | 7 | 16000 | B | 7 | 1128 | A | 7 | 1.6 | E | 8 | 0.058 | F | 8 | 0.21 | F | 8 | 0 | 1 | D | 9 | 45 | C | 8
2005-09-24 | 24:00 | 0 | 0 | 0 | 2 | 0 | 0 | 2 | 0 | 0 | 2 | 0 | 0 | 2 | 0 | 0 | 2 | 0 | 0 | 2 | 0 | 0 | 2 | 0 | 10 | E | 9 | 10 | E | 9 | 12.2 | A | 7 | 9.4 | A | 7 | 83 | A | 7 | 833 | A | 7 | 30 | A | 7 | 3.6 | A | 7 | 16000 | B | 7 | 305 | A | 7 | 1.7 | E | 8 | 0.058 | F | 8 | 0.21 | F | 8 | 0 | 1 | D | 9 | 45 | C | 8
2005-09-25 | 1:00 | 0 | 0 | 0 | 2 | 0 | 0 | 2 | 0 | 0 | 2 | 0 | 0 | 2 | 0 | 0 | 2 | 0 | 0 | 2 | 0 | 0 | 2 | 0 | 10 | E | 9 | 10 | E | 9 | 11.1 | A | 7 | 9.4 | A | 7 | 89 | A | 7 | 832 | A | 7 | 60 | A | 7 | 3.6 | A | 7 | 9600 | B | 7 | 183 | A | 7 | 1.7 | E | 8 | 0.058 | F | 8 | 0.21 | F | 8 | 0 | 1 | D | 9 | 45 | C | 8
2005-09-25 | 2:00 | 0 | 0 | 0 | 2 | 0 | 0 | 2 | 0 | 0 | 2 | 0 | 0 | 2 | 0 | 0 | 2 | 0 | 0 | 2 | 0 | 0 | 2 | 0 | 10 | E | 9 | 10 | A | 7 | 10.6 | A | 7 | 9.4 | A | 7 | 92 | A | 7 | 832 | A | 7 | 30 | A | 7 | 2.6 | A | 7 | 800 | B | 7 | 61 | A | 7 | 1.7 | E | 8 | 0.058 | F | 8 | 0.21 | F | 8 | 0 | 1 | D | 9 | 45 | C | 8
2005-09-25 | 3:00 | 0 | 0 | 0 | 2 | 0 | 0 | 2 | 0 | 0 | 2 | 0 | 0 | 2 | 0 | 0 | 2 | 0 | 0 | 2 | 0 | 0 | 2 | 0 | 10 | E | 9 | 10 | A | 7 | 10 | A | 7 | 9.4 | A | 7 | 96 | A | 7 | 832 | A | 7 | 10 | A | 7 | 3.1 | A | 7 | 800 | B | 7 | 30 | A | 7 | 1.7 | E | 8 | 0.058 | F | 8 | 0.21 | F | 8 | 0 | 1 | D | 9 | 45 | C | 8
2005-09-25 | 4:00 | 0 | 0 | 0 | 2 | 0 | 0 | 2 | 0 | 0 | 2 | 0 | 0 | 2 | 0 | 0 | 2 | 0 | 0 | 2 | 0 | 0 | 2 | 0 | 10 | E | 9 | 10 | A | 7 | 9 | A | 7 | 9 | A | 7 | 100 | A | 7 | 832 | A | 7 | 10 | A | 7 | 3.6 | A | 7 | 400 | B | 7 | 30 | A | 7 | 1.7 | E | 8 | 0.058 | F | 8 | 0.21 | F | 8 | 0 | 1 | D | 9 | 45 | C | 8
2005-09-25 | 5:00 | 0 | 0 | 0 | 2 | 0 | 0 | 2 | 0 | 0 | 2 | 0 | 0 | 2 | 0 | 0 | 2 | 0 | 0 | 2 | 0 | 0 | 2 | 0 | 10 | E | 9 | 10 | A | 7 | 8.9 | A | 7 | 8.3 | A | 7 | 96 | A | 7 | 833 | A | 7 | 30 | A | 7 | 2.6 | A | 7 | 0 | B | 7 | 30 | A | 7 | 1.6 | E | 8 | 0.058 | F | 8 | 0.21 | F | 8 | 0 | 1 | D | 9 | 41 | C | 8
2005-09-25 | 6:00 | 3 | 215 | 0 | 2 | 8 | 0 | 2 | 15 | 0 | 2 | 8 | 0 | 2 | 8 | 0 | 2 | 15 | 0 | 2 | 8 | 0 | 2 | 19 | 10 | E | 9 | 10 | A | 7 | 8.9 | A | 7 | 8.3 | A | 7 | 96 | A | 7 | 834 | A | 7 | 30 | A | 7 | 3.1 | A | 7 | 0 | B | 7 | 30 | A | 7 | 1.5 | E | 8 | 0.058 | F | 8 | 0.21 | F | 8 | 0 | 1 | D | 9 | 45 | C | 8
2005-09-25 | 7:00 | 168 | 1359 | 41 | 2 | 8 | 0 | 2 | 15 | 41 | 2 | 8 | 46 | 2 | 8 | 0 | 2 | 15 | 46 | 2 | 8 | 136 | 2 | 19 | 10 | E | 9 | 10 | A | 7 | 8 | A | 7 | 8 | A | 7 | 100 | A | 7 | 834 | A | 7 | 20 | A | 7 | 2.6 | A | 7 | 0 | B | 7 | 90 | A | 7 | 1.4 | E | 8 | 0.058 | F | 8 | 0.21 | F | 8 | 0 | 1 | D | 9 | 10 | C | 8
2005-09-25 | 8:00 | 424 | 1359 | 60 | 2 | 8 | 0 | 2 | 15 | 60 | 2 | 8 | 71 | 2 | 8 | 0 | 2 | 15 | 71 | 2 | 8 | 253 | 2 | 19 | 10 | E | 9 | 10 | A | 7 | 8.9 | A | 7 | 8.3 | A | 7 | 96 | A | 7 | 835 | A | 7 | 40 | A | 7 | 2.6 | A | 7 | 3200 | B | 7 | 61 | A | 7 | 1.3 | E | 8 | 0.058 | F | 8 | 0.21 | F | 8 | 0 | 1 | D | 9 | 10 | C | 8
2005-09-25 | 9:00 | 653 | 1359 | 107 | 2 | 8 | 0 | 2 | 15 | 107 | 2 | 8 | 127 | 2 | 8 | 0 | 2 | 15 | 127 | 2 | 8 | 483 | 2 | 19 | 10 | E | 9 | 10 | A | 7 | 10 | A | 7 | 8.3 | A | 7 | 89 | A | 7 | 836 | A | 7 | 0 | A | 7 | 0 | A | 7 | 4800 | B | 7 | 61 | A | 7 | 1.3 | E | 8 | 0.058 | F | 8 | 0.21 | F | 8 | 0 | 1 | D | 9 | 10 | C | 8
2005-09-25 | 10:00 | 836 | 1359 | 345 | 2 | 8 | 122 | 2 | 15 | 270 | 2 | 8 | 378 | 2 | 8 | 128 | 2 | 15 | 299 | 2 | 8 | 741 | 2 | 19 | 9 | E | 9 | 9 | A | 7 | 13.3 | A | 7 | 7.8 | A | 7 | 69 | A | 7 | 837 | A | 7 | 30 | B | 8 | 2.6 | A | 7 | 16000 | B | 7 | 518 | A | 7 | 1.3 | E | 8 | 0.058 | F | 8 | 0.21 | F | 8 | 0 | 1 | D | 9 | 10 | C | 8
2005-09-25 | 11:00 | 961 | 1359 | 570 | 2 | 8 | 344 | 2 | 15 | 326 | 2 | 8 | 614 | 2 | 8 | 370 | 2 | 15 | 351 | 2 | 8 | 960 | 2 | 19 | 5 | E | 9 | 5 | A | 7 | 16.1 | A | 7 | 7.2 | A | 7 | 56 | A | 7 | 834 | A | 7 | 60 | B | 8 | 2.1 | A | 7 | 16000 | B | 7 | 77777 | A | 7 | 1.3 | E | 8 | 0.058 | F | 8 | 0.21 | F | 8 | 0 | 1 | D | 9 | 10 | C | 8
2005-09-25 | 12:00 | 1020 | 1359 | 733 | 2 | 8 | 691 | 2 | 15 | 213 | 2 | 8 | 769 | 2 | 8 | 698 | 2 | 15 | 243 | 2 | 8 | 655 | 2 | 19 | 5 | E | 9 | 5 | E | 9 | 17.8 | A | 7 | 7.2 | A | 7 | 50 | A | 7 | 837 | A | 7 | 80 | B | 8 | 2.6 | A | 7 | 16000 | B | 7 | 77777 | A | 7 | 1.3 | E | 8 | 0.058 | F | 8 | 0.21 | F | 8 | 0 | 1 | D | 9 | 10 | C | 8
2005-09-25 | 13:00 | 1008 | 1359 | 747 | 2 | 8 | 838 | 2 | 15 | 124 | 2 | 8 | 794 | 2 | 8 | 846 | 2 | 15 | 164 | 2 | 8 | 367 | 2 | 19 | 5 | E | 9 | 5 | E | 9 | 20 | A | 7 | 7.2 | A | 7 | 43 | A | 7 | 838 | A | 7 | 110 | A | 7 | 2.6 | A | 7 | 16000 | B | 7 | 77777 | A | 7 | 1.3 | E | 8 | 0.058 | F | 8 | 0.21 | F | 8 | 0 | 1 | D | 9 | 10 | C | 8
2005-09-25 | 14:00 | 926 | 1359 | 684 | 2 | 8 | 840 | 2 | 15 | 109 | 2 | 8 | 727 | 2 | 8 | 847 | 2 | 15 | 148 | 2 | 8 | 291 | 2 | 19 | 4 | E | 9 | 4 | E | 9 | 21.7 | A | 7 | 6.7 | A | 7 | 38 | A | 7 | 832 | A | 7 | 90 | A | 7 | 3.1 | A | 7 | 16000 | B | 7 | 77777 | A | 7 | 1.4 | E | 8 | 0.058 | F | 8 | 0.21 | F | 8 | 0 | 1 | D | 9 | 10 | C | 8
2005-09-25 | 15:00 | 780 | 1359 | 539 | 2 | 8 | 722 | 2 | 15 | 123 | 2 | 8 | 571 | 2 | 8 | 726 | 2 | 15 | 153 | 2 | 8 | 286 | 2 | 19 | 4 | E | 9 | 4 | E | 9 | 22.2 | A | 7 | 6.1 | A | 7 | 35 | A | 7 | 838 | A | 7 | 50 | A | 7 | 3.6 | A | 7 | 16000 | B | 7 | 77777 | A | 7 | 1.4 | E | 8 | 0.058 | F | 8 | 0.21 | F | 8 | 0 | 1 | D | 9 | 10 | C | 8
2005-09-25 | 16:00 | 580 | 1359 | 415 | 2 | 8 | 804 | 2 | 15 | 71 | 2 | 8 | 435 | 2 | 8 | 773 | 2 | 15 | 104 | 2 | 8 | 149 | 2 | 19 | 5 | E | 9 | 5 | A | 7 | 22.2 | A | 7 | 5.6 | A | 7 | 34 | A | 7 | 838 | A | 7 | 100 | A | 7 | 5.2 | A | 7 | 16000 | B | 7 | 77777 | A | 7 | 1.4 | E | 8 | 0.058 | F | 8 | 0.21 | F | 8 | 0 | 1 | D | 9 | 10 | C | 8
2005-09-25 | 17:00 | 339 | 1359 | 206 | 2 | 8 | 628 | 2 | 15 | 49 | 2 | 8 | 211 | 2 | 8 | 532 | 2 | 15 | 77 | 2 | 8 | 94 | 2 | 19 | 5 | E | 9 | 5 | A | 7 | 21.7 | A | 7 | 5.6 | A | 7 | 35 | A | 7 | 833 | A | 7 | 50 | A | 7 | 3.6 | A | 7 | 16000 | B | 7 | 77777 | A | 7 | 1.4 | E | 8 | 0.058 | F | 8 | 0.21 | F | 8 | 0 | 1 | D | 9 | 10 | C | 8
2005-09-25 | 18:00 | 84 | 1099 | 22 | 2 | 8 | 171 | 2 | 15 | 12 | 2 | 8 | 27 | 2 | 8 | 90 | 2 | 15 | 20 | 2 | 8 | 23 | 2 | 19 | 3 | E | 9 | 3 | E | 9 | 17.2 | A | 7 | 5 | A | 7 | 44 | A | 7 | 838 | A | 7 | 80 | A | 7 | 3.6 | A | 7 | 16000 | B | 7 | 77777 | A | 7 | 1.4 | E | 8 | 0.058 | F | 8 | 0.21 | F | 8 | 0 | 1 | D | 9 | 10 | C | 8
2005-09-25 | 19:00 | 0 | 0 | 0 | 2 | 0 | 0 | 2 | 0 | 0 | 2 | 0 | 0 | 2 | 0 | 0 | 2 | 0 | 0 | 2 | 0 | 0 | 2 | 0 | 3 | E | 9 | 3 | E | 9 | 14.4 | A | 7 | 4.4 | A | 7 | 51 | A | 7 | 838 | A | 7 | 110 | A | 7 | 3.1 | A | 7 | 16000 | B | 7 | 77777 | A | 7 | 1.3 | E | 8 | 0.058 | F | 8 | 0.21 | F | 8 | 0 | 1 | D | 9 | 10 | C | 8
2005-09-25 | 20:00 | 0 | 0 | 0 | 2 | 0 | 0 | 2 | 0 | 0 | 2 | 0 | 0 | 2 | 0 | 0 | 2 | 0 | 0 | 2 | 0 | 0 | 2 | 0 | 3 | E | 9 | 3 | E | 9 | 14.4 | A | 7 | 4.4 | A | 7 | 51 | A | 7 | 836 | A | 7 | 110 | A | 7 | 1.5 | A | 7 | 16000 | B | 7 | 77777 | A | 7 | 1.3 | E | 8 | 0.058 | F | 8 | 0.21 | F | 8 | 0 | 1 | D | 9 | 10 | C | 8
2005-09-25 | 21:00 | 0 | 0 | 0 | 2 | 0 | 0 | 2 | 0 | 0 | 2 | 0 | 0 | 2 | 0 | 0 | 2 | 0 | 0 | 2 | 0 | 0 | 2 | 0 | 2 | E | 9 | 2 | A | 7 | 10.6 | A | 7 | 3.3 | A | 7 | 61 | A | 7 | 839 | A | 7 | 100 | B | 8 | 2.6 | A | 7 | 16000 | B | 7 | 77777 | A | 7 | 1.2 | E | 8 | 0.058 | F | 8 | 0.21 | F | 8 | 0 | 1 | D | 9 | 10 | C | 8
2005-09-25 | 22:00 | 0 | 0 | 0 | 2 | 0 | 0 | 2 | 0 | 0 | 2 | 0 | 0 | 2 | 0 | 0 | 2 | 0 | 0 | 2 | 0 | 0 | 2 | 0 | 3 | E | 9 | 3 | A | 7 | 10.6 | A | 7 | 7.8 | A | 7 | 83 | A | 7 | 839 | A | 7 | 90 | A | 7 | 4.6 | A | 7 | 16000 | B | 7 | 77777 | A | 7 | 1.2 | E | 8 | 0.058 | F | 8 | 0.21 | F | 8 | 0 | 1 | D | 9 | 10 | C | 8
2005-09-25 | 23:00 | 0 | 0 | 0 | 2 | 0 | 0 | 2 | 0 | 0 | 2 | 0 | 0 | 2 | 0 | 0 | 2 | 0 | 0 | 2 | 0 | 0 | 2 | 0 | 2 | E | 9 | 2 | A | 7 | 9.4 | A | 7 | 7.2 | A | 7 | 86 | A | 7 | 839 | A | 7 | 80 | A | 7 | 3.6 | A | 7 | 16000 | B | 7 | 77777 | A | 7 | 1.1 | E | 8 | 0.058 | F | 8 | 0.21 | F | 8 | 0 | 1 | D | 9 | 10 | C | 8
2005-09-25 | 24:00 | 0 | 0 | 0 | 2 | 0 | 0 | 2 | 0 | 0 | 2 | 0 | 0 | 2 | 0 | 0 | 2 | 0 | 0 | 2 | 0 | 0 | 2 | 0 | 3 | E | 9 | 3 | E | 9 | 8.3 | A | 7 | 6.7 | A | 7 | 90 | A | 7 | 838 | A | 7 | 70 | A | 7 | 3.1 | A | 7 | 16000 | B | 7 | 77777 | A | 7 | 1.1 | E | 8 | 0.058 | F | 8 | 0.21 | F | 8 | 0 | 1 | D | 9 | 10 | C | 8
2005-09-26 | 1:00 | 0 | 0 | 0 | 2 | 0 | 0 | 2 | 0 | 0 | 2 | 0 | 0 | 2 | 0 | 0 | 2 | 0 | 0 | 2 | 0 | 0 | 2 | 0 | 4 | E | 9 | 4 | E | 9 | 6.7 | A | 7 | 6.1 | A | 7 | 96 | A | 7 | 838 | A | 7 | 50 | A | 7 | 2.6 | A | 7 | 9600 | B | 7 | 210 | A | 7 | 1 | E | 8 | 0.058 | F | 8 | 0.21 | F | 8 | 0 | 1 | D | 9 | 10 | C | 8
2005-09-26 | 2:00 | 0 | 0 | 0 | 2 | 0 | 0 | 2 | 0 | 0 | 2 | 0 | 0 | 2 | 0 | 0 | 2 | 0 | 0 | 2 | 0 | 0 | 2 | 0 | 10 | E | 9 | 10 | E | 9 | 8.3 | A | 7 | 7.8 | A | 7 | 97 | A | 7 | 840 | A | 7 | 100 | A | 7 | 3.6 | A | 7 | 800 | B | 7 | 61 | A | 7 | 1 | E | 8 | 0.058 | F | 8 | 0.21 | F | 8 | 0 | 1 | D | 9 | 10 | C | 8
2005-09-26 | 3:00 | 0 | 0 | 0 | 2 | 0 | 0 | 2 | 0 | 0 | 2 | 0 | 0 | 2 | 0 | 0 | 2 | 0 | 0 | 2 | 0 | 0 | 2 | 0 | 3 | E | 9 | 3 | E | 9 | 7.8 | A | 7 | 7.2 | A | 7 | 96 | A | 7 | 839 | A | 7 | 180 | A | 7 | 4.1 | A | 7 | 11200 | B | 7 | 77777 | A | 7 | 1 | E | 8 | 0.058 | F | 8 | 0.21 | F | 8 | 0 | 1 | D | 9 | 10 | C | 8
2005-09-26 | 4:00 | 0 | 0 | 0 | 2 | 0 | 0 | 2 | 0 | 0 | 2 | 0 | 0 | 2 | 0 | 0 | 2 | 0 | 0 | 2 | 0 | 0 | 2 | 0 | 0 | E | 9 | 0 | E | 9 | 6.1 | A | 7 | 5.6 | A | 7 | 97 | A | 7 | 838 | A | 7 | 170 | A | 7 | 3.6 | A | 7 | 12800 | B | 7 | 77777 | A | 7 | 1.1 | E | 8 | 0.058 | F | 8 | 0.21 | F | 8 | 0 | 1 | D | 9 | 10 | C | 8
2005-09-26 | 5:00 | 0 | 0 | 0 | 2 | 0 | 0 | 2 | 0 | 0 | 2 | 0 | 0 | 2 | 0 | 0 | 2 | 0 | 0 | 2 | 0 | 0 | 2 | 0 | 3 | E | 9 | 3 | E | 9 | 5.6 | A | 7 | 5 | A | 7 | 96 | A | 7 | 841 | A | 7 | 180 | A | 7 | 3.6 | A | 7 | 12800 | B | 7 | 77777 | A | 7 | 1.1 | E | 8 | 0.058 | F | 8 | 0.21 | F | 8 | 0 | 1 | D | 9 | 10 | C | 8
2005-09-26 | 6:00 | 2 | 193 | 0 | 2 | 8 | 0 | 2 | 15 | 0 | 2 | 8 | 0 | 2 | 8 | 0 | 2 | 15 | 0 | 2 | 8 | 0 | 2 | 19 | 0 | E | 9 | 0 | E | 9 | 6.1 | A | 7 | 5 | A | 7 | 93 | A | 7 | 840 | A | 7 | 210 | A | 7 | 3.1 | A | 7 | 14400 | B | 7 | 77777 | A | 7 | 1.1 | E | 8 | 0.058 | F | 8 | 0.21 | F | 8 | 0 | 1 | D | 9 | 10 | C | 8
2005-09-26 | 7:00 | 163 | 1360 | 100 | 2 | 8 | 500 | 2 | 15 | 39 | 2 | 8 | 100 | 2 | 8 | 300 | 2 | 15 | 64 | 2 | 8 | 66 | 2 | 19 | 3 | E | 9 | 3 | E | 9 | 8.3 | A | 7 | 6.1 | A | 7 | 86 | A | 7 | 842 | A | 7 | 180 | A | 7 | 3.1 | A | 7 | 16000 | B | 7 | 77777 | A | 7 | 1 | E | 8 | 0.058 | F | 8 | 0.21 | F | 8 | 0 | 1 | D | 9 | 10 | C | 8
2005-09-26 | 8:00 | 420 | 1360 | 303 | 2 | 8 | 805 | 2 | 15 | 53 | 2 | 8 | 314 | 2 | 8 | 726 | 2 | 15 | 89 | 2 | 8 | 108 | 2 | 19 | 4 | E | 9 | 4 | E | 9 | 12.8 | A | 7 | 3.9 | A | 7 | 55 | A | 7 | 842 | A | 7 | 130 | A | 7 | 4.1 | A | 7 | 16000 | B | 7 | 77777 | A | 7 | 1 | E | 8 | 0.058 | F | 8 | 0.21 | F | 8 | 0 | 1 | D | 9 | 10 | C | 8
2005-09-26 | 9:00 | 648 | 1360 | 464 | 2 | 8 | 796 | 2 | 15 | 83 | 2 | 8 | 484 | 2 | 8 | 776 | 2 | 15 | 114 | 2 | 8 | 175 | 2 | 19 | 3 | E | 9 | 3 | E | 9 | 15.6 | A | 7 | 0 | A | 7 | 34 | A | 7 | 845 | A | 7 | 120 | A | 7 | 7.2 | A | 7 | 16000 | B | 7 | 77777 | A | 7 | 1 | E | 8 | 0.058 | F | 8 | 0.21 | F | 8 | 0 | 1 | D | 9 | 10 | C | 8
2005-09-26 | 10:00 | 831 | 1360 | 582 | 2 | 8 | 742 | 2 | 15 | 127 | 2 | 8 | 619 | 2 | 8 | 751 | 2 | 15 | 159 | 2 | 8 | 312 | 2 | 19 | 1 | B | 8 | 1 | B | 8 | 18.3 | A | 7 | 2.2 | A | 7 | 34 | A | 7 | 846 | A | 7 | 140 | A | 7 | 7.2 | A | 7 | 16000 | B | 7 | 77777 | A | 7 | 0.9 | E | 8 | 0.058 | F | 8 | 0.21 | F | 8 | 0 | 1 | D | 9 | 10 | C | 8
2005-09-26 | 11:00 | 956 | 1360 | 676 | 2 | 8 | 737 | 2 | 15 | 156 | 2 | 8 | 720 | 2 | 8 | 751 | 2 | 15 | 190 | 2 | 8 | 444 | 2 | 19 | 0 | E | 9 | 0 | E | 9 | 20.6 | A | 7 | 3.3 | A | 7 | 32 | A | 7 | 841 | A | 7 | 130 | A | 7 | 7.2 | A | 7 | 16000 | B | 7 | 77777 | A | 7 | 0.9 | E | 8 | 0.058 | F | 8 | 0.21 | F | 8 | 0 | 1 | D | 9 | 10 | C | 8
2005-09-26 | 12:00 | 1015 | 1360 | 757 | 2 | 8 | 835 | 2 | 15 | 132 | 2 | 8 | 799 | 2 | 8 | 841 | 2 | 15 | 170 | 2 | 8 | 388 | 2 | 19 | 0 | E | 9 | 0 | E | 9 | 24.4 | A | 7 | 2.8 | A | 7 | 24 | A | 7 | 847 | A | 7 | 110 | B | 8 | 3.1 | A | 7 | 16000 | B | 7 | 77777 | A | 7 | 0.9 | E | 8 | 0.058 | F | 8 | 0.21 | F | 8 | 0 | 1 | D | 9 | 10 | C | 8
2005-09-26 | 13:00 | 1002 | 1360 | 747 | 2 | 8 | 874 | 2 | 15 | 101 | 2 | 8 | 774 | 2 | 8 | 873 | 2 | 15 | 129 | 2 | 8 | 266 | 2 | 19 | 0 | E | 9 | 0 | E | 9 | 25.6 | A | 7 | 0 | A | 7 | 19 | A | 7 | 846 | A | 7 | 100 | B | 8 | 2.1 | A | 7 | 16000 | B | 7 | 77777 | A | 7 | 0.9 | E | 8 | 0.058 | F | 8 | 0.21 | F | 8 | 0 | 1 | D | 9 | 10 | C | 8
2005-09-26 | 14:00 | 920 | 1360 | 689 | 2 | 8 | 876 | 2 | 15 | 95 | 2 | 8 | 716 | 2 | 8 | 872 | 2 | 15 | 124 | 2 | 8 | 226 | 2 | 19 | 0 | E | 9 | 0 | E | 9 | 26.7 | A | 7 | -0.6 | A | 7 | 17 | A | 7 | 838 | A | 7 | 80 | A | 7 | 3.1 | A | 7 | 16000 | B | 7 | 77777 | A | 7 | 0.9 | E | 8 | 0.058 | F | 8 | 0.21 | F | 8 | 0 | 1 | D | 9 | 10 | C | 8
2005-09-26 | 15:00 | 774 | 1360 | 555 | 2 | 8 | 816 | 2 | 15 | 90 | 2 | 8 | 589 | 2 | 8 | 813 | 2 | 15 | 125 | 2 | 8 | 210 | 2 | 19 | 0 | E | 9 | 0 | E | 9 | 27.2 | A | 7 | -1.7 | A | 7 | 15 | A | 7 | 845 | A | 7 | 50 | A | 7 | 1.5 | A | 7 | 16000 | B | 7 | 77777 | A | 7 | 0.9 | E | 8 | 0.058 | F | 8 | 0.21 | F | 8 | 0 | 1 | D | 9 | 10 | C | 8
2005-09-26 | 16:00 | 573 | 1360 | 399 | 2 | 8 | 792 | 2 | 15 | 64 | 2 | 8 | 422 | 2 | 8 | 763 | 2 | 15 | 99 | 2 | 8 | 139 | 2 | 19 | 0 | E | 9 | 0 | E | 9 | 26.1 | A | 7 | 4.4 | A | 7 | 25 | A | 7 | 845 | A | 7 | 120 | A | 7 | 6.7 | A | 7 | 16000 | B | 7 | 77777 | A | 7 | 1 | E | 8 | 0.058 | F | 8 | 0.21 | F | 8 | 0 | 1 | D | 9 | 10 | C | 8
2005-09-26 | 17:00 | 332 | 1360 | 200 | 2 | 8 | 648 | 2 | 15 | 41 | 2 | 8 | 208 | 2 | 8 | 550 | 2 | 15 | 73 | 2 | 8 | 84 | 2 | 19 | 4 | E | 9 | 3 | A | 7 | 25 | A | 7 | 5 | A | 7 | 28 | A | 7 | 837 | A | 7 | 160 | A | 7 | 8.2 | A | 7 | 16000 | B | 7 | 77777 | A | 7 | 1 | E | 8 | 0.058 | F | 8 | 0.21 | F | 8 | 0 | 1 | D | 9 | 10 | C | 8
2005-09-26 | 18:00 | 78 | 1077 | 20 | 2 | 8 | 209 | 2 | 15 | 9 | 2 | 8 | 27 | 2 | 8 | 123 | 2 | 15 | 18 | 2 | 8 | 22 | 2 | 19 | 0 | E | 9 | 0 | E | 9 | 20.6 | A | 7 | 4.4 | A | 7 | 34 | A | 7 | 843 | A | 7 | 170 | A | 7 | 4.6 | A | 7 | 16000 | B | 7 | 77777 | A | 7 | 1 | E | 8 | 0.058 | F | 8 | 0.21 | F | 8 | 0 | 1 | D | 9 | 10 | C | 8
2005-09-26 | 19:00 | 0 | 0 | 0 | 2 | 0 | 0 | 2 | 0 | 0 | 2 | 0 | 0 | 2 | 0 | 0 | 2 | 0 | 0 | 2 | 0 | 0 | 2 | 0 | 0 | E | 9 | 0 | E | 9 | 19.4 | A | 7 | 5 | A | 7 | 39 | A | 7 | 843 | A | 7 | 220 | A | 7 | 4.1 | A | 7 | 16000 | B | 7 | 77777 | A | 7 | 1 | E | 8 | 0.058 | F | 8 | 0.21 | F | 8 | 0 | 1 | D | 9 | 10 | C | 8
2005-09-26 | 20:00 | 0 | 0 | 0 | 2 | 0 | 0 | 2 | 0 | 0 | 2 | 0 | 0 | 2 | 0 | 0 | 2 | 0 | 0 | 2 | 0 | 0 | 2 | 0 | 0 | E | 9 | 0 | E | 9 | 17.2 | A | 7 | 4.4 | A | 7 | 43 | A | 7 | 838 | A | 7 | 180 | A | 7 | 6.2 | A | 7 | 16000 | B | 7 | 77777 | A | 7 | 1 | E | 8 | 0.058 | F | 8 | 0.21 | F | 8 | 0 | 1 | D | 9 | 10 | C | 8
2005-09-26 | 21:00 | 0 | 0 | 0 | 2 | 0 | 0 | 2 | 0 | 0 | 2 | 0 | 0 | 2 | 0 | 0 | 2 | 0 | 0 | 2 | 0 | 0 | 2 | 0 | 4 | E | 9 | 3 | A | 7 | 15.6 | A | 7 | 4.4 | A | 7 | 47 | A | 7 | 840 | A | 7 | 190 | A | 7 | 5.7 | A | 7 | 16000 | B | 7 | 77777 | A | 7 | 1 | E | 8 | 0.058 | F | 8 | 0.21 | F | 8 | 0 | 1 | D | 9 | 10 | C | 8
2005-09-26 | 22:00 | 0 | 0 | 0 | 2 | 0 | 0 | 2 | 0 | 0 | 2 | 0 | 0 | 2 | 0 | 0 | 2 | 0 | 0 | 2 | 0 | 0 | 2 | 0 | 4 | E | 9 | 2 | A | 7 | 16.1 | A | 7 | 2.8 | A | 7 | 41 | A | 7 | 840 | A | 7 | 190 | A | 7 | 5.7 | A | 7 | 16000 | B | 7 | 77777 | A | 7 | 1 | E | 8 | 0.058 | F | 8 | 0.21 | F | 8 | 0 | 1 | D | 9 | 80 | C | 8
2005-09-26 | 23:00 | 0 | 0 | 0 | 2 | 0 | 0 | 2 | 0 | 0 | 2 | 0 | 0 | 2 | 0 | 0 | 2 | 0 | 0 | 2 | 0 | 0 | 2 | 0 | 4 | E | 9 | 3 | A | 7 | 16.7 | A | 7 | 2.2 | A | 7 | 38 | A | 7 | 837 | A | 7 | 190 | A | 7 | 4.1 | A | 7 | 16000 | B | 7 | 77777 | A | 7 | 0.9 | E | 8 | 0.058 | F | 8 | 0.21 | F | 8 | 0 | 1 | D | 9 | 80 | C | 8
2005-09-26 | 24:00 | 0 | 0 | 0 | 2 | 0 | 0 | 2 | 0 | 0 | 2 | 0 | 0 | 2 | 0 | 0 | 2 | 0 | 0 | 2 | 0 | 0 | 2 | 0 | 5 | E | 9 | 4 | E | 9 | 16.7 | A | 7 | 2.8 | A | 7 | 39 | A | 7 | 838 | A | 7 | 200 | A | 7 | 5.7 | A | 7 | 16000 | B | 7 | 77777 | A | 7 | 1 | E | 8 | 0.058 | F | 8 | 0.21 | F | 8 | 0 | 1 | D | 9 | 80 | C | 8
2005-09-27 | 1:00 | 0 | 0 | 0 | 2 | 0 | 0 | 2 | 0 | 0 | 2 | 0 | 0 | 2 | 0 | 0 | 2 | 0 | 0 | 2 | 0 | 0 | 2 | 0 | 3 | E | 9 | 3 | E | 9 | 16.7 | A | 7 | 2.8 | A | 7 | 39 | A | 7 | 838 | A | 7 | 220 | A | 7 | 3.1 | A | 7 | 16000 | B | 7 | 77777 | A | 7 | 1 | E | 8 | 0.058 | F | 8 | 0.21 | F | 8 | 0 | 1 | D | 9 | 80 | C | 8
2005-09-27 | 2:00 | 0 | 0 | 0 | 2 | 0 | 0 | 2 | 0 | 0 | 2 | 0 | 0 | 2 | 0 | 0 | 2 | 0 | 0 | 2 | 0 | 0 | 2 | 0 | 1 | E | 9 | 1 | E | 9 | 16.1 | A | 7 | 2.8 | A | 7 | 41 | A | 7 | 836 | A | 7 | 270 | A | 7 | 4.1 | A | 7 | 16000 | B | 7 | 77777 | A | 7 | 1.1 | E | 8 | 0.058 | F | 8 | 0.21 | F | 8 | 0 | 1 | D | 9 | 80 | C | 8
2005-09-27 | 3:00 | 0 | 0 | 0 | 2 | 0 | 0 | 2 | 0 | 0 | 2 | 0 | 0 | 2 | 0 | 0 | 2 | 0 | 0 | 2 | 0 | 0 | 2 | 0 | 0 | E | 9 | 0 | E | 9 | 15 | A | 7 | 2.8 | A | 7 | 44 | A | 7 | 836 | A | 7 | 230 | A | 7 | 5.2 | A | 7 | 16000 | B | 7 | 77777 | A | 7 | 1.2 | E | 8 | 0.058 | F | 8 | 0.21 | F | 8 | 0 | 1 | D | 9 | 80 | C | 8
2005-09-27 | 4:00 | 0 | 0 | 0 | 2 | 0 | 0 | 2 | 0 | 0 | 2 | 0 | 0 | 2 | 0 | 0 | 2 | 0 | 0 | 2 | 0 | 0 | 2 | 0 | 0 | E | 9 | 0 | E | 9 | 16.7 | A | 7 | 2.2 | A | 7 | 38 | A | 7 | 837 | A | 7 | 220 | A | 7 | 6.2 | A | 7 | 16000 | B | 7 | 77777 | A | 7 | 1.3 | E | 8 | 0.058 | F | 8 | 0.21 | F | 8 | 0 | 1 | D | 9 | 80 | C | 8
2005-09-27 | 5:00 | 0 | 0 | 0 | 2 | 0 | 0 | 2 | 0 | 0 | 2 | 0 | 0 | 2 | 0 | 0 | 2 | 0 | 0 | 2 | 0 | 0 | 2 | 0 | 2 | E | 9 | 2 | E | 9 | 13.9 | A | 7 | 1.1 | A | 7 | 42 | A | 7 | 836 | A | 7 | 220 | A | 7 | 3.6 | A | 7 | 16000 | B | 7 | 77777 | A | 7 | 1.4 | E | 8 | 0.058 | F | 8 | 0.21 | F | 8 | 0 | 1 | D | 9 | 80 | C | 8
2005-09-27 | 6:00 | 2 | 170 | 0 | 2 | 8 | 0 | 2 | 15 | 0 | 2 | 8 | 0 | 2 | 8 | 0 | 2 | 15 | 0 | 2 | 8 | 0 | 2 | 19 | 2 | E | 9 | 2 | E | 9 | 16.1 | A | 7 | 1.1 | A | 7 | 36 | A | 7 | 838 | A | 7 | 240 | A | 7 | 4.6 | A | 7 | 16000 | B | 7 | 77777 | A | 7 | 1.4 | E | 8 | 0.058 | F | 8 | 0.21 | F | 8 | 0 | 1 | D | 9 | 80 | C | 8
2005-09-27 | 7:00 | 159 | 1361 | 103 | 2 | 8 | 309 | 2 | 15 | 66 | 2 | 8 | 100 | 2 | 8 | 171 | 2 | 15 | 80 | 2 | 8 | 128 | 2 | 19 | 3 | E | 9 | 2 | E | 9 | 17.2 | A | 7 | 0 | A | 7 | 31 | A | 7 | 839 | A | 7 | 200 | A | 7 | 3.6 | A | 7 | 16000 | B | 7 | 77777 | A | 7 | 1.4 | E | 8 | 0.058 | F | 8 | 0.21 | F | 8 | 0 | 1 | D | 9 | 80 | C | 8
2005-09-27 | 8:00 | 416 | 1361 | 152 | 2 | 8 | 110 | 2 | 15 | 118 | 2 | 8 | 165 | 2 | 8 | 101 | 2 | 15 | 134 | 2 | 8 | 264 | 2 | 19 | 6 | E | 9 | 6 | E | 9 | 21.1 | A | 7 | 0 | A | 7 | 24 | A | 7 | 837 | A | 7 | 200 | A | 7 | 4.1 | A | 7 | 16000 | B | 7 | 77777 | A | 7 | 1.3 | E | 8 | 0.058 | F | 8 | 0.21 | F | 8 | 0 | 1 | D | 9 | 80 | C | 8
2005-09-27 | 9:00 | 644 | 1361 | 437 | 2 | 8 | 562 | 2 | 15 | 171 | 2 | 8 | 458 | 2 | 8 | 557 | 2 | 15 | 194 | 2 | 8 | 356 | 2 | 19 | 9 | E | 9 | 7 | E | 9 | 25.6 | A | 7 | 0 | A | 7 | 19 | A | 7 | 843 | A | 7 | 230 | A | 7 | 4.6 | A | 7 | 16000 | B | 7 | 6706 | A | 7 | 1.3 | E | 8 | 0.058 | F | 8 | 0.21 | F | 8 | 0 | 1 | D | 9 | 80 | C | 8
2005-09-27 | 10:00 | 827 | 1361 | 365 | 2 | 8 | 128 | 2 | 15 | 287 | 2 | 8 | 397 | 2 | 8 | 134 | 2 | 15 | 316 | 2 | 8 | 782 | 2 | 19 | 7 | E | 9 | 6 | E | 9 | 26.1 | A | 7 | 0.6 | A | 7 | 19 | A | 7 | 843 | A | 7 | 240 | A | 7 | 5.7 | A | 7 | 16000 | B | 7 | 6706 | A | 7 | 1.3 | E | 8 | 0.058 | F | 8 | 0.21 | F | 8 | 0 | 1 | D | 9 | 80 | C | 8
2005-09-27 | 11:00 | 951 | 1361 | 577 | 2 | 8 | 374 | 2 | 15 | 314 | 2 | 8 | 622 | 2 | 8 | 402 | 2 | 15 | 339 | 2 | 8 | 908 | 2 | 19 | 4 | E | 9 | 4 | E | 9 | 28.3 | A | 7 | 1.7 | A | 7 | 18 | A | 7 | 836 | A | 7 | 200 | A | 7 | 4.6 | A | 7 | 16000 | B | 7 | 6706 | A | 7 | 1.3 | E | 8 | 0.058 | F | 8 | 0.21 | F | 8 | 0 | 1 | D | 9 | 80 | C | 8
2005-09-27 | 12:00 | 1009 | 1361 | 782 | 2 | 8 | 847 | 2 | 15 | 151 | 2 | 8 | 812 | 2 | 8 | 848 | 2 | 15 | 182 | 2 | 8 | 419 | 2 | 19 | 3 | E | 9 | 3 | E | 9 | 30 | A | 7 | -0.6 | A | 7 | 14 | A | 7 | 842 | A | 7 | 220 | A | 7 | 5.2 | A | 7 | 16000 | B | 7 | 6706 | A | 7 | 1.4 | E | 8 | 0.058 | F | 8 | 0.21 | F | 8 | 0 | 1 | D | 9 | 80 | C | 8
2005-09-27 | 13:00 | 996 | 1361 | 753 | 2 | 8 | 814 | 2 | 15 | 155 | 2 | 8 | 779 | 2 | 8 | 813 | 2 | 15 | 182 | 2 | 8 | 415 | 2 | 19 | 6 | E | 9 | 5 | E | 9 | 30.6 | A | 7 | -0.6 | A | 7 | 13 | A | 7 | 841 | A | 7 | 190 | B | 8 | 1.5 | A | 7 | 16000 | B | 7 | 6096 | A | 7 | 1.5 | E | 8 | 0.058 | F | 8 | 0.21 | F | 8 | 0 | 1 | D | 9 | 80 | C | 8
2005-09-27 | 14:00 | 914 | 1361 | 550 | 2 | 8 | 369 | 2 | 15 | 301 | 2 | 8 | 592 | 2 | 8 | 396 | 2 | 15 | 325 | 2 | 8 | 834 | 2 | 19 | 8 | E | 9 | 5 | E | 9 | 29.4 | A | 7 | 0 | A | 7 | 15 | A | 7 | 833 | A | 7 | 160 | A | 7 | 5.2 | A | 7 | 16000 | B | 7 | 6096 | A | 7 | 1.6 | E | 8 | 0.058 | F | 8 | 0.21 | F | 8 | 0 | 1 | D | 9 | 80 | C | 8
2005-09-27 | 15:00 | 767 | 1361 | 140 | 2 | 8 | 0 | 2 | 15 | 140 | 2 | 8 | 166 | 2 | 8 | 0 | 2 | 15 | 166 | 2 | 8 | 646 | 2 | 19 | 9 | E | 9 | 8 | E | 9 | 23.9 | A | 7 | 7.8 | A | 7 | 36 | A | 7 | 839 | A | 7 | 170 | B | 8 | 3.1 | A | 7 | 16000 | B | 7 | 3353 | A | 7 | 1.7 | E | 8 | 0.058 | F | 8 | 0.21 | F | 8 | 0 | 1 | D | 9 | 80 | C | 8
2005-09-27 | 16:00 | 566 | 1361 | 356 | 2 | 8 | 367 | 2 | 15 | 203 | 2 | 8 | 373 | 2 | 8 | 365 | 2 | 15 | 221 | 2 | 8 | 452 | 2 | 19 | 10 | E | 9 | 7 | E | 9 | 26.1 | A | 7 | 3.3 | A | 7 | 23 | A | 7 | 838 | A | 7 | 170 | A | 7 | 3.1 | A | 7 | 16000 | B | 7 | 4267 | A | 7 | 1.7 | E | 8 | 0.058 | F | 8 | 0.21 | F | 8 | 0 | 1 | D | 9 | 80 | C | 8
2005-09-27 | 17:00 | 325 | 1361 | 111 | 2 | 8 | 83 | 2 | 15 | 91 | 2 | 8 | 121 | 2 | 8 | 70 | 2 | 15 | 104 | 2 | 8 | 199 | 2 | 19 | 9 | E | 9 | 7 | A | 7 | 23.9 | A | 7 | 3.9 | A | 7 | 27 | A | 7 | 832 | A | 7 | 170 | A | 7 | 2.6 | A | 7 | 16000 | B | 7 | 3353 | A | 7 | 1.7 | E | 8 | 0.058 | F | 8 | 0.21 | F | 8 | 5 | 1 | D | 9 | 80 | C | 8
2005-09-27 | 18:00 | 73 | 1032 | 6 | 2 | 8 | 0 | 2 | 15 | 6 | 2 | 8 | 7 | 2 | 8 | 0 | 2 | 15 | 7 | 2 | 8 | 24 | 2 | 19 | 10 | E | 9 | 9 | E | 9 | 17 | A | 7 | 12 | A | 7 | 72 | A | 7 | 838 | A | 7 | 330 | A | 7 | 6.7 | A | 7 | 16000 | B | 7 | 2134 | A | 7 | 1.9 | E | 8 | 0.058 | F | 8 | 0.21 | F | 8 | 0 | 1 | D | 9 | 80 | C | 8
2005-09-27 | 19:00 | 0 | 0 | 0 | 2 | 0 | 0 | 2 | 0 | 0 | 2 | 0 | 0 | 2 | 0 | 0 | 2 | 0 | 0 | 2 | 0 | 0 | 2 | 0 | 9 | E | 9 | 8 | E | 9 | 15.6 | A | 7 | 11.7 | A | 7 | 78 | A | 7 | 837 | A | 7 | 70 | A | 7 | 4.1 | A | 7 | 16000 | B | 7 | 3300 | A | 7 | 2 | E | 8 | 0.058 | F | 8 | 0.21 | F | 8 | 3 | 1 | D | 9 | 61 | C | 8
2005-09-27 | 20:00 | 0 | 0 | 0 | 2 | 0 | 0 | 2 | 0 | 0 | 2 | 0 | 0 | 2 | 0 | 0 | 2 | 0 | 0 | 2 | 0 | 0 | 2 | 0 | 10 | E | 9 | 9 | E | 9 | 15 | A | 7 | 11.7 | A | 7 | 81 | A | 7 | 835 | A | 7 | 330 | A | 7 | 6.7 | A | 7 | 16000 | B | 7 | 2896 | A | 7 | 2.2 | E | 8 | 0.058 | F | 8 | 0.21 | F | 8 | 0 | 1 | D | 9 | 61 | C | 8
2005-09-27 | 21:00 | 0 | 0 | 0 | 2 | 0 | 0 | 2 | 0 | 0 | 2 | 0 | 0 | 2 | 0 | 0 | 2 | 0 | 0 | 2 | 0 | 0 | 2 | 0 | 10 | E | 9 | 10 | A | 7 | 15 | A | 7 | 11.1 | A | 7 | 77 | A | 7 | 836 | A | 7 | 230 | A | 7 | 1.5 | A | 7 | 16000 | B | 7 | 3048 | A | 7 | 2.2 | E | 8 | 0.058 | F | 8 | 0.21 | F | 8 | 0 | 1 | D | 9 | 61 | C | 8
2005-09-27 | 22:00 | 0 | 0 | 0 | 2 | 0 | 0 | 2 | 0 | 0 | 2 | 0 | 0 | 2 | 0 | 0 | 2 | 0 | 0 | 2 | 0 | 0 | 2 | 0 | 10 | E | 9 | 10 | A | 7 | 14.4 | A | 7 | 12.2 | A | 7 | 87 | A | 7 | 836 | A | 7 | 250 | A | 7 | 3.1 | A | 7 | 16000 | B | 7 | 2438 | A | 7 | 2.3 | E | 8 | 0.058 | F | 8 | 0.21 | F | 8 | 0 | 1 | D | 9 | 61 | C | 8
2005-09-27 | 23:00 | 0 | 0 | 0 | 2 | 0 | 0 | 2 | 0 | 0 | 2 | 0 | 0 | 2 | 0 | 0 | 2 | 0 | 0 | 2 | 0 | 0 | 2 | 0 | 10 | E | 9 | 10 | A | 7 | 15 | A | 7 | 11.7 | A | 7 | 81 | A | 7 | 835 | A | 7 | 220 | A | 7 | 4.6 | A | 7 | 16000 | B | 7 | 2591 | A | 7 | 2.3 | E | 8 | 0.058 | F | 8 | 0.21 | F | 8 | 0 | 1 | D | 9 | 61 | C | 8
2005-09-27 | 24:00 | 0 | 0 | 0 | 2 | 0 | 0 | 2 | 0 | 0 | 2 | 0 | 0 | 2 | 0 | 0 | 2 | 0 | 0 | 2 | 0 | 0 | 2 | 0 | 10 | E | 9 | 9 | E | 9 | 15 | A | 7 | 12.8 | A | 7 | 87 | A | 7 | 834 | A | 7 | 220 | A | 7 | 5.7 | A | 7 | 16000 | B | 7 | 2743 | A | 7 | 2.3 | E | 8 | 0.058 | F | 8 | 0.21 | F | 8 | 0 | 1 | D | 9 | 61 | C | 8
2005-09-28 | 1:00 | 0 | 0 | 0 | 2 | 0 | 0 | 2 | 0 | 0 | 2 | 0 | 0 | 2 | 0 | 0 | 2 | 0 | 0 | 2 | 0 | 0 | 2 | 0 | 10 | E | 9 | 10 | E | 9 | 15 | A | 7 | 10.6 | A | 7 | 75 | A | 7 | 835 | A | 7 | 230 | A | 7 | 7.2 | A | 7 | 16000 | B | 7 | 2286 | A | 7 | 2.3 | E | 8 | 0.058 | F | 8 | 0.21 | F | 8 | 0 | 1 | D | 9 | 61 | C | 8
2005-09-28 | 2:00 | 0 | 0 | 0 | 2 | 0 | 0 | 2 | 0 | 0 | 2 | 0 | 0 | 2 | 0 | 0 | 2 | 0 | 0 | 2 | 0 | 0 | 2 | 0 | 10 | E | 9 | 10 | E | 9 | 14.4 | A | 7 | 10 | A | 7 | 75 | A | 7 | 835 | A | 7 | 240 | A | 7 | 4.6 | A | 7 | 16000 | B | 7 | 2438 | A | 7 | 2.3 | E | 8 | 0.058 | F | 8 | 0.21 | F | 8 | 0 | 1 | D | 9 | 10 | C | 8
2005-09-28 | 3:00 | 0 | 0 | 0 | 2 | 0 | 0 | 2 | 0 | 0 | 2 | 0 | 0 | 2 | 0 | 0 | 2 | 0 | 0 | 2 | 0 | 0 | 2 | 0 | 10 | E | 9 | 10 | E | 9 | 12.8 | A | 7 | 10 | A | 7 | 83 | A | 7 | 837 | A | 7 | 20 | A | 7 | 9.3 | A | 7 | 16000 | B | 7 | 2134 | A | 7 | 2.2 | E | 8 | 0.058 | F | 8 | 0.21 | F | 8 | 0 | 1 | D | 9 | 10 | C | 8
2005-09-28 | 4:00 | 0 | 0 | 0 | 2 | 0 | 0 | 2 | 0 | 0 | 2 | 0 | 0 | 2 | 0 | 0 | 2 | 0 | 0 | 2 | 0 | 0 | 2 | 0 | 10 | E | 9 | 9 | E | 9 | 9.4 | A | 7 | 5 | A | 7 | 74 | A | 7 | 836 | A | 7 | 20 | A | 7 | 9.3 | A | 7 | 16000 | B | 7 | 1676 | A | 7 | 2.2 | E | 8 | 0.058 | F | 8 | 0.21 | F | 8 | 0 | 1 | D | 9 | 10 | C | 8
2005-09-28 | 5:00 | 0 | 0 | 0 | 2 | 0 | 0 | 2 | 0 | 0 | 2 | 0 | 0 | 2 | 0 | 0 | 2 | 0 | 0 | 2 | 0 | 0 | 2 | 0 | 10 | E | 9 | 9 | E | 9 | 8.9 | A | 7 | 5 | A | 7 | 77 | A | 7 | 841 | A | 7 | 360 | A | 7 | 6.2 | A | 7 | 16000 | B | 7 | 1524 | A | 7 | 2.1 | E | 8 | 0.058 | F | 8 | 0.21 | F | 8 | 0 | 1 | D | 9 | 10 | C | 8
2005-09-28 | 6:00 | 1 | 147 | 0 | 2 | 8 | 0 | 2 | 15 | 0 | 2 | 8 | 0 | 2 | 8 | 0 | 2 | 15 | 0 | 2 | 8 | 0 | 2 | 19 | 10 | E | 9 | 10 | E | 9 | 8.3 | A | 7 | 4.4 | A | 7 | 76 | A | 7 | 841 | A | 7 | 360 | A | 7 | 3.1 | A | 7 | 16000 | B | 7 | 823 | A | 7 | 2 | E | 8 | 0.058 | F | 8 | 0.21 | F | 8 | 1 | 1 | D | 9 | 10 | C | 8
2005-09-28 | 7:00 | 155 | 1361 | 91 | 2 | 8 | 235 | 2 | 15 | 64 | 2 | 8 | 92 | 2 | 8 | 122 | 2 | 15 | 78 | 2 | 8 | 132 | 2 | 19 | 10 | E | 9 | 10 | E | 9 | 8.3 | A | 7 | 4.4 | A | 7 | 76 | A | 7 | 842 | A | 7 | 360 | A | 7 | 6.2 | A | 7 | 16000 | B | 7 | 671 | A | 7 | 2 | E | 8 | 0.058 | F | 8 | 0.21 | F | 8 | 0 | 1 | D | 9 | 10 | C | 8
2005-09-28 | 8:00 | 411 | 1361 | 61 | 2 | 8 | 0 | 2 | 15 | 61 | 2 | 8 | 72 | 2 | 8 | 0 | 2 | 15 | 72 | 2 | 8 | 254 | 2 | 19 | 10 | E | 9 | 10 | E | 9 | 7.2 | A | 7 | 6.1 | A | 7 | 93 | A | 7 | 843 | A | 7 | 360 | A | 7 | 3.1 | A | 7 | 4800 | B | 7 | 5182 | A | 7 | 1.9 | E | 8 | 0.058 | F | 8 | 0.21 | F | 8 | 0 | 1 | D | 9 | 10 | C | 8
2005-09-28 | 9:00 | 639 | 1361 | 74 | 2 | 8 | 0 | 2 | 15 | 74 | 2 | 8 | 90 | 2 | 8 | 0 | 2 | 15 | 90 | 2 | 8 | 348 | 2 | 19 | 8 | E | 9 | 8 | E | 9 | 7.8 | A | 7 | 5.6 | A | 7 | 86 | A | 7 | 843 | A | 7 | 350 | A | 7 | 4.6 | A | 7 | 16000 | B | 7 | 457 | A | 7 | 1.9 | E | 8 | 0.058 | F | 8 | 0.21 | F | 8 | 0 | 1 | D | 9 | 10 | C | 8
2005-09-28 | 10:00 | 822 | 1361 | 109 | 2 | 8 | 0 | 2 | 15 | 109 | 2 | 8 | 133 | 2 | 8 | 0 | 2 | 15 | 133 | 2 | 8 | 536 | 2 | 19 | 10 | E | 9 | 10 | E | 9 | 8 | A | 7 | 5 | A | 7 | 81 | A | 7 | 844 | A | 7 | 10 | A | 7 | 5.1 | A | 7 | 16100 | B | 7 | 600 | A | 7 | 1.8 | E | 8 | 0.058 | F | 8 | 0.21 | F | 8 | 0 | 1 | D | 9 | 10 | C | 8
2005-09-28 | 11:00 | 946 | 1361 | 279 | 2 | 8 | 18 | 2 | 15 | 266 | 2 | 8 | 324 | 2 | 8 | 16 | 2 | 15 | 313 | 2 | 8 | 1173 | 2 | 19 | 8 | E | 9 | 8 | E | 9 | 10 | A | 7 | 3.9 | A | 7 | 66 | A | 7 | 844 | A | 7 | 30 | A | 7 | 4.6 | A | 7 | 16000 | B | 7 | 1219 | A | 7 | 1.7 | E | 8 | 0.058 | F | 8 | 0.21 | F | 8 | 0 | 1 | D | 9 | 10 | C | 8
2005-09-28 | 12:00 | 1004 | 1361 | 382 | 2 | 8 | 48 | 2 | 15 | 346 | 2 | 8 | 420 | 2 | 8 | 49 | 2 | 15 | 384 | 2 | 8 | 1266 | 2 | 19 | 8 | B | 8 | 8 | B | 8 | 11.1 | A | 7 | 3.9 | A | 7 | 61 | A | 7 | 845 | A | 7 | 40 | B | 8 | 3.1 | A | 7 | 16000 | B | 7 | 732 | A | 7 | 1.7 | E | 8 | 0.058 | F | 8 | 0.21 | F | 8 | 0 | 1 | D | 9 | 10 | C | 8
2005-09-28 | 13:00 | 990 | 1361 | 545 | 2 | 8 | 299 | 2 | 15 | 327 | 2 | 8 | 589 | 2 | 8 | 322 | 2 | 15 | 354 | 2 | 8 | 994 | 2 | 19 | 8 | E | 9 | 8 | E | 9 | 11.7 | A | 7 | 3.3 | A | 7 | 56 | A | 7 | 844 | A | 7 | 40 | A | 7 | 3.1 | A | 7 | 16000 | B | 7 | 853 | A | 7 | 1.7 | E | 8 | 0.058 | F | 8 | 0.21 | F | 8 | 0 | 1 | D | 9 | 10 | C | 8
2005-09-28 | 14:00 | 907 | 1361 | 260 | 2 | 8 | 30 | 2 | 15 | 240 | 2 | 8 | 287 | 2 | 8 | 30 | 2 | 15 | 267 | 2 | 8 | 854 | 2 | 19 | 8 | E | 9 | 8 | E | 9 | 11.7 | A | 7 | 3.3 | A | 7 | 56 | A | 7 | 843 | A | 7 | 10 | A | 7 | 3.1 | A | 7 | 16000 | B | 7 | 1036 | A | 7 | 1.6 | E | 8 | 0.058 | F | 8 | 0.21 | F | 8 | 0 | 1 | D | 9 | 10 | C | 8
2005-09-28 | 15:00 | 760 | 1361 | 291 | 2 | 8 | 83 | 2 | 15 | 245 | 2 | 8 | 320 | 2 | 8 | 84 | 2 | 15 | 274 | 2 | 8 | 764 | 2 | 19 | 8 | E | 9 | 8 | E | 9 | 11.7 | A | 7 | 3.3 | A | 7 | 56 | A | 7 | 844 | A | 7 | 360 | A | 7 | 1.5 | A | 7 | 16000 | B | 7 | 1097 | A | 7 | 1.5 | E | 8 | 0.058 | F | 8 | 0.21 | F | 8 | 0 | 1 | D | 9 | 10 | C | 8
2005-09-28 | 16:00 | 559 | 1361 | 164 | 2 | 8 | 12 | 2 | 15 | 159 | 2 | 8 | 185 | 2 | 8 | 9 | 2 | 15 | 181 | 2 | 8 | 606 | 2 | 19 | 8 | E | 9 | 8 | E | 9 | 12.2 | A | 7 | 3.3 | A | 7 | 54 | A | 7 | 845 | A | 7 | 100 | A | 7 | 2.1 | A | 7 | 16000 | B | 7 | 1097 | A | 7 | 1.4 | E | 8 | 0.058 | F | 8 | 0.21 | F | 8 | 0 | 1 | D | 9 | 10 | C | 8
2005-09-28 | 17:00 | 318 | 1361 | 83 | 2 | 8 | 11 | 2 | 15 | 80 | 2 | 8 | 93 | 2 | 8 | 5 | 2 | 15 | 91 | 2 | 8 | 283 | 2 | 19 | 5 | E | 9 | 5 | A | 7 | 11.7 | A | 7 | 3.3 | A | 7 | 56 | A | 7 | 843 | A | 7 | 160 | A | 7 | 3.1 | A | 7 | 16000 | B | 7 | 77777 | A | 7 | 1.3 | E | 8 | 0.058 | F | 8 | 0.21 | F | 8 | 0 | 1 | D | 9 | 10 | C | 8
2005-09-28 | 18:00 | 68 | 1010 | 15 | 2 | 8 | 101 | 2 | 15 | 11 | 2 | 8 | 19 | 2 | 8 | 50 | 2 | 15 | 16 | 2 | 8 | 21 | 2 | 19 | 4 | E | 9 | 4 | E | 9 | 8.9 | A | 7 | 2.8 | A | 7 | 66 | A | 7 | 843 | A | 7 | 150 | A | 7 | 2.1 | A | 7 | 16000 | B | 7 | 77777 | A | 7 | 1.2 | E | 8 | 0.058 | F | 8 | 0.21 | F | 8 | 0 | 1 | D | 9 | 10 | C | 8
2005-09-28 | 19:00 | 0 | 0 | 0 | 2 | 0 | 0 | 2 | 0 | 0 | 2 | 0 | 0 | 2 | 0 | 0 | 2 | 0 | 0 | 2 | 0 | 0 | 2 | 0 | 3 | E | 9 | 3 | E | 9 | 7.2 | A | 7 | 3.3 | A | 7 | 76 | A | 7 | 843 | A | 7 | 170 | A | 7 | 3.6 | A | 7 | 16000 | B | 7 | 77777 | A | 7 | 1.2 | E | 8 | 0.058 | F | 8 | 0.21 | F | 8 | 0 | 1 | D | 9 | 10 | C | 8
2005-09-28 | 20:00 | 0 | 0 | 0 | 2 | 0 | 0 | 2 | 0 | 0 | 2 | 0 | 0 | 2 | 0 | 0 | 2 | 0 | 0 | 2 | 0 | 0 | 2 | 0 | 3 | E | 9 | 3 | E | 9 | 6.7 | A | 7 | 3.3 | A | 7 | 79 | A | 7 | 842 | A | 7 | 180 | A | 7 | 4.1 | A | 7 | 16000 | B | 7 | 77777 | A | 7 | 1.2 | E | 8 | 0.058 | F | 8 | 0.21 | F | 8 | 0 | 1 | D | 9 | 10 | C | 8
2005-09-28 | 21:00 | 0 | 0 | 0 | 2 | 0 | 0 | 2 | 0 | 0 | 2 | 0 | 0 | 2 | 0 | 0 | 2 | 0 | 0 | 2 | 0 | 0 | 2 | 0 | 3 | E | 9 | 3 | A | 7 | 6.7 | A | 7 | 3.3 | A | 7 | 79 | A | 7 | 843 | A | 7 | 180 | A | 7 | 4.6 | A | 7 | 16000 | B | 7 | 77777 | A | 7 | 1.2 | E | 8 | 0.058 | F | 8 | 0.21 | F | 8 | 0 | 1 | D | 9 | 10 | C | 8
2005-09-28 | 22:00 | 0 | 0 | 0 | 2 | 0 | 0 | 2 | 0 | 0 | 2 | 0 | 0 | 2 | 0 | 0 | 2 | 0 | 0 | 2 | 0 | 0 | 2 | 0 | 2 | E | 9 | 2 | A | 7 | 5 | A | 7 | 2.8 | A | 7 | 86 | A | 7 | 841 | A | 7 | 170 | A | 7 | 4.1 | A | 7 | 16000 | B | 7 | 77777 | A | 7 | 1.1 | E | 8 | 0.058 | F | 8 | 0.21 | F | 8 | 0 | 1 | D | 9 | 10 | C | 8
2005-09-28 | 23:00 | 0 | 0 | 0 | 2 | 0 | 0 | 2 | 0 | 0 | 2 | 0 | 0 | 2 | 0 | 0 | 2 | 0 | 0 | 2 | 0 | 0 | 2 | 0 | 0 | E | 9 | 0 | A | 7 | 3.9 | A | 7 | 2.2 | A | 7 | 89 | A | 7 | 841 | A | 7 | 160 | A | 7 | 4.6 | A | 7 | 16000 | B | 7 | 77777 | A | 7 | 1.1 | E | 8 | 0.058 | F | 8 | 0.21 | F | 8 | 4 | 1 | D | 9 | 10 | C | 8
2005-09-28 | 24:00 | 0 | 0 | 0 | 2 | 0 | 0 | 2 | 0 | 0 | 2 | 0 | 0 | 2 | 0 | 0 | 2 | 0 | 0 | 2 | 0 | 0 | 2 | 0 | 0 | E | 9 | 0 | E | 9 | 4.4 | A | 7 | 3.3 | A | 7 | 93 | A | 7 | 839 | A | 7 | 180 | A | 7 | 3.6 | A | 7 | 16000 | B | 7 | 77777 | A | 7 | 1.2 | E | 8 | 0.058 | F | 8 | 0.21 | F | 8 | 0 | 1 | D | 9 | 10 | C | 8
2005-09-29 | 1:00 | 0 | 0 | 0 | 2 | 0 | 0 | 2 | 0 | 0 | 2 | 0 | 0 | 2 | 0 | 0 | 2 | 0 | 0 | 2 | 0 | 0 | 2 | 0 | 0 | E | 9 | 0 | E | 9 | 7.2 | A | 7 | 4.4 | A | 7 | 82 | A | 7 | 840 | A | 7 | 210 | A | 7 | 5.2 | A | 7 | 16000 | B | 7 | 77777 | A | 7 | 1.2 | E | 8 | 0.059 | F | 8 | 0.21 | F | 8 | 0 | 1 | D | 9 | 10 | C | 8
2005-09-29 | 2:00 | 0 | 0 | 0 | 2 | 0 | 0 | 2 | 0 | 0 | 2 | 0 | 0 | 2 | 0 | 0 | 2 | 0 | 0 | 2 | 0 | 0 | 2 | 0 | 1 | E | 9 | 1 | E | 9 | 6.1 | A | 7 | 3.9 | A | 7 | 86 | A | 7 | 839 | A | 7 | 220 | A | 7 | 3.1 | A | 7 | 16000 | B | 7 | 77777 | A | 7 | 1.3 | E | 8 | 0.059 | F | 8 | 0.21 | F | 8 | 0 | 1 | D | 9 | 10 | C | 8
2005-09-29 | 3:00 | 0 | 0 | 0 | 2 | 0 | 0 | 2 | 0 | 0 | 2 | 0 | 0 | 2 | 0 | 0 | 2 | 0 | 0 | 2 | 0 | 0 | 2 | 0 | 1 | E | 9 | 0 | E | 9 | 6.1 | A | 7 | 4.4 | A | 7 | 89 | A | 7 | 838 | A | 7 | 230 | A | 7 | 3.6 | A | 7 | 16000 | B | 7 | 77777 | A | 7 | 1.2 | E | 8 | 0.059 | F | 8 | 0.21 | F | 8 | 0 | 1 | D | 9 | 10 | C | 8
2005-09-29 | 4:00 | 0 | 0 | 0 | 2 | 0 | 0 | 2 | 0 | 0 | 2 | 0 | 0 | 2 | 0 | 0 | 2 | 0 | 0 | 2 | 0 | 0 | 2 | 0 | 1 | E | 9 | 1 | E | 9 | 7.2 | A | 7 | 4.4 | A | 7 | 82 | A | 7 | 838 | A | 7 | 220 | A | 7 | 4.1 | A | 7 | 16000 | B | 7 | 77777 | A | 7 | 1.1 | E | 8 | 0.059 | F | 8 | 0.21 | F | 8 | 0 | 1 | D | 9 | 10 | C | 8
2005-09-29 | 5:00 | 0 | 0 | 0 | 2 | 0 | 0 | 2 | 0 | 0 | 2 | 0 | 0 | 2 | 0 | 0 | 2 | 0 | 0 | 2 | 0 | 0 | 2 | 0 | 2 | E | 9 | 1 | E | 9 | 6.7 | A | 7 | 4.4 | A | 7 | 85 | A | 7 | 838 | A | 7 | 230 | A | 7 | 2.6 | A | 7 | 16000 | B | 7 | 6096 | A | 7 | 1.1 | E | 8 | 0.059 | F | 8 | 0.21 | F | 8 | 0 | 1 | D | 9 | 10 | C | 8
2005-09-29 | 6:00 | 1 | 125 | 0 | 2 | 8 | 0 | 2 | 15 | 0 | 2 | 8 | 0 | 2 | 8 | 0 | 2 | 15 | 0 | 2 | 8 | 0 | 2 | 19 | 4 | E | 9 | 4 | E | 9 | 6.7 | A | 7 | 3.9 | A | 7 | 82 | A | 7 | 838 | A | 7 | 270 | A | 7 | 1.5 | A | 7 | 16000 | B | 7 | 6096 | A | 7 | 1.1 | E | 8 | 0.059 | F | 8 | 0.21 | F | 8 | 0 | 1 | D | 9 | 10 | C | 8
2005-09-29 | 7:00 | 151 | 1362 | 16 | 2 | 8 | 0 | 2 | 15 | 16 | 2 | 8 | 19 | 2 | 8 | 0 | 2 | 15 | 19 | 2 | 8 | 62 | 2 | 19 | 4 | E | 9 | 4 | E | 9 | 6.7 | A | 7 | 4.4 | A | 7 | 85 | A | 7 | 838 | A | 7 | 0 | A | 7 | 0 | A | 7 | 16000 | B | 7 | 6096 | A | 7 | 1.1 | E | 8 | 0.059 | F | 8 | 0.21 | F | 8 | 0 | 1 | D | 9 | 10 | C | 8
2005-09-29 | 8:00 | 407 | 1362 | 130 | 2 | 8 | 52 | 2 | 15 | 114 | 2 | 8 | 142 | 2 | 8 | 47 | 2 | 15 | 128 | 2 | 8 | 302 | 2 | 19 | 4 | E | 9 | 3 | E | 9 | 6.7 | A | 7 | 4.4 | A | 7 | 85 | A | 7 | 837 | A | 7 | 270 | A | 7 | 1.5 | A | 7 | 16000 | B | 7 | 6096 | A | 7 | 1.1 | E | 8 | 0.059 | F | 8 | 0.21 | F | 8 | 0 | 1 | D | 9 | 10 | C | 8
2005-09-29 | 9:00 | 635 | 1362 | 425 | 2 | 8 | 401 | 2 | 15 | 237 | 2 | 8 | 445 | 2 | 8 | 409 | 2 | 15 | 254 | 2 | 8 | 550 | 2 | 19 | 4 | E | 9 | 2 | E | 9 | 8.9 | A | 7 | 6.1 | A | 7 | 83 | A | 7 | 839 | A | 7 | 0 | A | 7 | 0 | A | 7 | 14400 | B | 7 | 6096 | A | 7 | 1.2 | E | 8 | 0.059 | F | 8 | 0.21 | F | 8 | 0 | 1 | D | 9 | 10 | C | 8
2005-09-29 | 10:00 | 817 | 1362 | 166 | 2 | 8 | 0 | 2 | 15 | 166 | 2 | 8 | 196 | 2 | 8 | 0 | 2 | 15 | 196 | 2 | 8 | 762 | 2 | 19 | 8 | E | 9 | 4 | E | 9 | 12.2 | A | 7 | 6.7 | A | 7 | 69 | A | 7 | 839 | A | 7 | 170 | A | 7 | 2.6 | A | 7 | 16000 | B | 7 | 6096 | A | 7 | 1.2 | E | 8 | 0.059 | F | 8 | 0.21 | F | 8 | 0 | 1 | D | 9 | 10 | C | 8
2005-09-29 | 11:00 | 941 | 1362 | 459 | 2 | 8 | 187 | 2 | 15 | 329 | 2 | 8 | 500 | 2 | 8 | 198 | 2 | 15 | 364 | 2 | 8 | 985 | 2 | 19 | 8 | E | 9 | 6 | E | 9 | 16.7 | A | 7 | 4.4 | A | 7 | 44 | A | 7 | 841 | A | 7 | 250 | A | 7 | 3.1 | A | 7 | 16000 | B | 7 | 6096 | A | 7 | 1.2 | E | 8 | 0.059 | F | 8 | 0.21 | F | 8 | 0 | 1 | D | 9 | 10 | C | 8
2005-09-29 | 12:00 | 998 | 1362 | 636 | 2 | 8 | 457 | 2 | 15 | 300 | 2 | 8 | 669 | 2 | 8 | 474 | 2 | 15 | 321 | 2 | 8 | 917 | 2 | 19 | 6 | E | 9 | 5 | E | 9 | 19.4 | A | 7 | 3.3 | A | 7 | 34 | A | 7 | 841 | A | 7 | 210 | A | 7 | 3.1 | A | 7 | 16000 | B | 7 | 6096 | A | 7 | 1.2 | E | 8 | 0.059 | F | 8 | 0.21 | F | 8 | 0 | 1 | D | 9 | 10 | C | 8
2005-09-29 | 13:00 | 985 | 1362 | 350 | 2 | 8 | 108 | 2 | 15 | 272 | 2 | 8 | 389 | 2 | 8 | 115 | 2 | 15 | 305 | 2 | 8 | 852 | 2 | 19 | 7 | E | 9 | 6 | E | 9 | 21.1 | A | 7 | 3.9 | A | 7 | 32 | A | 7 | 840 | A | 7 | 250 | A | 7 | 2.6 | A | 7 | 16000 | B | 7 | 6096 | A | 7 | 1.3 | E | 8 | 0.059 | F | 8 | 0.21 | F | 8 | 0 | 1 | D | 9 | 10 | C | 8
2005-09-29 | 14:00 | 901 | 1362 | 625 | 2 | 8 | 602 | 2 | 15 | 225 | 2 | 8 | 666 | 2 | 8 | 622 | 2 | 15 | 253 | 2 | 8 | 586 | 2 | 19 | 8 | E | 9 | 7 | E | 9 | 22.2 | A | 7 | -2.2 | A | 7 | 19 | A | 7 | 833 | A | 7 | 140 | A | 7 | 2.1 | A | 7 | 16000 | B | 7 | 3962 | A | 7 | 1.3 | E | 8 | 0.059 | F | 8 | 0.21 | F | 8 | 0 | 1 | D | 9 | 10 | C | 8
2005-09-29 | 15:00 | 754 | 1362 | 358 | 2 | 8 | 189 | 2 | 15 | 253 | 2 | 8 | 389 | 2 | 8 | 196 | 2 | 15 | 281 | 2 | 8 | 657 | 2 | 19 | 9 | E | 9 | 6 | E | 9 | 23.3 | A | 7 | -2.2 | A | 7 | 18 | A | 7 | 839 | A | 7 | 70 | A | 7 | 3.1 | A | 7 | 16000 | B | 7 | 4267 | A | 7 | 1.3 | E | 8 | 0.059 | F | 8 | 0.21 | F | 8 | 0 | 1 | D | 9 | 10 | C | 8
2005-09-29 | 16:00 | 552 | 1362 | 243 | 2 | 8 | 110 | 2 | 15 | 198 | 2 | 8 | 266 | 2 | 8 | 107 | 2 | 15 | 222 | 2 | 8 | 532 | 2 | 19 | 9 | E | 9 | 7 | E | 9 | 21.7 | A | 7 | -2.2 | A | 7 | 20 | A | 7 | 838 | A | 7 | 70 | A | 7 | 3.1 | A | 7 | 16000 | B | 7 | 4267 | A | 7 | 1.3 | E | 8 | 0.059 | F | 8 | 0.21 | F | 8 | 0 | 1 | D | 9 | 0 | C | 8
2005-09-29 | 17:00 | 311 | 1362 | 91 | 2 | 8 | 22 | 2 | 15 | 86 | 2 | 8 | 100 | 2 | 8 | 19 | 2 | 15 | 95 | 2 | 8 | 217 | 2 | 19 | 7 | E | 9 | 7 | A | 7 | 20.6 | A | 7 | -1.1 | A | 7 | 23 | A | 7 | 832 | A | 7 | 70 | A | 7 | 3.1 | A | 7 | 16000 | B | 7 | 3962 | A | 7 | 1.3 | E | 8 | 0.059 | F | 8 | 0.21 | F | 8 | 0 | 1 | D | 9 | 0 | C | 8
2005-09-29 | 18:00 | 63 | 965 | 11 | 2 | 8 | 77 | 2 | 15 | 8 | 2 | 8 | 14 | 2 | 8 | 38 | 2 | 15 | 12 | 2 | 8 | 16 | 2 | 19 | 10 | E | 9 | 6 | E | 9 | 16.7 | A | 7 | 3.9 | A | 7 | 42 | A | 7 | 836 | A | 7 | 40 | A | 7 | 3.1 | A | 7 | 16000 | B | 7 | 4572 | A | 7 | 1.3 | E | 8 | 0.059 | F | 8 | 0.21 | F | 8 | 0 | 1 | D | 9 | 0 | C | 8
2005-09-29 | 19:00 | 0 | 0 | 0 | 2 | 0 | 0 | 2 | 0 | 0 | 2 | 0 | 0 | 2 | 0 | 0 | 2 | 0 | 0 | 2 | 0 | 0 | 2 | 0 | 7 | E | 9 | 4 | E | 9 | 15.6 | A | 7 | 1.7 | A | 7 | 39 | A | 7 | 836 | A | 7 | 150 | A | 7 | 2.6 | A | 7 | 16000 | B | 7 | 4572 | A | 7 | 1.3 | E | 8 | 0.059 | F | 8 | 0.21 | F | 8 | 0 | 1 | D | 9 | 0 | C | 8
2005-09-29 | 20:00 | 0 | 0 | 0 | 2 | 0 | 0 | 2 | 0 | 0 | 2 | 0 | 0 | 2 | 0 | 0 | 2 | 0 | 0 | 2 | 0 | 0 | 2 | 0 | 6 | E | 9 | 5 | E | 9 | 13.9 | A | 7 | 2.2 | A | 7 | 45 | A | 7 | 832 | A | 7 | 160 | A | 7 | 4.1 | A | 7 | 16000 | B | 7 | 4572 | A | 7 | 1.3 | E | 8 | 0.059 | F | 8 | 0.21 | F | 8 | 0 | 1 | D | 9 | 0 | C | 8
2005-09-29 | 21:00 | 0 | 0 | 0 | 2 | 0 | 0 | 2 | 0 | 0 | 2 | 0 | 0 | 2 | 0 | 0 | 2 | 0 | 0 | 2 | 0 | 0 | 2 | 0 | 9 | E | 9 | 9 | A | 7 | 13.9 | A | 7 | 2.2 | A | 7 | 45 | A | 7 | 835 | A | 7 | 230 | A | 7 | 3.6 | A | 7 | 16000 | B | 7 | 6706 | A | 7 | 1.2 | E | 8 | 0.059 | F | 8 | 0.21 | F | 8 | 0 | 1 | D | 9 | 0 | C | 8
2005-09-29 | 22:00 | 0 | 0 | 0 | 2 | 0 | 0 | 2 | 0 | 0 | 2 | 0 | 0 | 2 | 0 | 0 | 2 | 0 | 0 | 2 | 0 | 0 | 2 | 0 | 9 | E | 9 | 9 | A | 7 | 12.8 | A | 7 | 2.2 | A | 7 | 48 | A | 7 | 834 | A | 7 | 230 | A | 7 | 3.6 | A | 7 | 16000 | B | 7 | 6096 | A | 7 | 1.2 | E | 8 | 0.059 | F | 8 | 0.21 | F | 8 | 0 | 1 | D | 9 | 0 | C | 8
2005-09-29 | 23:00 | 0 | 0 | 0 | 2 | 0 | 0 | 2 | 0 | 0 | 2 | 0 | 0 | 2 | 0 | 0 | 2 | 0 | 0 | 2 | 0 | 0 | 2 | 0 | 7 | E | 9 | 7 | A | 7 | 11.7 | A | 7 | 2.8 | A | 7 | 54 | A | 7 | 832 | A | 7 | 220 | A | 7 | 3.1 | A | 7 | 16000 | B | 7 | 6096 | A | 7 | 1.1 | E | 8 | 0.059 | F | 8 | 0.21 | F | 8 | 0 | 1 | D | 9 | 0 | C | 8
2005-09-29 | 24:00 | 0 | 0 | 0 | 2 | 0 | 0 | 2 | 0 | 0 | 2 | 0 | 0 | 2 | 0 | 0 | 2 | 0 | 0 | 2 | 0 | 0 | 2 | 0 | 3 | E | 9 | 3 | E | 9 | 11.7 | A | 7 | 3.9 | A | 7 | 59 | A | 7 | 832 | A | 7 | 250 | A | 7 | 2.6 | A | 7 | 14400 | B | 7 | 77777 | A | 7 | 1.1 | E | 8 | 0.059 | F | 8 | 0.21 | F | 8 | 0 | 1 | D | 9 | 0 | C | 8
2005-09-30 | 1:00 | 0 | 0 | 0 | 2 | 0 | 0 | 2 | 0 | 0 | 2 | 0 | 0 | 2 | 0 | 0 | 2 | 0 | 0 | 2 | 0 | 0 | 2 | 0 | 1 | E | 9 | 1 | E | 9 | 10.6 | A | 7 | 4.4 | A | 7 | 65 | A | 7 | 831 | A | 7 | 270 | A | 7 | 3.1 | A | 7 | 11200 | B | 7 | 77777 | A | 7 | 1 | E | 8 | 0.059 | F | 8 | 0.21 | F | 8 | 0 | 1 | D | 9 | 0 | C | 8
2005-09-30 | 2:00 | 0 | 0 | 0 | 2 | 0 | 0 | 2 | 0 | 0 | 2 | 0 | 0 | 2 | 0 | 0 | 2 | 0 | 0 | 2 | 0 | 0 | 2 | 0 | 1 | E | 9 | 1 | E | 9 | 10.6 | A | 7 | 4.4 | A | 7 | 65 | A | 7 | 831 | A | 7 | 240 | A | 7 | 4.1 | A | 7 | 14400 | B | 7 | 77777 | A | 7 | 1 | E | 8 | 0.059 | F | 8 | 0.21 | F | 8 | 0 | 1 | D | 9 | 0 | C | 8
2005-09-30 | 3:00 | 0 | 0 | 0 | 2 | 0 | 0 | 2 | 0 | 0 | 2 | 0 | 0 | 2 | 0 | 0 | 2 | 0 | 0 | 2 | 0 | 0 | 2 | 0 | 1 | E | 9 | 1 | E | 9 | 11.1 | A | 7 | 3.9 | A | 7 | 61 | A | 7 | 830 | A | 7 | 240 | A | 7 | 4.1 | A | 7 | 16000 | B | 7 | 6096 | A | 7 | 1.1 | E | 8 | 0.059 | F | 8 | 0.21 | F | 8 | 0 | 1 | D | 9 | 0 | C | 8
2005-09-30 | 4:00 | 0 | 0 | 0 | 2 | 0 | 0 | 2 | 0 | 0 | 2 | 0 | 0 | 2 | 0 | 0 | 2 | 0 | 0 | 2 | 0 | 0 | 2 | 0 | 0 | E | 9 | 0 | E | 9 | 12.2 | A | 7 | 3.3 | A | 7 | 54 | A | 7 | 831 | A | 7 | 220 | A | 7 | 5.7 | A | 7 | 16000 | B | 7 | 6096 | A | 7 | 1.2 | E | 8 | 0.059 | F | 8 | 0.21 | F | 8 | 0 | 1 | D | 9 | 0 | C | 8
2005-09-30 | 5:00 | 0 | 0 | 0 | 2 | 0 | 0 | 2 | 0 | 0 | 2 | 0 | 0 | 2 | 0 | 0 | 2 | 0 | 0 | 2 | 0 | 0 | 2 | 0 | 0 | E | 9 | 0 | E | 9 | 12.2 | A | 7 | 3.3 | A | 7 | 54 | A | 7 | 830 | A | 7 | 230 | A | 7 | 5.7 | A | 7 | 16000 | B | 7 | 6096 | A | 7 | 1.3 | E | 8 | 0.059 | F | 8 | 0.21 | F | 8 | 0 | 1 | D | 9 | 0 | C | 8
2005-09-30 | 6:00 | 1 | 102 | 0 | 2 | 8 | 0 | 2 | 15 | 0 | 2 | 8 | 0 | 2 | 8 | 0 | 2 | 15 | 0 | 2 | 8 | 0 | 2 | 19 | 0 | E | 9 | 0 | E | 9 | 11.7 | A | 7 | 2.8 | A | 7 | 54 | A | 7 | 832 | A | 7 | 230 | A | 7 | 5.2 | A | 7 | 16000 | B | 7 | 77777 | A | 7 | 1.2 | E | 8 | 0.059 | F | 8 | 0.21 | F | 8 | 0 | 1 | D | 9 | 0 | C | 8
2005-09-30 | 7:00 | 146 | 1363 | 98 | 2 | 8 | 412 | 2 | 15 | 53 | 2 | 8 | 95 | 2 | 8 | 222 | 2 | 15 | 71 | 2 | 8 | 79 | 2 | 19 | 0 | E | 9 | 0 | E | 9 | 13.9 | A | 7 | 2.8 | A | 7 | 47 | A | 7 | 833 | A | 7 | 220 | A | 7 | 5.7 | A | 7 | 16000 | B | 7 | 77777 | A | 7 | 1.2 | E | 8 | 0.059 | F | 8 | 0.21 | F | 8 | 0 | 1 | D | 9 | 0 | C | 8
2005-09-30 | 8:00 | 402 | 1363 | 260 | 2 | 8 | 641 | 2 | 15 | 71 | 2 | 8 | 270 | 2 | 8 | 563 | 2 | 15 | 103 | 2 | 8 | 133 | 2 | 19 | 0 | E | 9 | 0 | E | 9 | 18.3 | A | 7 | 1.7 | A | 7 | 33 | A | 7 | 831 | A | 7 | 240 | A | 7 | 5.2 | A | 7 | 16000 | B | 7 | 77777 | A | 7 | 1.1 | E | 8 | 0.059 | F | 8 | 0.21 | F | 8 | 0 | 1 | D | 9 | 0 | C | 8
2005-09-30 | 9:00 | 630 | 1363 | 452 | 2 | 8 | 760 | 2 | 15 | 100 | 2 | 8 | 476 | 2 | 8 | 743 | 2 | 15 | 131 | 2 | 8 | 208 | 2 | 19 | 0 | E | 9 | 0 | E | 9 | 21.7 | A | 7 | -2.2 | A | 7 | 20 | A | 7 | 837 | A | 7 | 250 | A | 7 | 4.1 | A | 7 | 16000 | B | 7 | 77777 | A | 7 | 1.1 | E | 8 | 0.059 | F | 8 | 0.21 | F | 8 | 0 | 1 | D | 9 | 0 | C | 8
2005-09-30 | 10:00 | 812 | 1363 | 538 | 2 | 8 | 529 | 2 | 15 | 221 | 2 | 8 | 566 | 2 | 8 | 541 | 2 | 15 | 242 | 2 | 8 | 524 | 2 | 19 | 0 | E | 9 | 0 | E | 9 | 24.4 | A | 7 | -2.2 | A | 7 | 17 | A | 7 | 838 | A | 7 | 280 | B | 8 | 2.6 | A | 7 | 16000 | B | 7 | 77777 | A | 7 | 1.1 | E | 8 | 0.059 | F | 8 | 0.21 | F | 8 | 0 | 1 | D | 9 | 0 | C | 8
2005-09-30 | 11:00 | 936 | 1363 | 670 | 2 | 8 | 737 | 2 | 15 | 163 | 2 | 8 | 710 | 2 | 8 | 748 | 2 | 15 | 195 | 2 | 8 | 446 | 2 | 19 | 0 | E | 9 | 0 | E | 9 | 26.1 | A | 7 | -4.4 | A | 7 | 12 | A | 7 | 831 | A | 7 | 310 | B | 8 | 1.5 | A | 7 | 16000 | B | 7 | 77777 | A | 7 | 1.1 | E | 8 | 0.059 | F | 8 | 0.21 | F | 8 | 0 | 1 | D | 9 | 0 | C | 8
2005-09-30 | 12:00 | 993 | 1363 | 733 | 2 | 8 | 835 | 2 | 15 | 123 | 2 | 8 | 777 | 2 | 8 | 842 | 2 | 15 | 162 | 2 | 8 | 353 | 2 | 19 | 0 | E | 9 | 0 | E | 9 | 27.8 | A | 7 | -6.1 | A | 7 | 10 | A | 7 | 838 | A | 7 | 340 | A | 7 | 3.6 | A | 7 | 16000 | B | 7 | 77777 | A | 7 | 1.2 | E | 8 | 0.059 | F | 8 | 0.21 | F | 8 | 0 | 1 | D | 9 | 0 | C | 8
2005-09-30 | 13:00 | 979 | 1363 | 746 | 2 | 8 | 910 | 2 | 15 | 91 | 2 | 8 | 776 | 2 | 8 | 908 | 2 | 15 | 122 | 2 | 8 | 243 | 2 | 19 | 3 | E | 9 | 3 | E | 9 | 27.8 | A | 7 | -5.6 | A | 7 | 10 | A | 7 | 838 | A | 7 | 40 | A | 7 | 5.7 | A | 7 | 16000 | B | 7 | 77777 | A | 7 | 1.3 | E | 8 | 0.059 | F | 8 | 0.21 | F | 8 | 0 | 1 | D | 9 | 0 | C | 8
2005-09-30 | 14:00 | 895 | 1363 | 676 | 2 | 8 | 899 | 2 | 15 | 84 | 2 | 8 | 704 | 2 | 8 | 894 | 2 | 15 | 116 | 2 | 8 | 209 | 2 | 19 | 3 | E | 9 | 3 | E | 9 | 27.8 | A | 7 | -5.6 | A | 7 | 10 | A | 7 | 830 | A | 7 | 320 | A | 7 | 3.6 | A | 7 | 16000 | B | 7 | 77777 | A | 7 | 1.3 | E | 8 | 0.059 | F | 8 | 0.21 | F | 8 | 0 | 1 | D | 9 | 0 | C | 8
2005-09-30 | 15:00 | 747 | 1363 | 531 | 2 | 8 | 804 | 2 | 15 | 89 | 2 | 8 | 561 | 2 | 8 | 798 | 2 | 15 | 122 | 2 | 8 | 202 | 2 | 19 | 3 | E | 9 | 3 | E | 9 | 28.9 | A | 7 | -2.8 | A | 7 | 12 | A | 7 | 838 | A | 7 | 330 | B | 8 | 3.1 | A | 7 | 16000 | B | 7 | 77777 | A | 7 | 1.4 | E | 8 | 0.059 | F | 8 | 0.21 | F | 8 | 0 | 1 | D | 9 | 0 | C | 8
2005-09-30 | 16:00 | 545 | 1363 | 375 | 2 | 8 | 778 | 2 | 15 | 62 | 2 | 8 | 395 | 2 | 8 | 742 | 2 | 15 | 97 | 2 | 8 | 133 | 2 | 19 | 3 | E | 9 | 3 | E | 9 | 28.3 | A | 7 | -2.8 | A | 7 | 13 | A | 7 | 837 | A | 7 | 340 | A | 7 | 3.6 | A | 7 | 16000 | B | 7 | 77777 | A | 7 | 1.4 | E | 8 | 0.059 | F | 8 | 0.21 | F | 8 | 0 | 1 | D | 9 | 0 | C | 8
2005-09-30 | 17:00 | 303 | 1363 | 177 | 2 | 8 | 602 | 2 | 15 | 42 | 2 | 8 | 181 | 2 | 8 | 495 | 2 | 15 | 70 | 2 | 8 | 82 | 2 | 19 | 5 | E | 9 | 5 | A | 7 | 26.7 | A | 7 | -2.8 | A | 7 | 14 | A | 7 | 830 | A | 7 | 20 | A | 7 | 3.1 | A | 7 | 16000 | B | 7 | 77777 | A | 7 | 1.4 | E | 8 | 0.059 | F | 8 | 0.21 | F | 8 | 0 | 1 | D | 9 | 0 | C | 8
2005-09-30 | 18:00 | 58 | 920 | 11 | 2 | 8 | 154 | 2 | 15 | 6 | 2 | 8 | 18 | 2 | 8 | 92 | 2 | 15 | 11 | 2 | 8 | 20 | 2 | 19 | 0 | E | 9 | 0 | E | 9 | 23.3 | A | 7 | -2.8 | A | 7 | 17 | A | 7 | 836 | A | 7 | 360 | A | 7 | 2.1 | A | 7 | 16000 | B | 7 | 77777 | A | 7 | 1.4 | E | 8 | 0.059 | F | 8 | 0.21 | F | 8 | 0 | 1 | D | 9 | 0 | C | 8
2005-09-30 | 19:00 | 0 | 0 | 0 | 2 | 0 | 0 | 2 | 0 | 0 | 2 | 0 | 0 | 2 | 0 | 0 | 2 | 0 | 0 | 2 | 0 | 0 | 2 | 0 | 0 | E | 9 | 0 | E | 9 | 22.8 | A | 7 | -2.2 | A | 7 | 18 | A | 7 | 836 | A | 7 | 50 | A | 7 | 1.5 | A | 7 | 16000 | B | 7 | 77777 | A | 7 | 1.4 | E | 8 | 0.059 | F | 8 | 0.21 | F | 8 | 0 | 1 | D | 9 | 0 | C | 8
2005-09-30 | 20:00 | 0 | 0 | 0 | 2 | 0 | 0 | 2 | 0 | 0 | 2 | 0 | 0 | 2 | 0 | 0 | 2 | 0 | 0 | 2 | 0 | 0 | 2 | 0 | 0 | E | 9 | 0 | E | 9 | 21.7 | A | 7 | -2.8 | A | 7 | 19 | A | 7 | 831 | A | 7 | 360 | A | 7 | 1.5 | A | 7 | 16000 | B | 7 | 77777 | A | 7 | 1.4 | E | 8 | 0.059 | F | 8 | 0.21 | F | 8 | 0 | 1 | D | 9 | 0 | C | 8
2005-09-30 | 21:00 | 0 | 0 | 0 | 2 | 0 | 0 | 2 | 0 | 0 | 2 | 0 | 0 | 2 | 0 | 0 | 2 | 0 | 0 | 2 | 0 | 0 | 2 | 0 | 3 | E | 9 | 3 | A | 7 | 20 | A | 7 | -2.8 | A | 7 | 21 | A | 7 | 835 | A | 7 | 50 | A | 7 | 2.1 | A | 7 | 16000 | B | 7 | 77777 | A | 7 | 1.4 | E | 8 | 0.059 | F | 8 | 0.21 | F | 8 | 0 | 1 | D | 9 | 0 | C | 8
2005-09-30 | 22:00 | 0 | 0 | 0 | 2 | 0 | 0 | 2 | 0 | 0 | 2 | 0 | 0 | 2 | 0 | 0 | 2 | 0 | 0 | 2 | 0 | 0 | 2 | 0 | 0 | E | 9 | 0 | A | 7 | 19.4 | A | 7 | -2.1 | A | 7 | 23 | A | 7 | 834 | A | 7 | 190 | A | 7 | 2.5 | A | 7 | 16000 | B | 7 | 77777 | A | 7 | 1.4 | E | 8 | 0.059 | F | 8 | 0.21 | F | 8 | 0 | 1 | D | 9 | 0 | C | 8
2005-09-30 | 23:00 | 0 | 0 | 0 | 2 | 0 | 0 | 2 | 0 | 0 | 2 | 0 | 0 | 2 | 0 | 0 | 2 | 0 | 0 | 2 | 0 | 0 | 2 | 0 | 0 | E | 9 | 0 | A | 7 | 18.7 | A | 7 | -1.6 | A | 7 | 31 | A | 7 | 831 | A | 7 | 230 | A | 7 | 2.8 | A | 7 | 16000 | B | 7 | 77777 | A | 7 | 1.4 | E | 8 | 0.059 | F | 8 | 0.21 | F | 8 | 0 | 1 | D | 9 | 0 | C | 8
2005-09-30 | 24:00 | 0 | 0 | 0 | 2 | 0 | 0 | 2 | 0 | 0 | 2 | 0 | 0 | 2 | 0 | 0 | 2 | 0 | 0 | 2 | 0 | 0 | 2 | 0 | 0 | E | 9 | 0 | E | 9 | 18.1 | A | 7 | -1 | A | 7 | 40 | A | 7 | 831 | A | 7 | 230 | A | 7 | 3.2 | A | 7 | 16000 | B | 7 | 77777 | A | 7 | 1.3 | E | 8 | 0.059 | F | 8 | 0.21 | F | 8 | 0 | 1 | D | 9 | 0 | C | 8
2000-10-01 | 1:00 | 0 | 0 | 0 | 2 | 0 | 0 | 2 | 0 | 0 | 2 | 0 | 0 | 2 | 0 | 0 | 2 | 0 | 0 | 2 | 0 | 0 | 2 | 0 | 9 | E | 9 | 4 | E | 9 | 17.5 | A | 7 | -0.5 | A | 7 | 39 | A | 7 | 831 | A | 7 | 190 | A | 7 | 3.5 | A | 7 | 16000 | B | 7 | 6096 | A | 7 | 1.1 | E | 8 | 0.06 | F | 8 | 0.2 | F | 8 | 0 | 1 | D | 9 | 0 | C | 8
2000-10-01 | 2:00 | 0 | 0 | 0 | 2 | 0 | 0 | 2 | 0 | 0 | 2 | 0 | 0 | 2 | 0 | 0 | 2 | 0 | 0 | 2 | 0 | 0 | 2 | 0 | 9 | E | 9 | 4 | E | 9 | 16.9 | A | 7 | 0 | A | 7 | 39 | A | 7 | 830 | A | 7 | 200 | A | 7 | 3.9 | A | 7 | 16000 | B | 7 | 6096 | A | 7 | 1.1 | E | 8 | 0.06 | F | 8 | 0.2 | F | 8 | 0 | 1 | D | 9 | 0 | C | 8
2000-10-01 | 3:00 | 0 | 0 | 0 | 2 | 0 | 0 | 2 | 0 | 0 | 2 | 0 | 0 | 2 | 0 | 0 | 2 | 0 | 0 | 2 | 0 | 0 | 2 | 0 | 9 | E | 9 | 4 | E | 9 | 16.2 | A | 7 | 0.5 | A | 7 | 39 | A | 7 | 830 | A | 7 | 200 | A | 7 | 4.2 | A | 7 | 16000 | B | 7 | 6096 | A | 7 | 1.1 | E | 8 | 0.06 | F | 8 | 0.2 | F | 8 | 0 | 1 | D | 9 | 0 | C | 8
2000-10-01 | 4:00 | 0 | 0 | 0 | 2 | 0 | 0 | 2 | 0 | 0 | 2 | 0 | 0 | 2 | 0 | 0 | 2 | 0 | 0 | 2 | 0 | 0 | 2 | 0 | 8 | E | 9 | 4 | E | 9 | 15.6 | A | 7 | 1.1 | A | 7 | 37 | A | 7 | 830 | A | 7 | 210 | A | 7 | 4.6 | A | 7 | 16000 | B | 7 | 6096 | A | 7 | 1.2 | E | 8 | 0.06 | F | 8 | 0.2 | F | 8 | 0 | 1 | D | 9 | 0 | C | 8
2000-10-01 | 5:00 | 0 | 0 | 0 | 2 | 0 | 0 | 2 | 0 | 0 | 2 | 0 | 0 | 2 | 0 | 0 | 2 | 0 | 0 | 2 | 0 | 0 | 2 | 0 | 8 | E | 9 | 4 | E | 9 | 14.4 | A | 7 | 1.1 | A | 7 | 40 | A | 7 | 829 | A | 7 | 190 | A | 7 | 3.1 | A | 7 | 16000 | B | 7 | 7620 | A | 7 | 1.2 | E | 8 | 0.06 | F | 8 | 0.2 | F | 8 | 0 | 1 | D | 9 | 0 | C | 8
2000-10-01 | 6:00 | 0 | 80 | 0 | 2 | 8 | 0 | 2 | 15 | 0 | 2 | 8 | 0 | 2 | 8 | 0 | 2 | 15 | 0 | 2 | 8 | 0 | 2 | 19 | 8 | E | 9 | 3 | E | 9 | 15 | A | 7 | 1.1 | A | 7 | 39 | A | 7 | 831 | A | 7 | 190 | A | 7 | 5.2 | A | 7 | 16000 | B | 7 | 7620 | A | 7 | 1.3 | E | 8 | 0.06 | F | 8 | 0.2 | F | 8 | 0 | 1 | D | 9 | 0 | C | 8
2000-10-01 | 7:00 | 141 | 1365 | 17 | 2 | 8 | 0 | 2 | 15 | 17 | 2 | 8 | 20 | 2 | 8 | 0 | 2 | 15 | 20 | 2 | 8 | 65 | 2 | 19 | 7 | E | 9 | 4 | E | 9 | 18.3 | A | 7 | 2.2 | A | 7 | 34 | A | 7 | 833 | A | 7 | 190 | A | 7 | 5.2 | A | 7 | 16000 | B | 7 | 6706 | A | 7 | 1.3 | E | 8 | 0.06 | F | 8 | 0.2 | F | 8 | 0 | 1 | D | 9 | 0 | C | 8
2000-10-01 | 8:00 | 397 | 1365 | 285 | 2 | 8 | 766 | 2 | 15 | 61 | 2 | 8 | 289 | 2 | 8 | 674 | 2 | 15 | 92 | 2 | 8 | 112 | 2 | 19 | 7 | E | 9 | 5 | E | 9 | 21.1 | A | 7 | 2.8 | A | 7 | 30 | A | 7 | 834 | A | 7 | 200 | A | 7 | 2.6 | A | 7 | 16000 | B | 7 | 6706 | A | 7 | 1.3 | E | 8 | 0.06 | F | 8 | 0.2 | F | 8 | 0 | 1 | D | 9 | 0 | C | 8
2000-10-01 | 9:00 | 625 | 1365 | 486 | 2 | 8 | 834 | 2 | 15 | 103 | 2 | 8 | 510 | 2 | 8 | 813 | 2 | 15 | 136 | 2 | 8 | 213 | 2 | 19 | 7 | E | 9 | 5 | E | 9 | 23.9 | A | 7 | 1.7 | A | 7 | 23 | A | 7 | 836 | A | 7 | 270 | A | 7 | 6.2 | A | 7 | 16000 | B | 7 | 6096 | A | 7 | 1.4 | E | 8 | 0.06 | F | 8 | 0.2 | F | 8 | 0 | 1 | D | 9 | 0 | C | 8
2000-10-01 | 10:00 | 807 | 1365 | 551 | 2 | 8 | 523 | 2 | 15 | 241 | 2 | 8 | 574 | 2 | 8 | 534 | 2 | 15 | 258 | 2 | 8 | 574 | 2 | 19 | 7 | E | 9 | 4 | E | 9 | 25.6 | A | 7 | 1.1 | A | 7 | 20 | A | 7 | 836 | A | 7 | 270 | A | 7 | 5.7 | A | 7 | 16000 | B | 7 | 6706 | A | 7 | 1.4 | E | 8 | 0.06 | F | 8 | 0.2 | F | 8 | 0 | 1 | D | 9 | 0 | C | 8
2000-10-01 | 11:00 | 930 | 1365 | 670 | 2 | 8 | 749 | 2 | 15 | 158 | 2 | 8 | 710 | 2 | 8 | 761 | 2 | 15 | 190 | 2 | 8 | 429 | 2 | 19 | 7 | E | 9 | 4 | E | 9 | 26.7 | A | 7 | 0.6 | A | 7 | 18 | A | 7 | 829 | A | 7 | 210 | A | 7 | 5.2 | A | 7 | 16000 | B | 7 | 6706 | A | 7 | 1.5 | E | 8 | 0.06 | F | 8 | 0.2 | F | 8 | 0 | 1 | D | 9 | 0 | C | 8
2000-10-01 | 12:00 | 986 | 1365 | 763 | 2 | 8 | 841 | 2 | 15 | 153 | 2 | 8 | 789 | 2 | 8 | 839 | 2 | 15 | 181 | 2 | 8 | 401 | 2 | 19 | 6 | E | 9 | 4 | E | 9 | 25 | A | 7 | 0 | A | 7 | 19 | A | 7 | 835 | A | 7 | 240 | A | 7 | 2.6 | A | 7 | 16000 | B | 7 | 6706 | A | 7 | 1.4 | E | 8 | 0.06 | F | 8 | 0.2 | F | 8 | 0 | 1 | D | 9 | 0 | C | 8
2000-10-01 | 13:00 | 972 | 1365 | 746 | 2 | 8 | 874 | 2 | 15 | 122 | 2 | 8 | 790 | 2 | 8 | 880 | 2 | 15 | 161 | 2 | 8 | 337 | 2 | 19 | 6 | E | 9 | 4 | E | 9 | 27.2 | A | 7 | 1.1 | A | 7 | 18 | A | 7 | 835 | A | 7 | 350 | A | 7 | 4.1 | A | 7 | 16000 | B | 7 | 6706 | A | 7 | 1.4 | E | 8 | 0.06 | F | 8 | 0.2 | F | 8 | 0 | 1 | D | 9 | 0 | C | 8
2000-10-01 | 14:00 | 888 | 1365 | 659 | 2 | 8 | 846 | 2 | 15 | 107 | 2 | 8 | 698 | 2 | 8 | 850 | 2 | 15 | 144 | 2 | 8 | 270 | 2 | 19 | 5 | E | 9 | 4 | E | 9 | 27.2 | A | 7 | 0.6 | A | 7 | 18 | A | 7 | 834 | A | 7 | 230 | A | 7 | 3.6 | A | 7 | 16000 | B | 7 | 7315 | A | 7 | 1.4 | E | 8 | 0.06 | F | 8 | 0.2 | F | 8 | 0 | 1 | D | 9 | 0 | C | 8
2000-10-01 | 15:00 | 739 | 1365 | 503 | 2 | 8 | 662 | 2 | 15 | 143 | 2 | 8 | 524 | 2 | 8 | 655 | 2 | 15 | 168 | 2 | 8 | 311 | 2 | 19 | 4 | E | 9 | 3 | E | 9 | 28.3 | A | 7 | 0.6 | A | 7 | 17 | A | 7 | 834 | A | 7 | 250 | A | 7 | 2.1 | A | 7 | 16000 | B | 7 | 7315 | A | 7 | 1.4 | E | 8 | 0.06 | F | 8 | 0.2 | F | 8 | 0 | 1 | D | 9 | 0 | C | 8
2000-10-01 | 16:00 | 537 | 1365 | 363 | 2 | 8 | 609 | 2 | 15 | 123 | 2 | 8 | 371 | 2 | 8 | 567 | 2 | 15 | 147 | 2 | 8 | 228 | 2 | 19 | 5 | E | 9 | 4 | E | 9 | 27.8 | A | 7 | 1.7 | A | 7 | 18 | A | 7 | 834 | A | 7 | 150 | A | 7 | 4.1 | A | 7 | 16000 | B | 7 | 77777 | A | 7 | 1.3 | E | 8 | 0.06 | F | 8 | 0.2 | F | 8 | 0 | 1 | D | 9 | 0 | C | 8
2000-10-01 | 17:00 | 295 | 1365 | 144 | 2 | 8 | 344 | 2 | 15 | 69 | 2 | 8 | 150 | 2 | 8 | 267 | 2 | 15 | 92 | 2 | 8 | 126 | 2 | 19 | 10 | E | 9 | 5 | A | 7 | 26.1 | A | 7 | 3.3 | A | 7 | 23 | A | 7 | 827 | A | 7 | 130 | A | 7 | 4.1 | A | 7 | 16000 | B | 7 | 77777 | A | 7 | 1.3 | E | 8 | 0.06 | F | 8 | 0.2 | F | 8 | 0 | 1 | D | 9 | 0 | C | 8
2000-10-01 | 18:00 | 52 | 876 | 6 | 2 | 8 | 28 | 2 | 15 | 5 | 2 | 8 | 8 | 2 | 8 | 11 | 2 | 15 | 7 | 2 | 8 | 8 | 2 | 19 | 4 | E | 9 | 3 | E | 9 | 21.1 | A | 7 | 3.9 | A | 7 | 32 | A | 7 | 832 | A | 7 | 160 | A | 7 | 3.1 | A | 7 | 16000 | B | 7 | 77777 | A | 7 | 1.3 | E | 8 | 0.06 | F | 8 | 0.2 | F | 8 | 0 | 1 | D | 9 | 0 | C | 8
2000-10-01 | 19:00 | 0 | 0 | 0 | 2 | 0 | 0 | 2 | 0 | 0 | 2 | 0 | 0 | 2 | 0 | 0 | 2 | 0 | 0 | 2 | 0 | 0 | 2 | 0 | 4 | E | 9 | 3 | E | 9 | 21.1 | A | 7 | 2.2 | A | 7 | 29 | A | 7 | 832 | A | 7 | 360 | A | 7 | 2.6 | A | 7 | 16000 | B | 7 | 77777 | A | 7 | 1.2 | E | 8 | 0.06 | F | 8 | 0.2 | F | 8 | 0 | 1 | D | 9 | 0 | C | 8
2000-10-01 | 20:00 | 0 | 0 | 0 | 2 | 0 | 0 | 2 | 0 | 0 | 2 | 0 | 0 | 2 | 0 | 0 | 2 | 0 | 0 | 2 | 0 | 0 | 2 | 0 | 5 | E | 9 | 4 | E | 9 | 22.2 | A | 7 | -1.1 | A | 7 | 21 | A | 7 | 833 | A | 7 | 260 | A | 7 | 4.6 | A | 7 | 16000 | B | 7 | 77777 | A | 7 | 1.2 | E | 8 | 0.06 | F | 8 | 0.2 | F | 8 | 0 | 1 | D | 9 | 0 | C | 8
2000-10-01 | 21:00 | 0 | 0 | 0 | 2 | 0 | 0 | 2 | 0 | 0 | 2 | 0 | 0 | 2 | 0 | 0 | 2 | 0 | 0 | 2 | 0 | 0 | 2 | 0 | 5 | E | 9 | 3 | A | 7 | 21.1 | A | 7 | -1.7 | A | 7 | 21 | A | 7 | 833 | A | 7 | 270 | A | 7 | 3.1 | A | 7 | 16000 | B | 7 | 77777 | A | 7 | 1.2 | E | 8 | 0.06 | F | 8 | 0.2 | F | 8 | 0 | 1 | D | 9 | 0 | C | 8
2000-10-01 | 22:00 | 0 | 0 | 0 | 2 | 0 | 0 | 2 | 0 | 0 | 2 | 0 | 0 | 2 | 0 | 0 | 2 | 0 | 0 | 2 | 0 | 0 | 2 | 0 | 10 | E | 9 | 5 | A | 7 | 20 | A | 7 | -2.2 | A | 7 | 22 | A | 7 | 832 | A | 7 | 190 | A | 7 | 2.6 | A | 7 | 16000 | B | 7 | 77777 | A | 7 | 1.2 | E | 8 | 0.06 | F | 8 | 0.2 | F | 8 | 0 | 1 | D | 9 | 0 | C | 8
2000-10-01 | 23:00 | 0 | 0 | 0 | 2 | 0 | 0 | 2 | 0 | 0 | 2 | 0 | 0 | 2 | 0 | 0 | 2 | 0 | 0 | 2 | 0 | 0 | 2 | 0 | 10 | E | 9 | 5 | A | 7 | 15 | A | 7 | 0 | A | 7 | 36 | A | 7 | 830 | A | 7 | 160 | A | 7 | 3.6 | A | 7 | 16000 | B | 7 | 77777 | A | 7 | 1.1 | E | 8 | 0.06 | F | 8 | 0.2 | F | 8 | 0 | 1 | D | 9 | 0 | C | 8
2000-10-01 | 24:00 | 0 | 0 | 0 | 2 | 0 | 0 | 2 | 0 | 0 | 2 | 0 | 0 | 2 | 0 | 0 | 2 | 0 | 0 | 2 | 0 | 0 | 2 | 0 | 1 | E | 9 | 0 | E | 9 | 15 | A | 7 | 2.2 | A | 7 | 42 | A | 7 | 831 | A | 7 | 40 | A | 7 | 9.3 | A | 7 | 16000 | B | 7 | 77777 | A | 7 | 1.1 | E | 8 | 0.06 | F | 8 | 0.2 | F | 8 | 0 | 1 | D | 9 | 0 | C | 8
2000-10-02 | 1:00 | 0 | 0 | 0 | 2 | 0 | 0 | 2 | 0 | 0 | 2 | 0 | 0 | 2 | 0 | 0 | 2 | 0 | 0 | 2 | 0 | 0 | 2 | 0 | 0 | E | 9 | 0 | E | 9 | 10 | A | 7 | 5.6 | A | 7 | 74 | A | 7 | 830 | A | 7 | 50 | A | 7 | 4.6 | A | 7 | 16000 | B | 7 | 77777 | A | 7 | 1.2 | E | 8 | 0.06 | F | 8 | 0.2 | F | 8 | 0 | 1 | D | 9 | 0 | C | 8
2000-10-02 | 2:00 | 0 | 0 | 0 | 2 | 0 | 0 | 2 | 0 | 0 | 2 | 0 | 0 | 2 | 0 | 0 | 2 | 0 | 0 | 2 | 0 | 0 | 2 | 0 | 0 | E | 9 | 0 | E | 9 | 9.4 | A | 7 | 5 | A | 7 | 74 | A | 7 | 830 | A | 7 | 280 | A | 7 | 1.5 | A | 7 | 16000 | B | 7 | 77777 | A | 7 | 1.2 | E | 8 | 0.06 | F | 8 | 0.2 | F | 8 | 0 | 1 | D | 9 | 0 | C | 8
2000-10-02 | 3:00 | 0 | 0 | 0 | 2 | 0 | 0 | 2 | 0 | 0 | 2 | 0 | 0 | 2 | 0 | 0 | 2 | 0 | 0 | 2 | 0 | 0 | 2 | 0 | 0 | E | 9 | 0 | E | 9 | 7.8 | A | 7 | 5 | A | 7 | 82 | A | 7 | 829 | A | 7 | 240 | A | 7 | 3.6 | A | 7 | 16000 | B | 7 | 77777 | A | 7 | 1.2 | E | 8 | 0.06 | F | 8 | 0.2 | F | 8 | 0 | 1 | D | 9 | 0 | C | 8
2000-10-02 | 4:00 | 0 | 0 | 0 | 2 | 0 | 0 | 2 | 0 | 0 | 2 | 0 | 0 | 2 | 0 | 0 | 2 | 0 | 0 | 2 | 0 | 0 | 2 | 0 | 0 | E | 9 | 0 | E | 9 | 8.3 | A | 7 | 5 | A | 7 | 80 | A | 7 | 830 | A | 7 | 250 | A | 7 | 2.1 | A | 7 | 16000 | B | 7 | 6706 | A | 7 | 1.2 | E | 8 | 0.06 | F | 8 | 0.2 | F | 8 | 0 | 1 | D | 9 | 0 | C | 8
2000-10-02 | 5:00 | 0 | 0 | 0 | 2 | 0 | 0 | 2 | 0 | 0 | 2 | 0 | 0 | 2 | 0 | 0 | 2 | 0 | 0 | 2 | 0 | 0 | 2 | 0 | 1 | E | 9 | 0 | E | 9 | 8.9 | A | 7 | 5.6 | A | 7 | 80 | A | 7 | 832 | A | 7 | 0 | A | 7 | 0 | A | 7 | 16000 | B | 7 | 77777 | A | 7 | 1.3 | E | 8 | 0.06 | F | 8 | 0.2 | F | 8 | 0 | 1 | D | 9 | 0 | C | 8
2000-10-02 | 6:00 | 0 | 57 | 0 | 2 | 8 | 0 | 2 | 15 | 0 | 2 | 8 | 0 | 2 | 8 | 0 | 2 | 15 | 0 | 2 | 8 | 0 | 2 | 19 | 3 | E | 9 | 3 | E | 9 | 5 | A | 7 | 3.9 | A | 7 | 93 | A | 7 | 829 | A | 7 | 150 | A | 7 | 2.6 | A | 7 | 16000 | B | 7 | 77777 | A | 7 | 1.3 | E | 8 | 0.06 | F | 8 | 0.2 | F | 8 | 0 | 1 | D | 9 | 0 | C | 8
2000-10-02 | 7:00 | 137 | 1365 | 0 | 2 | 8 | 0 | 2 | 15 | 0 | 2 | 8 | 0 | 2 | 8 | 0 | 2 | 15 | 0 | 2 | 8 | 0 | 2 | 19 | 4 | E | 9 | 4 | E | 9 | 10.6 | A | 7 | 6.7 | A | 7 | 77 | A | 7 | 832 | A | 7 | 80 | B | 8 | 2.1 | A | 7 | 16000 | B | 7 | 77777 | A | 7 | 1.3 | E | 8 | 0.06 | F | 8 | 0.2 | F | 8 | 0 | 1 | D | 9 | 0 | C | 8
2000-10-02 | 8:00 | 393 | 1365 | 286 | 2 | 8 | 793 | 2 | 15 | 57 | 2 | 8 | 292 | 2 | 8 | 697 | 2 | 15 | 91 | 2 | 8 | 108 | 2 | 19 | 5 | E | 9 | 4 | E | 9 | 12.8 | A | 7 | 6.7 | A | 7 | 66 | A | 7 | 832 | A | 7 | 0 | A | 7 | 0 | A | 7 | 16000 | B | 7 | 77777 | A | 7 | 1.3 | E | 8 | 0.06 | F | 8 | 0.2 | F | 8 | 0 | 1 | D | 9 | 0 | C | 8
2000-10-02 | 9:00 | 620 | 1365 | 440 | 2 | 8 | 711 | 2 | 15 | 116 | 2 | 8 | 457 | 2 | 8 | 688 | 2 | 15 | 144 | 2 | 8 | 234 | 2 | 19 | 5 | E | 9 | 4 | E | 9 | 15.6 | A | 7 | 6.7 | A | 7 | 55 | A | 7 | 834 | A | 7 | 30 | B | 8 | 2.1 | A | 7 | 16000 | B | 7 | 77777 | A | 7 | 1.4 | E | 8 | 0.06 | F | 8 | 0.2 | F | 8 | 0 | 1 | D | 9 | 0 | C | 8
2000-10-02 | 10:00 | 802 | 1365 | 628 | 2 | 8 | 913 | 2 | 15 | 90 | 2 | 8 | 652 | 2 | 8 | 900 | 2 | 15 | 122 | 2 | 8 | 188 | 2 | 19 | 6 | E | 9 | 4 | E | 9 | 18.3 | A | 7 | 7.8 | A | 7 | 50 | A | 7 | 835 | A | 7 | 70 | B | 8 | 2.6 | A | 7 | 16000 | B | 7 | 77777 | A | 7 | 1.4 | E | 8 | 0.06 | F | 8 | 0.2 | F | 8 | 0 | 1 | D | 9 | 0 | C | 8
2000-10-02 | 11:00 | 925 | 1365 | 714 | 2 | 8 | 906 | 2 | 15 | 98 | 2 | 8 | 740 | 2 | 8 | 901 | 2 | 15 | 128 | 2 | 8 | 229 | 2 | 19 | 6 | E | 9 | 5 | E | 9 | 20 | A | 7 | 6.7 | A | 7 | 42 | A | 7 | 831 | A | 7 | 100 | A | 7 | 2.1 | A | 7 | 16000 | B | 7 | 7315 | A | 7 | 1.4 | E | 8 | 0.06 | F | 8 | 0.2 | F | 8 | 0 | 1 | D | 9 | 0 | C | 8
2000-10-02 | 12:00 | 981 | 1365 | 751 | 2 | 8 | 890 | 2 | 15 | 110 | 2 | 8 | 776 | 2 | 8 | 887 | 2 | 15 | 137 | 2 | 8 | 260 | 2 | 19 | 6 | E | 9 | 5 | E | 9 | 22.8 | A | 7 | 6.1 | A | 7 | 34 | A | 7 | 836 | A | 7 | 30 | A | 7 | 3.6 | A | 7 | 16000 | B | 7 | 7315 | A | 7 | 1.5 | E | 8 | 0.06 | F | 8 | 0.2 | F | 8 | 0 | 1 | D | 9 | 0 | C | 8
2000-10-02 | 13:00 | 966 | 1365 | 734 | 2 | 8 | 832 | 2 | 15 | 144 | 2 | 8 | 762 | 2 | 8 | 831 | 2 | 15 | 173 | 2 | 8 | 371 | 2 | 19 | 8 | E | 9 | 6 | E | 9 | 25 | A | 7 | 6.1 | A | 7 | 30 | A | 7 | 836 | A | 7 | 50 | A | 7 | 3.1 | A | 7 | 16000 | B | 7 | 7315 | A | 7 | 1.6 | E | 8 | 0.06 | F | 8 | 0.2 | F | 8 | 0 | 1 | D | 9 | 0 | C | 8
2000-10-02 | 14:00 | 881 | 1365 | 624 | 2 | 8 | 738 | 2 | 15 | 146 | 2 | 8 | 661 | 2 | 8 | 748 | 2 | 15 | 177 | 2 | 8 | 373 | 2 | 19 | 7 | E | 9 | 5 | E | 9 | 26.7 | A | 7 | 5 | A | 7 | 25 | A | 7 | 837 | A | 7 | 70 | A | 7 | 4.1 | A | 7 | 16000 | B | 7 | 7315 | A | 7 | 1.7 | E | 8 | 0.06 | F | 8 | 0.2 | F | 8 | 0 | 1 | D | 9 | 0 | C | 8
2000-10-02 | 15:00 | 732 | 1365 | 536 | 2 | 8 | 821 | 2 | 15 | 94 | 2 | 8 | 561 | 2 | 8 | 810 | 2 | 15 | 125 | 2 | 8 | 205 | 2 | 19 | 6 | E | 9 | 4 | E | 9 | 27.2 | A | 7 | 3.3 | A | 7 | 21 | A | 7 | 837 | A | 7 | 90 | A | 7 | 4.1 | A | 7 | 16000 | B | 7 | 77777 | A | 7 | 1.8 | E | 8 | 0.06 | F | 8 | 0.2 | F | 8 | 0 | 1 | D | 9 | 0 | C | 8
2000-10-02 | 16:00 | 530 | 1365 | 389 | 2 | 8 | 823 | 2 | 15 | 68 | 2 | 8 | 404 | 2 | 8 | 777 | 2 | 15 | 101 | 2 | 8 | 138 | 2 | 19 | 5 | E | 9 | 4 | E | 9 | 26.7 | A | 7 | 1.7 | A | 7 | 20 | A | 7 | 836 | A | 7 | 100 | B | 8 | 1.5 | A | 7 | 16000 | B | 7 | 77777 | A | 7 | 1.9 | E | 8 | 0.06 | F | 8 | 0.2 | F | 8 | 0 | 1 | D | 9 | 0 | C | 8
2000-10-02 | 17:00 | 288 | 1365 | 174 | 2 | 8 | 663 | 2 | 15 | 34 | 2 | 8 | 184 | 2 | 8 | 547 | 2 | 15 | 68 | 2 | 8 | 75 | 2 | 19 | 6 | E | 9 | 5 | A | 7 | 24.4 | A | 7 | 5.6 | A | 7 | 30 | A | 7 | 829 | A | 7 | 110 | A | 7 | 2.6 | A | 7 | 16000 | B | 7 | 77777 | A | 7 | 2 | E | 8 | 0.06 | F | 8 | 0.2 | F | 8 | 0 | 1 | D | 9 | 0 | C | 8
2000-10-02 | 18:00 | 48 | 853 | 6 | 2 | 8 | 129 | 2 | 15 | 4 | 2 | 8 | 13 | 2 | 8 | 76 | 2 | 15 | 8 | 2 | 8 | 15 | 2 | 19 | 6 | E | 9 | 4 | E | 9 | 22.2 | A | 7 | 3.9 | A | 7 | 30 | A | 7 | 836 | A | 7 | 0 | A | 7 | 0 | A | 7 | 16000 | B | 7 | 77777 | A | 7 | 2.1 | E | 8 | 0.06 | F | 8 | 0.2 | F | 8 | 0 | 1 | D | 9 | 0 | C | 8
2000-10-02 | 19:00 | 0 | 0 | 0 | 2 | 0 | 0 | 2 | 0 | 0 | 2 | 0 | 0 | 2 | 0 | 0 | 2 | 0 | 0 | 2 | 0 | 0 | 2 | 0 | 4 | E | 9 | 4 | E | 9 | 17.8 | A | 7 | 8.9 | A | 7 | 56 | A | 7 | 834 | A | 7 | 290 | A | 7 | 2.6 | A | 7 | 16000 | B | 7 | 77777 | A | 7 | 2.2 | E | 8 | 0.06 | F | 8 | 0.2 | F | 8 | 0 | 1 | D | 9 | 0 | C | 8
2000-10-02 | 20:00 | 0 | 0 | 0 | 2 | 0 | 0 | 2 | 0 | 0 | 2 | 0 | 0 | 2 | 0 | 0 | 2 | 0 | 0 | 2 | 0 | 0 | 2 | 0 | 4 | E | 9 | 4 | E | 9 | 16.7 | A | 7 | 8.9 | A | 7 | 60 | A | 7 | 833 | A | 7 | 260 | A | 7 | 4.6 | A | 7 | 16000 | B | 7 | 77777 | A | 7 | 2.3 | E | 8 | 0.06 | F | 8 | 0.2 | F | 8 | 0 | 1 | D | 9 | 0 | C | 8
2000-10-02 | 21:00 | 0 | 0 | 0 | 2 | 0 | 0 | 2 | 0 | 0 | 2 | 0 | 0 | 2 | 0 | 0 | 2 | 0 | 0 | 2 | 0 | 0 | 2 | 0 | 6 | E | 9 | 5 | A | 7 | 15.6 | A | 7 | 8.9 | A | 7 | 64 | A | 7 | 833 | A | 7 | 260 | A | 7 | 4.1 | A | 7 | 16000 | B | 7 | 77777 | A | 7 | 2.4 | E | 8 | 0.06 | F | 8 | 0.2 | F | 8 | 0 | 1 | D | 9 | 0 | C | 8
2000-10-02 | 22:00 | 0 | 0 | 0 | 2 | 0 | 0 | 2 | 0 | 0 | 2 | 0 | 0 | 2 | 0 | 0 | 2 | 0 | 0 | 2 | 0 | 0 | 2 | 0 | 6 | E | 9 | 5 | A | 7 | 16.7 | A | 7 | 7.8 | A | 7 | 56 | A | 7 | 832 | A | 7 | 250 | A | 7 | 4.6 | A | 7 | 16000 | B | 7 | 77777 | A | 7 | 2.5 | E | 8 | 0.06 | F | 8 | 0.2 | F | 8 | 0 | 1 | D | 9 | 0 | C | 8
2000-10-02 | 23:00 | 0 | 0 | 0 | 2 | 0 | 0 | 2 | 0 | 0 | 2 | 0 | 0 | 2 | 0 | 0 | 2 | 0 | 0 | 2 | 0 | 0 | 2 | 0 | 2 | E | 9 | 2 | A | 7 | 14.4 | A | 7 | 8.3 | A | 7 | 67 | A | 7 | 830 | A | 7 | 0 | A | 7 | 0 | A | 7 | 16000 | B | 7 | 77777 | A | 7 | 2.6 | E | 8 | 0.06 | F | 8 | 0.2 | F | 8 | 0 | 1 | D | 9 | 0 | C | 8
2000-10-02 | 24:00 | 0 | 0 | 0 | 2 | 0 | 0 | 2 | 0 | 0 | 2 | 0 | 0 | 2 | 0 | 0 | 2 | 0 | 0 | 2 | 0 | 0 | 2 | 0 | 0 | E | 9 | 0 | E | 9 | 13.3 | A | 7 | 8.3 | A | 7 | 72 | A | 7 | 831 | A | 7 | 270 | A | 7 | 3.1 | A | 7 | 16000 | B | 7 | 77777 | A | 7 | 2.5 | E | 8 | 0.06 | F | 8 | 0.2 | F | 8 | 0 | 1 | D | 9 | 0 | C | 8
2000-10-03 | 1:00 | 0 | 0 | 0 | 2 | 0 | 0 | 2 | 0 | 0 | 2 | 0 | 0 | 2 | 0 | 0 | 2 | 0 | 0 | 2 | 0 | 0 | 2 | 0 | 0 | E | 9 | 0 | E | 9 | 12.2 | A | 7 | 7.8 | A | 7 | 74 | A | 7 | 830 | A | 7 | 240 | A | 7 | 3.6 | A | 7 | 16000 | B | 7 | 77777 | A | 7 | 2.4 | E | 8 | 0.06 | F | 8 | 0.2 | F | 8 | 0 | 1 | D | 9 | 0 | C | 8
2000-10-03 | 2:00 | 0 | 0 | 0 | 2 | 0 | 0 | 2 | 0 | 0 | 2 | 0 | 0 | 2 | 0 | 0 | 2 | 0 | 0 | 2 | 0 | 0 | 2 | 0 | 1 | E | 9 | 1 | E | 9 | 11.1 | A | 7 | 7.2 | A | 7 | 77 | A | 7 | 830 | A | 7 | 230 | A | 7 | 5.2 | A | 7 | 16000 | B | 7 | 77777 | A | 7 | 2.3 | E | 8 | 0.06 | F | 8 | 0.2 | F | 8 | 0 | 1 | D | 9 | 0 | C | 8
2000-10-03 | 3:00 | 0 | 0 | 0 | 2 | 0 | 0 | 2 | 0 | 0 | 2 | 0 | 0 | 2 | 0 | 0 | 2 | 0 | 0 | 2 | 0 | 0 | 2 | 0 | 1 | E | 9 | 1 | E | 9 | 12.8 | A | 7 | 6.7 | A | 7 | 66 | A | 7 | 830 | A | 7 | 220 | A | 7 | 5.7 | A | 7 | 16000 | B | 7 | 77777 | A | 7 | 2.2 | E | 8 | 0.06 | F | 8 | 0.2 | F | 8 | 0 | 1 | D | 9 | 0 | C | 8
2000-10-03 | 4:00 | 0 | 0 | 0 | 2 | 0 | 0 | 2 | 0 | 0 | 2 | 0 | 0 | 2 | 0 | 0 | 2 | 0 | 0 | 2 | 0 | 0 | 2 | 0 | 0 | E | 9 | 0 | E | 9 | 12.2 | A | 7 | 5.6 | A | 7 | 64 | A | 7 | 830 | A | 7 | 240 | A | 7 | 4.6 | A | 7 | 16000 | B | 7 | 77777 | A | 7 | 2.1 | E | 8 | 0.06 | F | 8 | 0.2 | F | 8 | 0 | 1 | D | 9 | 0 | C | 8
2000-10-03 | 5:00 | 0 | 0 | 0 | 2 | 0 | 0 | 2 | 0 | 0 | 2 | 0 | 0 | 2 | 0 | 0 | 2 | 0 | 0 | 2 | 0 | 0 | 2 | 0 | 0 | E | 9 | 0 | E | 9 | 11.7 | A | 7 | 5 | A | 7 | 63 | A | 7 | 830 | A | 7 | 210 | A | 7 | 5.7 | A | 7 | 16000 | B | 7 | 77777 | A | 7 | 2.1 | E | 8 | 0.06 | F | 8 | 0.2 | F | 8 | 0 | 1 | D | 9 | 0 | C | 8
2000-10-03 | 6:00 | 0 | 34 | 0 | 2 | 8 | 0 | 2 | 15 | 0 | 2 | 8 | 0 | 2 | 8 | 0 | 2 | 15 | 0 | 2 | 8 | 0 | 2 | 19 | 3 | E | 9 | 3 | E | 9 | 12.8 | A | 7 | 3.9 | A | 7 | 55 | A | 7 | 831 | A | 7 | 210 | A | 7 | 5.2 | A | 7 | 16000 | B | 7 | 77777 | A | 7 | 2 | E | 8 | 0.06 | F | 8 | 0.2 | F | 8 | 0 | 1 | D | 9 | 0 | C | 8
2000-10-03 | 7:00 | 133 | 1366 | 0 | 2 | 8 | 0 | 2 | 15 | 0 | 2 | 8 | 0 | 2 | 8 | 0 | 2 | 15 | 0 | 2 | 8 | 0 | 2 | 19 | 4 | E | 9 | 4 | E | 9 | 12.8 | A | 7 | 5 | A | 7 | 59 | A | 7 | 833 | A | 7 | 360 | A | 7 | 3.1 | A | 7 | 16000 | B | 7 | 77777 | A | 7 | 1.9 | E | 8 | 0.06 | F | 8 | 0.2 | F | 8 | 0 | 1 | D | 9 | 0 | C | 8
2000-10-03 | 8:00 | 388 | 1366 | 163 | 2 | 8 | 111 | 2 | 15 | 131 | 2 | 8 | 175 | 2 | 8 | 99 | 2 | 15 | 147 | 2 | 8 | 291 | 2 | 19 | 6 | E | 9 | 6 | E | 9 | 13.9 | A | 7 | 4.4 | A | 7 | 53 | A | 7 | 834 | A | 7 | 300 | A | 7 | 2.1 | A | 7 | 16000 | B | 7 | 3658 | A | 7 | 1.8 | E | 8 | 0.06 | F | 8 | 0.2 | F | 8 | 0 | 1 | D | 9 | 0 | C | 8
2000-10-03 | 9:00 | 615 | 1366 | 447 | 2 | 8 | 668 | 2 | 15 | 145 | 2 | 8 | 456 | 2 | 8 | 637 | 2 | 15 | 169 | 2 | 8 | 278 | 2 | 19 | 3 | E | 9 | 3 | E | 9 | 18.3 | A | 7 | 5.6 | A | 7 | 43 | A | 7 | 835 | A | 7 | 210 | B | 8 | 2.1 | A | 7 | 16000 | B | 7 | 77777 | A | 7 | 1.7 | E | 8 | 0.06 | F | 8 | 0.2 | F | 8 | 0 | 1 | D | 9 | 0 | C | 8
2000-10-03 | 10:00 | 797 | 1366 | 635 | 2 | 8 | 955 | 2 | 15 | 76 | 2 | 8 | 663 | 2 | 8 | 943 | 2 | 15 | 111 | 2 | 8 | 179 | 2 | 19 | 5 | E | 9 | 5 | A | 7 | 20.6 | A | 7 | 5.6 | A | 7 | 37 | A | 7 | 836 | A | 7 | 120 | A | 7 | 2.1 | A | 7 | 16000 | B | 7 | 77777 | A | 7 | 1.6 | E | 8 | 0.06 | F | 8 | 0.2 | F | 8 | 0 | 1 | D | 9 | 0 | C | 8
2000-10-03 | 11:00 | 919 | 1366 | 707 | 2 | 8 | 900 | 2 | 15 | 100 | 2 | 8 | 733 | 2 | 8 | 895 | 2 | 15 | 129 | 2 | 8 | 228 | 2 | 19 | 4 | E | 9 | 4 | E | 9 | 21.7 | A | 7 | 4.4 | A | 7 | 32 | A | 7 | 831 | A | 7 | 60 | A | 7 | 4.6 | A | 7 | 16000 | B | 7 | 77777 | A | 7 | 1.5 | E | 8 | 0.06 | F | 8 | 0.2 | F | 8 | 0 | 1 | D | 9 | 0 | C | 8
2000-10-03 | 12:00 | 975 | 1366 | 757 | 2 | 8 | 817 | 2 | 15 | 172 | 2 | 8 | 802 | 2 | 8 | 830 | 2 | 15 | 207 | 2 | 8 | 496 | 2 | 19 | 5 | E | 9 | 5 | E | 9 | 22.2 | A | 7 | 3.9 | A | 7 | 30 | A | 7 | 836 | A | 7 | 130 | A | 7 | 3.6 | A | 7 | 16000 | B | 7 | 6096 | A | 7 | 1.5 | E | 8 | 0.06 | F | 8 | 0.2 | F | 8 | 0 | 1 | D | 9 | 0 | C | 8
2000-10-03 | 13:00 | 960 | 1366 | 622 | 2 | 8 | 437 | 2 | 15 | 314 | 2 | 8 | 671 | 2 | 8 | 470 | 2 | 15 | 340 | 2 | 8 | 912 | 2 | 19 | 8 | E | 9 | 7 | E | 9 | 23.9 | A | 7 | 3.9 | A | 7 | 27 | A | 7 | 836 | A | 7 | 30 | A | 7 | 3.1 | A | 7 | 16000 | B | 7 | 6096 | A | 7 | 1.5 | E | 8 | 0.06 | F | 8 | 0.2 | F | 8 | 0 | 1 | D | 9 | 0 | C | 8
2000-10-03 | 14:00 | 875 | 1366 | 254 | 2 | 8 | 30 | 2 | 15 | 235 | 2 | 8 | 280 | 2 | 8 | 30 | 2 | 15 | 261 | 2 | 8 | 814 | 2 | 19 | 8 | E | 9 | 7 | E | 9 | 19.4 | A | 7 | 7.2 | A | 7 | 45 | A | 7 | 836 | A | 7 | 10 | A | 7 | 13.4 | A | 7 | 16000 | B | 7 | 3658 | A | 7 | 1.4 | E | 8 | 0.06 | F | 8 | 0.2 | F | 8 | 0 | 1 | D | 9 | 0 | C | 8
2000-10-03 | 15:00 | 726 | 1366 | 396 | 2 | 8 | 283 | 2 | 15 | 245 | 2 | 8 | 421 | 2 | 8 | 296 | 2 | 15 | 263 | 2 | 8 | 583 | 2 | 19 | 9 | E | 9 | 9 | E | 9 | 17.2 | A | 7 | 7.8 | A | 7 | 54 | A | 7 | 836 | A | 7 | 30 | A | 7 | 13.4 | A | 7 | 16000 | B | 7 | 3048 | A | 7 | 1.4 | E | 8 | 0.06 | F | 8 | 0.2 | F | 8 | 0 | 1 | D | 9 | 0 | C | 8
2000-10-03 | 16:00 | 523 | 1366 | 314 | 2 | 8 | 475 | 2 | 15 | 132 | 2 | 8 | 329 | 2 | 8 | 451 | 2 | 15 | 156 | 2 | 8 | 257 | 2 | 19 | 9 | E | 9 | 9 | E | 9 | 16.7 | A | 7 | 7.2 | A | 7 | 53 | A | 7 | 836 | A | 7 | 40 | A | 7 | 7.2 | A | 7 | 16000 | B | 7 | 3048 | A | 7 | 1.4 | E | 8 | 0.06 | F | 8 | 0.2 | F | 8 | 0 | 1 | D | 9 | 0 | C | 8
2000-10-03 | 17:00 | 281 | 1366 | 150 | 2 | 8 | 466 | 2 | 15 | 54 | 2 | 8 | 153 | 2 | 8 | 359 | 2 | 15 | 79 | 2 | 8 | 97 | 2 | 19 | 8 | E | 9 | 8 | A | 7 | 15 | A | 7 | 6.7 | A | 7 | 58 | A | 7 | 835 | A | 7 | 30 | A | 7 | 9.3 | A | 7 | 16000 | B | 7 | 3048 | A | 7 | 1.4 | E | 8 | 0.06 | F | 8 | 0.2 | F | 8 | 0 | 1 | D | 9 | 0 | C | 8
2000-10-03 | 18:00 | 44 | 808 | 4 | 2 | 8 | 66 | 2 | 15 | 3 | 2 | 8 | 8 | 2 | 8 | 36 | 2 | 15 | 6 | 2 | 8 | 8 | 2 | 19 | 6 | E | 9 | 6 | E | 9 | 12.8 | A | 7 | 6.7 | A | 7 | 66 | A | 7 | 837 | A | 7 | 70 | A | 7 | 4.1 | A | 7 | 16000 | B | 7 | 6096 | A | 7 | 1.3 | E | 8 | 0.06 | F | 8 | 0.2 | F | 8 | 0 | 1 | D | 9 | 0 | C | 8
2000-10-03 | 19:00 | 0 | 0 | 0 | 2 | 0 | 0 | 2 | 0 | 0 | 2 | 0 | 0 | 2 | 0 | 0 | 2 | 0 | 0 | 2 | 0 | 0 | 2 | 0 | 5 | E | 9 | 5 | E | 9 | 10.6 | A | 7 | 6.1 | A | 7 | 74 | A | 7 | 836 | A | 7 | 110 | A | 7 | 3.6 | A | 7 | 16000 | B | 7 | 6096 | A | 7 | 1.3 | E | 8 | 0.06 | F | 8 | 0.2 | F | 8 | 0 | 1 | D | 9 | 0 | C | 8
2000-10-03 | 20:00 | 0 | 0 | 0 | 2 | 0 | 0 | 2 | 0 | 0 | 2 | 0 | 0 | 2 | 0 | 0 | 2 | 0 | 0 | 2 | 0 | 0 | 2 | 0 | 5 | E | 9 | 5 | E | 9 | 10 | A | 7 | 6.1 | A | 7 | 77 | A | 7 | 836 | A | 7 | 160 | A | 7 | 4.6 | A | 7 | 16000 | B | 7 | 6096 | A | 7 | 1.3 | E | 8 | 0.06 | F | 8 | 0.2 | F | 8 | 0 | 1 | D | 9 | 0 | C | 8
2000-10-03 | 21:00 | 0 | 0 | 0 | 2 | 0 | 0 | 2 | 0 | 0 | 2 | 0 | 0 | 2 | 0 | 0 | 2 | 0 | 0 | 2 | 0 | 0 | 2 | 0 | 9 | E | 9 | 9 | A | 7 | 10 | A | 7 | 6.1 | A | 7 | 77 | A | 7 | 835 | A | 7 | 170 | A | 7 | 4.6 | A | 7 | 16000 | B | 7 | 6096 | A | 7 | 1.2 | E | 8 | 0.06 | F | 8 | 0.2 | F | 8 | 0 | 1 | D | 9 | 0 | C | 8
2000-10-03 | 22:00 | 0 | 0 | 0 | 2 | 0 | 0 | 2 | 0 | 0 | 2 | 0 | 0 | 2 | 0 | 0 | 2 | 0 | 0 | 2 | 0 | 0 | 2 | 0 | 9 | E | 9 | 9 | A | 7 | 10.6 | A | 7 | 6.1 | A | 7 | 74 | A | 7 | 835 | A | 7 | 170 | A | 7 | 6.7 | A | 7 | 16000 | B | 7 | 6096 | A | 7 | 1.2 | E | 8 | 0.06 | F | 8 | 0.2 | F | 8 | 0 | 1 | D | 9 | 0 | C | 8
2000-10-03 | 23:00 | 0 | 0 | 0 | 2 | 0 | 0 | 2 | 0 | 0 | 2 | 0 | 0 | 2 | 0 | 0 | 2 | 0 | 0 | 2 | 0 | 0 | 2 | 0 | 8 | E | 9 | 8 | A | 7 | 11.1 | A | 7 | 5.6 | A | 7 | 69 | A | 7 | 835 | A | 7 | 150 | A | 7 | 5.7 | A | 7 | 16000 | B | 7 | 6096 | A | 7 | 1.2 | E | 8 | 0.06 | F | 8 | 0.2 | F | 8 | 0 | 1 | D | 9 | 0 | C | 8
2000-10-03 | 24:00 | 0 | 0 | 0 | 2 | 0 | 0 | 2 | 0 | 0 | 2 | 0 | 0 | 2 | 0 | 0 | 2 | 0 | 0 | 2 | 0 | 0 | 2 | 0 | 8 | E | 9 | 8 | E | 9 | 11.7 | A | 7 | 4.4 | A | 7 | 61 | A | 7 | 834 | A | 7 | 130 | A | 7 | 5.7 | A | 7 | 16000 | B | 7 | 2743 | A | 7 | 1.2 | E | 8 | 0.06 | F | 8 | 0.2 | F | 8 | 0 | 1 | D | 9 | 0 | C | 8
2000-10-04 | 1:00 | 0 | 0 | 0 | 2 | 0 | 0 | 2 | 0 | 0 | 2 | 0 | 0 | 2 | 0 | 0 | 2 | 0 | 0 | 2 | 0 | 0 | 2 | 0 | 9 | E | 9 | 8 | E | 9 | 11.7 | A | 7 | 5 | A | 7 | 63 | A | 7 | 833 | A | 7 | 150 | A | 7 | 5.2 | A | 7 | 16000 | B | 7 | 3048 | A | 7 | 1.2 | E | 8 | 0.061 | F | 8 | 0.2 | F | 8 | 0 | 1 | D | 9 | 0 | C | 8
2000-10-04 | 2:00 | 0 | 0 | 0 | 2 | 0 | 0 | 2 | 0 | 0 | 2 | 0 | 0 | 2 | 0 | 0 | 2 | 0 | 0 | 2 | 0 | 0 | 2 | 0 | 9 | E | 9 | 8 | E | 9 | 10.6 | A | 7 | 5.6 | A | 7 | 71 | A | 7 | 833 | A | 7 | 150 | A | 7 | 5.2 | A | 7 | 16000 | B | 7 | 3048 | A | 7 | 1.2 | E | 8 | 0.061 | F | 8 | 0.2 | F | 8 | 0 | 1 | D | 9 | 0 | C | 8
2000-10-04 | 3:00 | 0 | 0 | 0 | 2 | 0 | 0 | 2 | 0 | 0 | 2 | 0 | 0 | 2 | 0 | 0 | 2 | 0 | 0 | 2 | 0 | 0 | 2 | 0 | 9 | E | 9 | 8 | E | 9 | 10.6 | A | 7 | 6.7 | A | 7 | 77 | A | 7 | 833 | A | 7 | 220 | A | 7 | 4.1 | A | 7 | 16000 | B | 7 | 3048 | A | 7 | 1.2 | E | 8 | 0.061 | F | 8 | 0.2 | F | 8 | 0 | 1 | D | 9 | 0 | C | 8
2000-10-04 | 4:00 | 0 | 0 | 0 | 2 | 0 | 0 | 2 | 0 | 0 | 2 | 0 | 0 | 2 | 0 | 0 | 2 | 0 | 0 | 2 | 0 | 0 | 2 | 0 | 9 | E | 9 | 9 | E | 9 | 8.9 | A | 7 | 5.6 | A | 7 | 80 | A | 7 | 832 | A | 7 | 280 | A | 7 | 3.6 | A | 7 | 16000 | B | 7 | 3048 | A | 7 | 1.2 | E | 8 | 0.061 | F | 8 | 0.2 | F | 8 | 0 | 1 | D | 9 | 0 | C | 8
2000-10-04 | 5:00 | 0 | 0 | 0 | 2 | 0 | 0 | 2 | 0 | 0 | 2 | 0 | 0 | 2 | 0 | 0 | 2 | 0 | 0 | 2 | 0 | 0 | 2 | 0 | 10 | E | 9 | 10 | E | 9 | 7.2 | A | 7 | 6.1 | A | 7 | 93 | A | 7 | 832 | A | 7 | 250 | A | 7 | 5.2 | A | 7 | 12800 | B | 7 | 30 | A | 7 | 1.3 | E | 8 | 0.061 | F | 8 | 0.2 | F | 8 | 0 | 1 | D | 9 | 10 | C | 8
2000-10-04 | 6:00 | 0 | 11 | 0 | 2 | 0 | 0 | 2 | 0 | 0 | 2 | 0 | 0 | 2 | 1 | 0 | 2 | 2 | 0 | 2 | 2 | 0 | 2 | 1 | 10 | E | 9 | 10 | E | 9 | 7 | A | 7 | 7 | A | 7 | 100 | A | 7 | 832 | A | 7 | 280 | A | 7 | 4.1 | A | 7 | 4800 | B | 7 | 60 | A | 7 | 1.3 | E | 8 | 0.061 | F | 8 | 0.2 | F | 8 | 0 | 1 | D | 9 | 10 | C | 8
2000-10-04 | 7:00 | 128 | 1367 | 0 | 2 | 8 | 0 | 2 | 15 | 0 | 2 | 8 | 0 | 2 | 8 | 0 | 2 | 15 | 0 | 2 | 8 | 0 | 2 | 19 | 10 | E | 9 | 10 | E | 9 | 7.8 | A | 7 | 7.2 | A | 7 | 96 | A | 7 | 833 | A | 7 | 280 | A | 7 | 5.2 | A | 7 | 5600 | B | 7 | 61 | A | 7 | 1.3 | E | 8 | 0.061 | F | 8 | 0.2 | F | 8 | 0 | 1 | D | 9 | 10 | C | 8
2000-10-04 | 8:00 | 383 | 1367 | 86 | 2 | 8 | 0 | 2 | 15 | 86 | 2 | 8 | 98 | 2 | 8 | 0 | 2 | 15 | 98 | 2 | 8 | 324 | 2 | 19 | 10 | E | 9 | 10 | E | 9 | 8.3 | A | 7 | 7.8 | A | 7 | 97 | A | 7 | 833 | A | 7 | 280 | A | 7 | 4.1 | A | 7 | 4000 | B | 7 | 61 | A | 7 | 1.3 | E | 8 | 0.061 | F | 8 | 0.2 | F | 8 | 0 | 1 | D | 9 | 10 | C | 8
2000-10-04 | 9:00 | 610 | 1367 | 156 | 2 | 8 | 0 | 2 | 15 | 156 | 2 | 8 | 178 | 2 | 8 | 0 | 2 | 15 | 178 | 2 | 8 | 627 | 2 | 19 | 10 | E | 9 | 10 | E | 9 | 9.4 | A | 7 | 7.8 | A | 7 | 90 | A | 7 | 834 | A | 7 | 270 | A | 7 | 4.1 | A | 7 | 3200 | B | 7 | 183 | A | 7 | 1.3 | E | 8 | 0.061 | F | 8 | 0.2 | F | 8 | 0 | 1 | D | 9 | 5 | C | 8
2000-10-04 | 10:00 | 791 | 1367 | 212 | 2 | 8 | 6 | 2 | 15 | 208 | 2 | 8 | 244 | 2 | 8 | 5 | 2 | 15 | 242 | 2 | 8 | 889 | 2 | 19 | 10 | E | 9 | 10 | E | 9 | 11.1 | A | 7 | 8.3 | A | 7 | 83 | A | 7 | 834 | A | 7 | 280 | A | 7 | 4.6 | A | 7 | 9600 | B | 7 | 244 | A | 7 | 1.3 | E | 8 | 0.061 | F | 8 | 0.2 | F | 8 | 0 | 1 | D | 9 | 5 | C | 8
2000-10-04 | 11:00 | 914 | 1367 | 565 | 2 | 8 | 387 | 2 | 15 | 306 | 2 | 8 | 608 | 2 | 8 | 415 | 2 | 15 | 329 | 2 | 8 | 847 | 2 | 19 | 8 | E | 9 | 8 | E | 9 | 12.2 | A | 7 | 8.3 | A | 7 | 77 | A | 7 | 832 | A | 7 | 330 | A | 7 | 3.6 | A | 7 | 11200 | B | 7 | 6096 | A | 7 | 1.3 | E | 8 | 0.061 | F | 8 | 0.2 | F | 8 | 0 | 1 | D | 9 | 5 | C | 8
2000-10-04 | 12:00 | 969 | 1367 | 636 | 2 | 8 | 481 | 2 | 15 | 294 | 2 | 8 | 667 | 2 | 8 | 498 | 2 | 15 | 313 | 2 | 8 | 854 | 2 | 19 | 8 | B | 8 | 7 | B | 8 | 13.3 | A | 7 | 8.3 | A | 7 | 72 | A | 7 | 833 | A | 7 | 350 | A | 7 | 3.1 | A | 7 | 12800 | B | 7 | 6096 | A | 7 | 1.4 | E | 8 | 0.061 | F | 8 | 0.2 | F | 8 | 0 | 1 | D | 9 | 0 | C | 8
2000-10-04 | 13:00 | 954 | 1367 | 343 | 2 | 8 | 60 | 2 | 15 | 301 | 2 | 8 | 378 | 2 | 8 | 61 | 2 | 15 | 335 | 2 | 8 | 1071 | 2 | 19 | 8 | E | 9 | 7 | E | 9 | 15.6 | A | 7 | 8.3 | A | 7 | 62 | A | 7 | 833 | A | 7 | 320 | B | 8 | 2.1 | A | 7 | 12800 | B | 7 | 6096 | A | 7 | 1.4 | E | 8 | 0.061 | F | 8 | 0.2 | F | 8 | 0 | 1 | D | 9 | 0 | C | 8
2000-10-04 | 14:00 | 868 | 1367 | 340 | 2 | 8 | 48 | 2 | 15 | 310 | 2 | 8 | 374 | 2 | 8 | 49 | 2 | 15 | 343 | 2 | 8 | 1010 | 2 | 19 | 9 | E | 9 | 7 | E | 9 | 16.1 | A | 7 | 8.9 | A | 7 | 62 | A | 7 | 833 | A | 7 | 290 | B | 8 | 1.5 | A | 7 | 12800 | B | 7 | 6096 | A | 7 | 1.5 | E | 8 | 0.061 | F | 8 | 0.2 | F | 8 | 0 | 1 | D | 9 | 0 | C | 8
2000-10-04 | 15:00 | 719 | 1367 | 323 | 2 | 8 | 124 | 2 | 15 | 258 | 2 | 8 | 350 | 2 | 8 | 128 | 2 | 15 | 283 | 2 | 8 | 655 | 2 | 19 | 9 | E | 9 | 7 | E | 9 | 16.7 | A | 7 | 8.9 | A | 7 | 60 | A | 7 | 833 | A | 7 | 250 | B | 8 | 1.5 | A | 7 | 12800 | B | 7 | 6096 | A | 7 | 1.5 | E | 8 | 0.061 | F | 8 | 0.2 | F | 8 | 0 | 1 | D | 9 | 0 | C | 8
2000-10-04 | 16:00 | 516 | 1367 | 167 | 2 | 8 | 35 | 2 | 15 | 154 | 2 | 8 | 183 | 2 | 8 | 33 | 2 | 15 | 171 | 2 | 8 | 424 | 2 | 19 | 9 | E | 9 | 8 | E | 9 | 16.1 | A | 7 | 8.9 | A | 7 | 62 | A | 7 | 833 | A | 7 | 220 | A | 7 | 2.1 | A | 7 | 12800 | B | 7 | 3353 | A | 7 | 1.6 | E | 8 | 0.061 | F | 8 | 0.2 | F | 8 | 0 | 1 | D | 9 | 0 | C | 8
2000-10-04 | 17:00 | 273 | 1367 | 26 | 2 | 8 | 0 | 2 | 15 | 26 | 2 | 8 | 31 | 2 | 8 | 0 | 2 | 15 | 31 | 2 | 8 | 108 | 2 | 19 | 7 | E | 9 | 7 | A | 7 | 15.6 | A | 7 | 8.9 | A | 7 | 64 | A | 7 | 829 | A | 7 | 190 | A | 7 | 5.2 | A | 7 | 12800 | B | 7 | 3048 | A | 7 | 1.6 | E | 8 | 0.061 | F | 8 | 0.2 | F | 8 | 0 | 1 | D | 9 | 0 | C | 8
2000-10-04 | 18:00 | 40 | 786 | 1 | 2 | 8 | 0 | 2 | 15 | 1 | 2 | 8 | 1 | 2 | 8 | 0 | 2 | 15 | 1 | 2 | 8 | 4 | 2 | 19 | 8 | E | 9 | 5 | E | 9 | 15 | A | 7 | 8.3 | A | 7 | 64 | A | 7 | 833 | A | 7 | 200 | B | 8 | 2.1 | A | 7 | 16000 | B | 7 | 3658 | A | 7 | 1.7 | E | 8 | 0.061 | F | 8 | 0.2 | F | 8 | 0 | 1 | D | 9 | 0 | C | 8
2000-10-04 | 19:00 | 0 | 0 | 0 | 2 | 0 | 0 | 2 | 0 | 0 | 2 | 0 | 0 | 2 | 0 | 0 | 2 | 0 | 0 | 2 | 0 | 0 | 2 | 0 | 10 | E | 9 | 10 | E | 9 | 15.6 | A | 7 | 7.2 | A | 7 | 57 | A | 7 | 833 | A | 7 | 200 | A | 7 | 4.1 | A | 7 | 16000 | B | 7 | 2896 | A | 7 | 1.7 | E | 8 | 0.061 | F | 8 | 0.2 | F | 8 | 0 | 1 | D | 9 | 0 | C | 8
2000-10-04 | 20:00 | 0 | 0 | 0 | 2 | 0 | 0 | 2 | 0 | 0 | 2 | 0 | 0 | 2 | 0 | 0 | 2 | 0 | 0 | 2 | 0 | 0 | 2 | 0 | 9 | E | 9 | 7 | E | 9 | 16.7 | A | 7 | 2.8 | A | 7 | 39 | A | 7 | 833 | A | 7 | 220 | B | 8 | 2.6 | A | 7 | 16000 | B | 7 | 6096 | A | 7 | 1.8 | E | 8 | 0.061 | F | 8 | 0.2 | F | 8 | 0 | 1 | D | 9 | 18 | C | 8
2000-10-04 | 21:00 | 0 | 0 | 0 | 2 | 0 | 0 | 2 | 0 | 0 | 2 | 0 | 0 | 2 | 0 | 0 | 2 | 0 | 0 | 2 | 0 | 0 | 2 | 0 | 10 | E | 9 | 10 | A | 7 | 13.9 | A | 7 | 3.3 | A | 7 | 49 | A | 7 | 832 | A | 7 | 230 | A | 7 | 2.1 | A | 7 | 16000 | B | 7 | 6096 | A | 7 | 1.8 | E | 8 | 0.061 | F | 8 | 0.2 | F | 8 | 0 | 1 | D | 9 | 0 | C | 8
2000-10-04 | 22:00 | 0 | 0 | 0 | 2 | 0 | 0 | 2 | 0 | 0 | 2 | 0 | 0 | 2 | 0 | 0 | 2 | 0 | 0 | 2 | 0 | 0 | 2 | 0 | 10 | E | 9 | 10 | A | 7 | 13.3 | A | 7 | 5 | A | 7 | 57 | A | 7 | 832 | A | 7 | 270 | A | 7 | 3.1 | A | 7 | 16000 | B | 7 | 6096 | A | 7 | 1.9 | E | 8 | 0.061 | F | 8 | 0.2 | F | 8 | 0 | 1 | D | 9 | 0 | C | 8
2000-10-04 | 23:00 | 0 | 0 | 0 | 2 | 0 | 0 | 2 | 0 | 0 | 2 | 0 | 0 | 2 | 0 | 0 | 2 | 0 | 0 | 2 | 0 | 0 | 2 | 0 | 10 | E | 9 | 10 | A | 7 | 11.1 | A | 7 | 9.2 | A | 7 | 88 | A | 7 | 830 | A | 7 | 30 | A | 7 | 1.5 | A | 7 | 8000 | B | 7 | 3353 | A | 7 | 1.9 | E | 8 | 0.061 | F | 8 | 0.2 | F | 8 | 0 | 1 | D | 9 | 10 | C | 8
2000-10-04 | 24:00 | 0 | 0 | 0 | 2 | 0 | 0 | 2 | 0 | 0 | 2 | 0 | 0 | 2 | 0 | 0 | 2 | 0 | 0 | 2 | 0 | 0 | 2 | 0 | 10 | E | 9 | 10 | E | 9 | 9.4 | A | 7 | 8.9 | A | 7 | 97 | A | 7 | 832 | A | 7 | 10 | A | 7 | 7.7 | A | 7 | 400 | B | 7 | 30 | A | 7 | 1.9 | E | 8 | 0.061 | F | 8 | 0.2 | F | 8 | 0 | 1 | D | 9 | 10 | C | 8
2000-10-05 | 1:00 | 0 | 0 | 0 | 2 | 0 | 0 | 2 | 0 | 0 | 2 | 0 | 0 | 2 | 0 | 0 | 2 | 0 | 0 | 2 | 0 | 0 | 2 | 0 | 10 | E | 9 | 10 | E | 9 | 8.9 | A | 7 | 8.9 | A | 7 | 100 | A | 7 | 833 | A | 7 | 20 | A | 7 | 7.2 | A | 7 | 3600 | B | 7 | 30 | A | 7 | 1.9 | E | 8 | 0.061 | F | 8 | 0.2 | F | 8 | 0 | 1 | D | 9 | 10 | C | 8
2000-10-05 | 2:00 | 0 | 0 | 0 | 2 | 0 | 0 | 2 | 0 | 0 | 2 | 0 | 0 | 2 | 0 | 0 | 2 | 0 | 0 | 2 | 0 | 0 | 2 | 0 | 10 | E | 9 | 10 | E | 9 | 8 | A | 7 | 8 | A | 7 | 100 | A | 7 | 833 | A | 7 | 10 | A | 7 | 6.7 | A | 7 | 8900 | B | 7 | 150 | A | 7 | 1.9 | E | 8 | 0.061 | F | 8 | 0.2 | F | 8 | 0 | 1 | D | 9 | 10 | C | 8
2000-10-05 | 3:00 | 0 | 0 | 0 | 2 | 0 | 0 | 2 | 0 | 0 | 2 | 0 | 0 | 2 | 0 | 0 | 2 | 0 | 0 | 2 | 0 | 0 | 2 | 0 | 10 | E | 9 | 10 | E | 9 | 7.8 | A | 7 | 7.2 | A | 7 | 96 | A | 7 | 834 | A | 7 | 20 | A | 7 | 6.2 | A | 7 | 2400 | B | 7 | 183 | A | 7 | 2 | E | 8 | 0.061 | F | 8 | 0.2 | F | 8 | 0 | 1 | D | 9 | 10 | C | 8
2000-10-05 | 4:00 | 0 | 0 | 0 | 2 | 0 | 0 | 2 | 0 | 0 | 2 | 0 | 0 | 2 | 0 | 0 | 2 | 0 | 0 | 2 | 0 | 0 | 2 | 0 | 10 | E | 9 | 10 | E | 9 | 6.7 | A | 7 | 6.1 | A | 7 | 96 | A | 7 | 834 | A | 7 | 30 | A | 7 | 6.7 | A | 7 | 2400 | B | 7 | 91 | A | 7 | 2 | E | 8 | 0.061 | F | 8 | 0.2 | F | 8 | 0 | 1 | D | 9 | 51 | C | 8
2000-10-05 | 5:00 | 0 | 0 | 0 | 2 | 0 | 0 | 2 | 0 | 0 | 2 | 0 | 0 | 2 | 0 | 0 | 2 | 0 | 0 | 2 | 0 | 0 | 2 | 0 | 10 | E | 9 | 10 | E | 9 | 6.7 | A | 7 | 5.6 | A | 7 | 93 | A | 7 | 836 | A | 7 | 30 | A | 7 | 7.2 | A | 7 | 11200 | B | 7 | 152 | A | 7 | 2 | E | 8 | 0.061 | F | 8 | 0.2 | F | 8 | 0 | 1 | D | 9 | 0 | C | 8
2000-10-05 | 6:00 | 0 | 0 | 0 | 2 | 0 | 0 | 2 | 0 | 0 | 2 | 0 | 0 | 2 | 0 | 0 | 2 | 0 | 0 | 2 | 0 | 0 | 2 | 0 | 8 | E | 9 | 8 | E | 9 | 6.7 | A | 7 | 5 | A | 7 | 89 | A | 7 | 835 | A | 7 | 50 | A | 7 | 4.6 | A | 7 | 11200 | B | 7 | 213 | A | 7 | 2 | E | 8 | 0.061 | F | 8 | 0.2 | F | 8 | 0 | 1 | D | 9 | 0 | C | 8
2000-10-05 | 7:00 | 124 | 1356 | 0 | 2 | 8 | 0 | 2 | 15 | 0 | 2 | 8 | 0 | 2 | 8 | 0 | 2 | 15 | 0 | 2 | 8 | 0 | 2 | 19 | 10 | E | 9 | 10 | E | 9 | 6.7 | A | 7 | 5 | A | 7 | 89 | A | 7 | 836 | A | 7 | 60 | A | 7 | 4.6 | A | 7 | 11200 | B | 7 | 244 | A | 7 | 2 | E | 8 | 0.061 | F | 8 | 0.2 | F | 8 | 0 | 1 | D | 9 | 10 | C | 8
2000-10-05 | 8:00 | 379 | 1368 | 47 | 2 | 8 | 0 | 2 | 15 | 47 | 2 | 8 | 56 | 2 | 8 | 0 | 2 | 15 | 56 | 2 | 8 | 198 | 2 | 19 | 10 | E | 9 | 10 | E | 9 | 5 | A | 7 | 4.4 | A | 7 | 96 | A | 7 | 836 | A | 7 | 30 | A | 7 | 5.2 | A | 7 | 5200 | B | 7 | 91 | A | 7 | 2 | E | 8 | 0.061 | F | 8 | 0.2 | F | 8 | 0 | 1 | D | 9 | 10 | C | 8
2000-10-05 | 9:00 | 606 | 1368 | 81 | 2 | 8 | 0 | 2 | 15 | 81 | 2 | 8 | 97 | 2 | 8 | 0 | 2 | 15 | 97 | 2 | 8 | 370 | 2 | 19 | 10 | E | 9 | 10 | E | 9 | 5 | A | 7 | 4.4 | A | 7 | 96 | A | 7 | 837 | A | 7 | 60 | A | 7 | 5.2 | A | 7 | 1200 | B | 7 | 91 | A | 7 | 2 | E | 8 | 0.061 | F | 8 | 0.2 | F | 8 | 3 | 1 | D | 9 | 10 | C | 8
2000-10-05 | 10:00 | 786 | 1368 | 109 | 2 | 8 | 0 | 2 | 15 | 109 | 2 | 8 | 132 | 2 | 8 | 0 | 2 | 15 | 132 | 2 | 8 | 527 | 2 | 19 | 10 | E | 9 | 10 | E | 9 | 4.4 | A | 7 | 4.4 | A | 7 | 100 | A | 7 | 837 | A | 7 | 40 | A | 7 | 5.7 | A | 7 | 1200 | B | 7 | 152 | A | 7 | 2 | E | 8 | 0.061 | F | 8 | 0.2 | F | 8 | 0 | 1 | D | 9 | 10 | C | 8
2000-10-05 | 11:00 | 908 | 1368 | 130 | 2 | 8 | 0 | 2 | 15 | 130 | 2 | 8 | 159 | 2 | 8 | 0 | 2 | 15 | 159 | 2 | 8 | 648 | 2 | 19 | 10 | E | 9 | 10 | E | 9 | 5 | A | 7 | 4.4 | A | 7 | 96 | A | 7 | 838 | A | 7 | 40 | A | 7 | 5.7 | A | 7 | 1200 | B | 7 | 152 | A | 7 | 2 | E | 8 | 0.061 | F | 8 | 0.2 | F | 8 | 0 | 1 | D | 9 | 45 | C | 8
2000-10-05 | 12:00 | 963 | 1368 | 133 | 2 | 8 | 0 | 2 | 15 | 133 | 2 | 8 | 163 | 2 | 8 | 0 | 2 | 15 | 163 | 2 | 8 | 674 | 2 | 19 | 10 | E | 9 | 10 | E | 9 | 4.4 | A | 7 | 3.9 | A | 7 | 97 | A | 7 | 837 | A | 7 | 30 | A | 7 | 6.2 | A | 7 | 1200 | B | 7 | 152 | A | 7 | 1.9 | E | 8 | 0.061 | F | 8 | 0.2 | F | 8 | 0 | 1 | D | 9 | 10 | C | 8
2000-10-05 | 13:00 | 948 | 1368 | 166 | 2 | 8 | 0 | 2 | 15 | 166 | 2 | 8 | 200 | 2 | 8 | 0 | 2 | 15 | 200 | 2 | 8 | 810 | 2 | 19 | 10 | E | 9 | 10 | E | 9 | 3.9 | A | 7 | 3.3 | A | 7 | 96 | A | 7 | 837 | A | 7 | 50 | A | 7 | 6.7 | A | 7 | 1200 | B | 7 | 152 | A | 7 | 1.9 | E | 8 | 0.061 | F | 8 | 0.2 | F | 8 | 0 | 1 | D | 9 | 10 | C | 8
2000-10-05 | 14:00 | 862 | 1368 | 231 | 2 | 8 | 12 | 2 | 15 | 223 | 2 | 8 | 268 | 2 | 8 | 10 | 2 | 15 | 262 | 2 | 8 | 980 | 2 | 19 | 10 | E | 9 | 10 | E | 9 | 2.8 | A | 7 | 2.2 | A | 7 | 96 | A | 7 | 837 | A | 7 | 60 | A | 7 | 6.7 | A | 7 | 1200 | B | 7 | 152 | A | 7 | 1.8 | E | 8 | 0.061 | F | 8 | 0.2 | F | 8 | 0 | 1 | D | 9 | 51 | C | 8
2000-10-05 | 15:00 | 712 | 1368 | 189 | 2 | 8 | 6 | 2 | 15 | 186 | 2 | 8 | 217 | 2 | 8 | 5 | 2 | 15 | 215 | 2 | 8 | 774 | 2 | 19 | 10 | E | 9 | 10 | E | 9 | 2.2 | A | 7 | 1.7 | A | 7 | 96 | A | 7 | 838 | A | 7 | 70 | A | 7 | 6.7 | A | 7 | 3200 | B | 7 | 213 | A | 7 | 1.7 | E | 8 | 0.061 | F | 8 | 0.2 | F | 8 | 0 | 1 | D | 9 | 10 | C | 8
2000-10-05 | 16:00 | 509 | 1368 | 130 | 2 | 8 | 6 | 2 | 15 | 128 | 2 | 8 | 148 | 2 | 8 | 4 | 2 | 15 | 146 | 2 | 8 | 494 | 2 | 19 | 10 | E | 9 | 10 | E | 9 | 1.7 | A | 7 | 1.1 | A | 7 | 96 | A | 7 | 838 | A | 7 | 60 | A | 7 | 6.2 | A | 7 | 3200 | B | 7 | 152 | A | 7 | 1.7 | E | 8 | 0.061 | F | 8 | 0.2 | F | 8 | 0 | 1 | D | 9 | 10 | C | 8
2000-10-05 | 17:00 | 266 | 1368 | 56 | 2 | 8 | 0 | 2 | 15 | 56 | 2 | 8 | 64 | 2 | 8 | 0 | 2 | 15 | 64 | 2 | 8 | 203 | 2 | 19 | 10 | E | 9 | 10 | A | 7 | 0.6 | A | 7 | 0.6 | A | 7 | 100 | A | 7 | 840 | A | 7 | 60 | A | 7 | 5.2 | A | 7 | 2800 | B | 7 | 152 | A | 7 | 1.6 | E | 8 | 0.061 | F | 8 | 0.2 | F | 8 | 0 | 1 | D | 9 | 45 | C | 8
2000-10-05 | 18:00 | 36 | 741 | 1 | 2 | 8 | 0 | 2 | 15 | 1 | 2 | 8 | 1 | 2 | 8 | 0 | 2 | 15 | 1 | 2 | 8 | 4 | 2 | 19 | 10 | E | 9 | 10 | E | 9 | 0 | A | 7 | 0 | A | 7 | 100 | A | 7 | 839 | A | 7 | 60 | A | 7 | 3.1 | A | 7 | 3200 | B | 7 | 396 | A | 7 | 1.5 | E | 8 | 0.061 | F | 8 | 0.2 | F | 8 | 0 | 1 | D | 9 | 51 | C | 8
2000-10-05 | 19:00 | 0 | 0 | 0 | 2 | 0 | 0 | 2 | 0 | 0 | 2 | 0 | 0 | 2 | 0 | 0 | 2 | 0 | 0 | 2 | 0 | 0 | 2 | 0 | 10 | E | 9 | 10 | E | 9 | -0.6 | A | 7 | -0.6 | A | 7 | 100 | A | 7 | 839 | A | 7 | 70 | A | 7 | 3.1 | A | 7 | 3200 | B | 7 | 122 | A | 7 | 1.4 | E | 8 | 0.061 | F | 8 | 0.2 | F | 8 | 0 | 1 | D | 9 | 56 | C | 8
2000-10-05 | 20:00 | 0 | 0 | 0 | 2 | 0 | 0 | 2 | 0 | 0 | 2 | 0 | 0 | 2 | 0 | 0 | 2 | 0 | 0 | 2 | 0 | 0 | 2 | 0 | 10 | E | 9 | 10 | E | 9 | -0.6 | A | 7 | -0.6 | A | 7 | 100 | A | 7 | 840 | A | 7 | 100 | A | 7 | 3.1 | A | 7 | 3200 | B | 7 | 122 | A | 7 | 1.4 | E | 8 | 0.061 | F | 8 | 0.2 | F | 8 | 0 | 1 | D | 9 | 10 | C | 8
2000-10-05 | 21:00 | 0 | 0 | 0 | 2 | 0 | 0 | 2 | 0 | 0 | 2 | 0 | 0 | 2 | 0 | 0 | 2 | 0 | 0 | 2 | 0 | 0 | 2 | 0 | 10 | E | 9 | 10 | A | 7 | -0.6 | A | 7 | -1.1 | A | 7 | 96 | A | 7 | 840 | A | 7 | 100 | A | 7 | 1.5 | A | 7 | 3200 | B | 7 | 244 | A | 7 | 1.3 | E | 8 | 0.061 | F | 8 | 0.2 | F | 8 | 0 | 1 | D | 9 | 56 | C | 8
2000-10-05 | 22:00 | 0 | 0 | 0 | 2 | 0 | 0 | 2 | 0 | 0 | 2 | 0 | 0 | 2 | 0 | 0 | 2 | 0 | 0 | 2 | 0 | 0 | 2 | 0 | 10 | E | 9 | 10 | A | 7 | -0.6 | A | 7 | -0.6 | A | 7 | 100 | A | 7 | 840 | A | 7 | 0 | A | 7 | 0 | A | 7 | 3200 | B | 7 | 183 | A | 7 | 1.2 | E | 8 | 0.061 | F | 8 | 0.2 | F | 8 | 0 | 1 | D | 9 | 10 | C | 8
2000-10-05 | 23:00 | 0 | 0 | 0 | 2 | 0 | 0 | 2 | 0 | 0 | 2 | 0 | 0 | 2 | 0 | 0 | 2 | 0 | 0 | 2 | 0 | 0 | 2 | 0 | 10 | E | 9 | 10 | A | 7 | 0 | A | 7 | -0.6 | A | 7 | 95 | A | 7 | 842 | A | 7 | 0 | A | 7 | 0 | A | 7 | 3200 | B | 7 | 122 | A | 7 | 1.2 | E | 8 | 0.061 | F | 8 | 0.2 | F | 8 | 0 | 1 | D | 9 | 0 | C | 8
2000-10-05 | 24:00 | 0 | 0 | 0 | 2 | 0 | 0 | 2 | 0 | 0 | 2 | 0 | 0 | 2 | 0 | 0 | 2 | 0 | 0 | 2 | 0 | 0 | 2 | 0 | 10 | E | 9 | 10 | E | 9 | -0.6 | A | 7 | -0.6 | A | 7 | 100 | A | 7 | 840 | A | 7 | 0 | A | 7 | 0 | A | 7 | 3200 | B | 7 | 122 | A | 7 | 1.1 | E | 8 | 0.061 | F | 8 | 0.2 | F | 8 | 0 | 1 | D | 9 | 10 | C | 8
2000-10-06 | 1:00 | 0 | 0 | 0 | 2 | 0 | 0 | 2 | 0 | 0 | 2 | 0 | 0 | 2 | 0 | 0 | 2 | 0 | 0 | 2 | 0 | 0 | 2 | 0 | 10 | E | 9 | 10 | E | 9 | -1.1 | A | 7 | -1.1 | A | 7 | 100 | A | 7 | 840 | A | 7 | 0 | A | 7 | 0 | A | 7 | 3200 | B | 7 | 122 | A | 7 | 1.1 | E | 8 | 0.061 | F | 8 | 0.2 | F | 8 | 0 | 1 | D | 9 | 10 | C | 8
2000-10-06 | 2:00 | 0 | 0 | 0 | 2 | 0 | 0 | 2 | 0 | 0 | 2 | 0 | 0 | 2 | 0 | 0 | 2 | 0 | 0 | 2 | 0 | 0 | 2 | 0 | 10 | E | 9 | 10 | E | 9 | -1.1 | A | 7 | -1.1 | A | 7 | 100 | A | 7 | 840 | A | 7 | 0 | A | 7 | 0 | A | 7 | 3200 | B | 7 | 122 | A | 7 | 1.1 | E | 8 | 0.061 | F | 8 | 0.2 | F | 8 | 0 | 1 | D | 9 | 10 | C | 8
2000-10-06 | 3:00 | 0 | 0 | 0 | 2 | 0 | 0 | 2 | 0 | 0 | 2 | 0 | 0 | 2 | 0 | 0 | 2 | 0 | 0 | 2 | 0 | 0 | 2 | 0 | 10 | E | 9 | 10 | E | 9 | -1.1 | A | 7 | -1.7 | A | 7 | 95 | A | 7 | 840 | A | 7 | 0 | A | 7 | 0 | A | 7 | 3200 | B | 7 | 122 | A | 7 | 1.1 | E | 8 | 0.061 | F | 8 | 0.2 | F | 8 | 0 | 1 | D | 9 | 45 | C | 8
2000-10-06 | 4:00 | 0 | 0 | 0 | 2 | 0 | 0 | 2 | 0 | 0 | 2 | 0 | 0 | 2 | 0 | 0 | 2 | 0 | 0 | 2 | 0 | 0 | 2 | 0 | 10 | E | 9 | 10 | E | 9 | -1.1 | A | 7 | -1.7 | A | 7 | 95 | A | 7 | 840 | A | 7 | 0 | A | 7 | 0 | A | 7 | 3200 | B | 7 | 122 | A | 7 | 1 | E | 8 | 0.061 | F | 8 | 0.2 | F | 8 | 0 | 1 | D | 9 | 45 | C | 8
2000-10-06 | 5:00 | 0 | 0 | 0 | 2 | 0 | 0 | 2 | 0 | 0 | 2 | 0 | 0 | 2 | 0 | 0 | 2 | 0 | 0 | 2 | 0 | 0 | 2 | 0 | 10 | E | 9 | 10 | E | 9 | -1.1 | A | 7 | -1.7 | A | 7 | 95 | A | 7 | 842 | A | 7 | 0 | A | 7 | 0 | A | 7 | 4800 | B | 7 | 183 | A | 7 | 1 | E | 8 | 0.061 | F | 8 | 0.2 | F | 8 | 0 | 1 | D | 9 | 10 | C | 8
2000-10-06 | 6:00 | 0 | 0 | 0 | 2 | 0 | 0 | 2 | 0 | 0 | 2 | 0 | 0 | 2 | 0 | 0 | 2 | 0 | 0 | 2 | 0 | 0 | 2 | 0 | 10 | E | 9 | 10 | E | 9 | -1.1 | A | 7 | -2.2 | A | 7 | 91 | A | 7 | 841 | A | 7 | 0 | A | 7 | 0 | A | 7 | 4000 | B | 7 | 305 | A | 7 | 1 | E | 8 | 0.061 | F | 8 | 0.2 | F | 8 | 0 | 1 | D | 9 | 10 | C | 8
2000-10-06 | 7:00 | 120 | 1334 | 0 | 2 | 8 | 0 | 2 | 15 | 0 | 2 | 8 | 0 | 2 | 8 | 0 | 2 | 15 | 0 | 2 | 8 | 0 | 2 | 19 | 10 | E | 9 | 10 | E | 9 | -1.1 | A | 7 | -2.2 | A | 7 | 91 | A | 7 | 841 | A | 7 | 0 | A | 7 | 0 | A | 7 | 4000 | B | 7 | 335 | A | 7 | 1 | E | 8 | 0.061 | F | 8 | 0.2 | F | 8 | 0 | 1 | D | 9 | 10 | C | 8
2000-10-06 | 8:00 | 374 | 1369 | 102 | 2 | 8 | 0 | 2 | 15 | 102 | 2 | 8 | 114 | 2 | 8 | 0 | 2 | 15 | 114 | 2 | 8 | 360 | 2 | 19 | 10 | E | 9 | 10 | E | 9 | -1.1 | A | 7 | -2.2 | A | 7 | 91 | A | 7 | 841 | A | 7 | 0 | A | 7 | 0 | A | 7 | 4000 | B | 7 | 396 | A | 7 | 0.9 | E | 8 | 0.061 | F | 8 | 0.2 | F | 8 | 0 | 1 | D | 9 | 45 | C | 8
2000-10-06 | 9:00 | 601 | 1369 | 170 | 2 | 8 | 0 | 2 | 15 | 170 | 2 | 8 | 193 | 2 | 8 | 0 | 2 | 15 | 193 | 2 | 8 | 659 | 2 | 19 | 10 | E | 9 | 10 | E | 9 | -0.6 | A | 7 | -1.7 | A | 7 | 91 | A | 7 | 842 | A | 7 | 0 | A | 7 | 0 | A | 7 | 4000 | B | 7 | 244 | A | 7 | 0.9 | E | 8 | 0.061 | F | 8 | 0.2 | F | 8 | 0 | 1 | D | 9 | 71 | C | 8
2000-10-06 | 10:00 | 781 | 1369 | 212 | 2 | 8 | 0 | 2 | 15 | 212 | 2 | 8 | 244 | 2 | 8 | 0 | 2 | 15 | 244 | 2 | 8 | 894 | 2 | 19 | 10 | E | 9 | 10 | A | 7 | -0.6 | A | 7 | -1.1 | A | 7 | 96 | A | 7 | 842 | A | 7 | 0 | A | 7 | 0 | A | 7 | 3200 | B | 7 | 183 | A | 7 | 0.9 | E | 8 | 0.061 | F | 8 | 0.2 | F | 8 | 0 | 1 | D | 9 | 71 | C | 8
2000-10-06 | 11:00 | 903 | 1369 | 211 | 2 | 8 | 6 | 2 | 15 | 207 | 2 | 8 | 248 | 2 | 8 | 5 | 2 | 15 | 245 | 2 | 8 | 948 | 2 | 19 | 10 | E | 9 | 10 | E | 9 | 0.6 | A | 7 | -0.6 | A | 7 | 91 | A | 7 | 843 | A | 7 | 0 | A | 7 | 0 | A | 7 | 4000 | B | 7 | 274 | A | 7 | 0.9 | E | 8 | 0.061 | F | 8 | 0.2 | F | 8 | 0 | 1 | D | 9 | 45 | C | 8
2000-10-06 | 12:00 | 958 | 1369 | 194 | 2 | 8 | 0 | 2 | 15 | 194 | 2 | 8 | 232 | 2 | 8 | 0 | 2 | 15 | 232 | 2 | 8 | 925 | 2 | 19 | 10 | E | 9 | 10 | E | 9 | 0.6 | A | 7 | 0 | A | 7 | 96 | A | 7 | 842 | A | 7 | 0 | A | 7 | 0 | A | 7 | 4000 | B | 7 | 274 | A | 7 | 0.9 | E | 8 | 0.061 | F | 8 | 0.2 | F | 8 | 0 | 1 | D | 9 | 10 | C | 8
2000-10-06 | 13:00 | 941 | 1369 | 160 | 2 | 8 | 0 | 2 | 15 | 160 | 2 | 8 | 193 | 2 | 8 | 0 | 2 | 15 | 193 | 2 | 8 | 784 | 2 | 19 | 10 | E | 9 | 10 | E | 9 | 1.1 | A | 7 | 0 | A | 7 | 92 | A | 7 | 842 | A | 7 | 0 | A | 7 | 0 | A | 7 | 9600 | B | 7 | 213 | A | 7 | 0.9 | E | 8 | 0.061 | F | 8 | 0.2 | F | 8 | 0 | 1 | D | 9 | 51 | C | 8
2000-10-06 | 14:00 | 855 | 1369 | 150 | 2 | 8 | 0 | 2 | 15 | 150 | 2 | 8 | 180 | 2 | 8 | 0 | 2 | 15 | 180 | 2 | 8 | 714 | 2 | 19 | 10 | E | 9 | 10 | E | 9 | 1.1 | A | 7 | 0.6 | A | 7 | 96 | A | 7 | 841 | A | 7 | 50 | A | 7 | 4.1 | A | 7 | 12800 | B | 7 | 152 | A | 7 | 0.9 | E | 8 | 0.061 | F | 8 | 0.2 | F | 8 | 0 | 1 | D | 9 | 71 | C | 8
2000-10-06 | 15:00 | 705 | 1369 | 150 | 2 | 8 | 0 | 2 | 15 | 150 | 2 | 8 | 175 | 2 | 8 | 0 | 2 | 15 | 175 | 2 | 8 | 655 | 2 | 19 | 10 | E | 9 | 10 | E | 9 | 1.7 | A | 7 | 0.6 | A | 7 | 92 | A | 7 | 842 | A | 7 | 50 | A | 7 | 3.6 | A | 7 | 14400 | B | 7 | 213 | A | 7 | 0.9 | E | 8 | 0.061 | F | 8 | 0.2 | F | 8 | 3 | 1 | D | 9 | 10 | C | 8
2000-10-06 | 16:00 | 502 | 1369 | 104 | 2 | 8 | 0 | 2 | 15 | 104 | 2 | 8 | 120 | 2 | 8 | 0 | 2 | 15 | 120 | 2 | 8 | 421 | 2 | 19 | 10 | E | 9 | 10 | E | 9 | 1.1 | A | 7 | 0.6 | A | 7 | 96 | A | 7 | 842 | A | 7 | 50 | A | 7 | 4.6 | A | 7 | 9600 | B | 7 | 213 | A | 7 | 1 | E | 8 | 0.061 | F | 8 | 0.2 | F | 8 | 0 | 1 | D | 9 | 10 | C | 8
2000-10-06 | 17:00 | 259 | 1369 | 43 | 2 | 8 | 0 | 2 | 15 | 43 | 2 | 8 | 50 | 2 | 8 | 0 | 2 | 15 | 50 | 2 | 8 | 164 | 2 | 19 | 10 | E | 9 | 10 | A | 7 | 1.1 | A | 7 | 0.6 | A | 7 | 96 | A | 7 | 842 | A | 7 | 30 | A | 7 | 4.6 | A | 7 | 4800 | B | 7 | 213 | A | 7 | 1 | E | 8 | 0.061 | F | 8 | 0.2 | F | 8 | 0 | 1 | D | 9 | 45 | C | 8
2000-10-06 | 18:00 | 33 | 696 | 0 | 2 | 8 | 0 | 2 | 15 | 0 | 2 | 8 | 0 | 2 | 8 | 0 | 2 | 15 | 0 | 2 | 8 | 0 | 2 | 19 | 10 | E | 9 | 10 | E | 9 | 1.1 | A | 7 | 0.6 | A | 7 | 96 | A | 7 | 843 | A | 7 | 50 | A | 7 | 4.6 | A | 7 | 8000 | B | 7 | 152 | A | 7 | 1 | E | 8 | 0.061 | F | 8 | 0.2 | F | 8 | 0 | 1 | D | 9 | 10 | C | 8
2000-10-06 | 19:00 | 0 | 0 | 0 | 2 | 0 | 0 | 2 | 0 | 0 | 2 | 0 | 0 | 2 | 0 | 0 | 2 | 0 | 0 | 2 | 0 | 0 | 2 | 0 | 10 | E | 9 | 10 | E | 9 | 0.6 | A | 7 | 0.6 | A | 7 | 100 | A | 7 | 843 | A | 7 | 60 | A | 7 | 4.6 | A | 7 | 8000 | B | 7 | 183 | A | 7 | 1 | E | 8 | 0.061 | F | 8 | 0.2 | F | 8 | 0 | 1 | D | 9 | 71 | C | 8
2000-10-06 | 20:00 | 0 | 0 | 0 | 2 | 0 | 0 | 2 | 0 | 0 | 2 | 0 | 0 | 2 | 0 | 0 | 2 | 0 | 0 | 2 | 0 | 0 | 2 | 0 | 10 | E | 9 | 10 | E | 9 | 0.6 | A | 7 | 0.6 | A | 7 | 100 | A | 7 | 844 | A | 7 | 60 | A | 7 | 3.6 | A | 7 | 9600 | B | 7 | 274 | A | 7 | 1 | E | 8 | 0.061 | F | 8 | 0.2 | F | 8 | 0 | 1 | D | 9 | 10 | C | 8
2000-10-06 | 21:00 | 0 | 0 | 0 | 2 | 0 | 0 | 2 | 0 | 0 | 2 | 0 | 0 | 2 | 0 | 0 | 2 | 0 | 0 | 2 | 0 | 0 | 2 | 0 | 10 | E | 9 | 10 | A | 7 | 0.6 | A | 7 | 0.6 | A | 7 | 100 | A | 7 | 844 | A | 7 | 70 | A | 7 | 4.1 | A | 7 | 4800 | B | 7 | 122 | A | 7 | 1.1 | E | 8 | 0.061 | F | 8 | 0.2 | F | 8 | 0 | 1 | D | 9 | 10 | C | 8
2000-10-06 | 22:00 | 0 | 0 | 0 | 2 | 0 | 0 | 2 | 0 | 0 | 2 | 0 | 0 | 2 | 0 | 0 | 2 | 0 | 0 | 2 | 0 | 0 | 2 | 0 | 10 | E | 9 | 10 | A | 7 | 1.1 | A | 7 | 0.6 | A | 7 | 96 | A | 7 | 844 | A | 7 | 70 | A | 7 | 3.6 | A | 7 | 6400 | B | 7 | 122 | A | 7 | 1.1 | E | 8 | 0.061 | F | 8 | 0.2 | F | 8 | 0 | 1 | D | 9 | 10 | C | 8
2000-10-06 | 23:00 | 0 | 0 | 0 | 2 | 0 | 0 | 2 | 0 | 0 | 2 | 0 | 0 | 2 | 0 | 0 | 2 | 0 | 0 | 2 | 0 | 0 | 2 | 0 | 10 | E | 9 | 10 | A | 7 | 1.1 | A | 7 | 0.6 | A | 7 | 96 | A | 7 | 845 | A | 7 | 110 | A | 7 | 3.6 | A | 7 | 9600 | B | 7 | 1036 | A | 7 | 1.1 | E | 8 | 0.061 | F | 8 | 0.2 | F | 8 | 0 | 1 | D | 9 | 71 | C | 8
2000-10-06 | 24:00 | 0 | 0 | 0 | 2 | 0 | 0 | 2 | 0 | 0 | 2 | 0 | 0 | 2 | 0 | 0 | 2 | 0 | 0 | 2 | 0 | 0 | 2 | 0 | 10 | E | 9 | 10 | E | 9 | 1.1 | A | 7 | 0.6 | A | 7 | 96 | A | 7 | 845 | A | 7 | 140 | A | 7 | 4.1 | A | 7 | 11200 | B | 7 | 1097 | A | 7 | 1.1 | E | 8 | 0.061 | F | 8 | 0.2 | F | 8 | 0 | 1 | D | 9 | 0 | C | 8
2000-10-07 | 1:00 | 0 | 0 | 0 | 2 | 0 | 0 | 2 | 0 | 0 | 2 | 0 | 0 | 2 | 0 | 0 | 2 | 0 | 0 | 2 | 0 | 0 | 2 | 0 | 10 | E | 9 | 10 | E | 9 | 1.1 | A | 7 | 0 | A | 7 | 92 | A | 7 | 845 | A | 7 | 150 | A | 7 | 2.6 | A | 7 | 14400 | B | 7 | 1097 | A | 7 | 1 | E | 8 | 0.061 | F | 8 | 0.2 | F | 8 | 0 | 1 | D | 9 | 0 | C | 8
2000-10-07 | 2:00 | 0 | 0 | 0 | 2 | 0 | 0 | 2 | 0 | 0 | 2 | 0 | 0 | 2 | 0 | 0 | 2 | 0 | 0 | 2 | 0 | 0 | 2 | 0 | 10 | E | 9 | 10 | E | 9 | 1.1 | A | 7 | 0 | A | 7 | 92 | A | 7 | 845 | A | 7 | 170 | A | 7 | 2.1 | A | 7 | 16000 | B | 7 | 1097 | A | 7 | 1 | E | 8 | 0.061 | F | 8 | 0.2 | F | 8 | 0 | 1 | D | 9 | 0 | C | 8
2000-10-07 | 3:00 | 0 | 0 | 0 | 2 | 0 | 0 | 2 | 0 | 0 | 2 | 0 | 0 | 2 | 0 | 0 | 2 | 0 | 0 | 2 | 0 | 0 | 2 | 0 | 10 | E | 9 | 10 | E | 9 | 1.7 | A | 7 | 0.6 | A | 7 | 92 | A | 7 | 845 | A | 7 | 0 | A | 7 | 0 | A | 7 | 16000 | B | 7 | 1219 | A | 7 | 1 | E | 8 | 0.061 | F | 8 | 0.2 | F | 8 | 7 | 1 | D | 9 | 0 | C | 8
2000-10-07 | 4:00 | 0 | 0 | 0 | 2 | 0 | 0 | 2 | 0 | 0 | 2 | 0 | 0 | 2 | 0 | 0 | 2 | 0 | 0 | 2 | 0 | 0 | 2 | 0 | 10 | E | 9 | 10 | E | 9 | 1.7 | A | 7 | 0.6 | A | 7 | 92 | A | 7 | 845 | A | 7 | 0 | A | 7 | 0 | A | 7 | 16000 | B | 7 | 1341 | A | 7 | 0.9 | E | 8 | 0.061 | F | 8 | 0.2 | F | 8 | 0 | 1 | D | 9 | 0 | C | 8
2000-10-07 | 5:00 | 0 | 0 | 0 | 2 | 0 | 0 | 2 | 0 | 0 | 2 | 0 | 0 | 2 | 0 | 0 | 2 | 0 | 0 | 2 | 0 | 0 | 2 | 0 | 10 | E | 9 | 10 | E | 9 | 1.7 | A | 7 | 0.6 | A | 7 | 92 | A | 7 | 846 | A | 7 | 0 | A | 7 | 0 | A | 7 | 16000 | B | 7 | 1280 | A | 7 | 0.9 | E | 8 | 0.061 | F | 8 | 0.2 | F | 8 | 0 | 1 | D | 9 | 10 | C | 8
2000-10-07 | 6:00 | 0 | 0 | 0 | 2 | 0 | 0 | 2 | 0 | 0 | 2 | 0 | 0 | 2 | 0 | 0 | 2 | 0 | 0 | 2 | 0 | 0 | 2 | 0 | 10 | E | 9 | 10 | E | 9 | 1.1 | A | 7 | 0.6 | A | 7 | 96 | A | 7 | 845 | A | 7 | 70 | A | 7 | 3.1 | A | 7 | 2400 | B | 7 | 305 | A | 7 | 0.9 | E | 8 | 0.061 | F | 8 | 0.2 | F | 8 | 0 | 1 | D | 9 | 10 | C | 8
2000-10-07 | 7:00 | 115 | 1312 | 0 | 2 | 8 | 0 | 2 | 15 | 0 | 2 | 8 | 0 | 2 | 8 | 0 | 2 | 15 | 0 | 2 | 8 | 0 | 2 | 19 | 10 | E | 9 | 10 | E | 9 | 1.1 | A | 7 | 1.1 | A | 7 | 100 | A | 7 | 846 | A | 7 | 90 | A | 7 | 3.1 | A | 7 | 4000 | B | 7 | 1158 | A | 7 | 0.8 | E | 8 | 0.061 | F | 8 | 0.2 | F | 8 | 0 | 1 | D | 9 | 0 | C | 8
2000-10-07 | 8:00 | 369 | 1369 | 71 | 2 | 8 | 0 | 2 | 15 | 71 | 2 | 8 | 82 | 2 | 8 | 0 | 2 | 15 | 82 | 2 | 8 | 276 | 2 | 19 | 10 | E | 9 | 10 | E | 9 | 2.2 | A | 7 | 1.1 | A | 7 | 92 | A | 7 | 847 | A | 7 | 100 | A | 7 | 3.1 | A | 7 | 16000 | B | 7 | 1158 | A | 7 | 0.8 | E | 8 | 0.061 | F | 8 | 0.2 | F | 8 | 0 | 1 | D | 9 | 0 | C | 8
2000-10-07 | 9:00 | 596 | 1369 | 150 | 2 | 8 | 0 | 2 | 15 | 150 | 2 | 8 | 171 | 2 | 8 | 0 | 2 | 15 | 171 | 2 | 8 | 601 | 2 | 19 | 10 | E | 9 | 10 | E | 9 | 3.3 | A | 7 | 1.1 | A | 7 | 85 | A | 7 | 847 | A | 7 | 110 | A | 7 | 2.6 | A | 7 | 16000 | B | 7 | 1158 | A | 7 | 0.8 | E | 8 | 0.061 | F | 8 | 0.2 | F | 8 | 0 | 1 | D | 9 | 0 | C | 8
2000-10-07 | 10:00 | 776 | 1369 | 186 | 2 | 8 | 0 | 2 | 15 | 186 | 2 | 8 | 216 | 2 | 8 | 0 | 2 | 15 | 216 | 2 | 8 | 810 | 2 | 19 | 10 | E | 9 | 10 | A | 7 | 3.9 | A | 7 | -2.8 | A | 7 | 60 | A | 7 | 848 | A | 7 | 0 | A | 7 | 0 | A | 7 | 16000 | B | 7 | 1219 | A | 7 | 0.8 | E | 8 | 0.061 | F | 8 | 0.2 | F | 8 | 0 | 1 | D | 9 | 0 | C | 8
2000-10-07 | 11:00 | 897 | 1369 | 180 | 2 | 8 | 0 | 2 | 15 | 180 | 2 | 8 | 214 | 2 | 8 | 0 | 2 | 15 | 214 | 2 | 8 | 847 | 2 | 19 | 10 | E | 9 | 10 | E | 9 | 4.4 | A | 7 | -2.2 | A | 7 | 61 | A | 7 | 847 | A | 7 | 110 | A | 7 | 2.6 | A | 7 | 16000 | B | 7 | 1128 | A | 7 | 0.7 | E | 8 | 0.061 | F | 8 | 0.2 | F | 8 | 0 | 1 | D | 9 | 0 | C | 8
2000-10-07 | 12:00 | 952 | 1369 | 188 | 2 | 8 | 0 | 2 | 15 | 188 | 2 | 8 | 225 | 2 | 8 | 0 | 2 | 15 | 225 | 2 | 8 | 899 | 2 | 19 | 10 | E | 9 | 10 | E | 9 | 5 | A | 7 | -2.2 | A | 7 | 58 | A | 7 | 848 | A | 7 | 80 | A | 7 | 2.6 | A | 7 | 16000 | B | 7 | 1128 | A | 7 | 0.7 | E | 8 | 0.061 | F | 8 | 0.2 | F | 8 | 0 | 1 | D | 9 | 0 | C | 8
2000-10-07 | 13:00 | 935 | 1369 | 201 | 2 | 8 | 6 | 2 | 15 | 197 | 2 | 8 | 239 | 2 | 8 | 5 | 2 | 15 | 236 | 2 | 8 | 927 | 2 | 19 | 10 | E | 9 | 10 | E | 9 | 5 | A | 7 | -2.8 | A | 7 | 55 | A | 7 | 847 | A | 7 | 0 | A | 7 | 0 | A | 7 | 16000 | B | 7 | 1128 | A | 7 | 0.8 | E | 8 | 0.061 | F | 8 | 0.2 | F | 8 | 0 | 1 | D | 9 | 0 | C | 8
2000-10-07 | 14:00 | 849 | 1369 | 156 | 2 | 8 | 0 | 2 | 15 | 156 | 2 | 8 | 186 | 2 | 8 | 0 | 2 | 15 | 186 | 2 | 8 | 735 | 2 | 19 | 10 | E | 9 | 10 | E | 9 | 5.6 | A | 7 | -2.2 | A | 7 | 56 | A | 7 | 847 | A | 7 | 80 | A | 7 | 1.5 | A | 7 | 16000 | B | 7 | 1128 | A | 7 | 0.8 | E | 8 | 0.061 | F | 8 | 0.2 | F | 8 | 0 | 1 | D | 9 | 0 | C | 8
2000-10-07 | 15:00 | 699 | 1369 | 156 | 2 | 8 | 0 | 2 | 15 | 156 | 2 | 8 | 181 | 2 | 8 | 0 | 2 | 15 | 181 | 2 | 8 | 672 | 2 | 19 | 10 | E | 9 | 10 | E | 9 | 5.6 | A | 7 | -0.6 | A | 7 | 64 | A | 7 | 847 | A | 7 | 80 | A | 7 | 4.1 | A | 7 | 16000 | B | 7 | 1189 | A | 7 | 0.8 | E | 8 | 0.061 | F | 8 | 0.2 | F | 8 | 0 | 1 | D | 9 | 0 | C | 8
2000-10-07 | 16:00 | 495 | 1369 | 125 | 2 | 8 | 0 | 2 | 15 | 125 | 2 | 8 | 142 | 2 | 8 | 0 | 2 | 15 | 142 | 2 | 8 | 479 | 2 | 19 | 10 | E | 9 | 10 | E | 9 | 5 | A | 7 | -1.1 | A | 7 | 64 | A | 7 | 847 | A | 7 | 80 | A | 7 | 3.6 | A | 7 | 16000 | B | 7 | 1250 | A | 7 | 0.9 | E | 8 | 0.061 | F | 8 | 0.2 | F | 8 | 0 | 1 | D | 9 | 0 | C | 8
2000-10-07 | 17:00 | 252 | 1369 | 38 | 2 | 8 | 0 | 2 | 15 | 38 | 2 | 8 | 44 | 2 | 8 | 0 | 2 | 15 | 44 | 2 | 8 | 147 | 2 | 19 | 10 | E | 9 | 10 | A | 7 | 5 | A | 7 | -1.1 | A | 7 | 64 | A | 7 | 846 | A | 7 | 100 | A | 7 | 3.6 | A | 7 | 16000 | B | 7 | 1311 | A | 7 | 0.9 | E | 8 | 0.061 | F | 8 | 0.2 | F | 8 | 0 | 1 | D | 9 | 0 | C | 8
2000-10-07 | 18:00 | 29 | 673 | 0 | 2 | 8 | 0 | 2 | 15 | 0 | 2 | 8 | 0 | 2 | 8 | 0 | 2 | 15 | 0 | 2 | 8 | 0 | 2 | 19 | 10 | E | 9 | 10 | E | 9 | 4.4 | A | 7 | -0.6 | A | 7 | 70 | A | 7 | 847 | A | 7 | 120 | A | 7 | 4.1 | A | 7 | 16000 | B | 7 | 1372 | A | 7 | 0.9 | E | 8 | 0.061 | F | 8 | 0.2 | F | 8 | 0 | 1 | D | 9 | 0 | C | 8
2000-10-07 | 19:00 | 0 | 0 | 0 | 2 | 0 | 0 | 2 | 0 | 0 | 2 | 0 | 0 | 2 | 0 | 0 | 2 | 0 | 0 | 2 | 0 | 0 | 2 | 0 | 10 | E | 9 | 10 | E | 9 | 3.9 | A | 7 | 0 | A | 7 | 76 | A | 7 | 847 | A | 7 | 110 | A | 7 | 3.1 | A | 7 | 16000 | B | 7 | 1433 | A | 7 | 1 | E | 8 | 0.061 | F | 8 | 0.2 | F | 8 | 0 | 1 | D | 9 | 0 | C | 8
2000-10-07 | 20:00 | 0 | 0 | 0 | 2 | 0 | 0 | 2 | 0 | 0 | 2 | 0 | 0 | 2 | 0 | 0 | 2 | 0 | 0 | 2 | 0 | 0 | 2 | 0 | 10 | E | 9 | 10 | E | 9 | 3.9 | A | 7 | 0 | A | 7 | 76 | A | 7 | 847 | A | 7 | 180 | A | 7 | 2.6 | A | 7 | 16000 | B | 7 | 1494 | A | 7 | 1 | E | 8 | 0.061 | F | 8 | 0.2 | F | 8 | 0 | 1 | D | 9 | 0 | C | 8
2000-10-07 | 21:00 | 0 | 0 | 0 | 2 | 0 | 0 | 2 | 0 | 0 | 2 | 0 | 0 | 2 | 0 | 0 | 2 | 0 | 0 | 2 | 0 | 0 | 2 | 0 | 9 | E | 9 | 9 | A | 7 | 2.2 | A | 7 | -2.2 | A | 7 | 71 | A | 7 | 846 | A | 7 | 170 | A | 7 | 3.6 | A | 7 | 16000 | B | 7 | 1494 | A | 7 | 1 | E | 8 | 0.061 | F | 8 | 0.2 | F | 8 | 0 | 1 | D | 9 | 0 | C | 8
2000-10-07 | 22:00 | 0 | 0 | 0 | 2 | 0 | 0 | 2 | 0 | 0 | 2 | 0 | 0 | 2 | 0 | 0 | 2 | 0 | 0 | 2 | 0 | 0 | 2 | 0 | 5 | E | 9 | 5 | A | 7 | 1.7 | A | 7 | -1.7 | A | 7 | 77 | A | 7 | 846 | A | 7 | 160 | A | 7 | 4.6 | A | 7 | 16000 | B | 7 | 77777 | A | 7 | 1 | E | 8 | 0.061 | F | 8 | 0.2 | F | 8 | 0 | 1 | D | 9 | 0 | C | 8
2000-10-07 | 23:00 | 0 | 0 | 0 | 2 | 0 | 0 | 2 | 0 | 0 | 2 | 0 | 0 | 2 | 0 | 0 | 2 | 0 | 0 | 2 | 0 | 0 | 2 | 0 | 5 | E | 9 | 5 | A | 7 | 2.2 | A | 7 | -1.1 | A | 7 | 78 | A | 7 | 846 | A | 7 | 140 | A | 7 | 4.6 | A | 7 | 16000 | B | 7 | 77777 | A | 7 | 1.1 | E | 8 | 0.061 | F | 8 | 0.2 | F | 8 | 0 | 1 | D | 9 | 0 | C | 8
2000-10-07 | 24:00 | 0 | 0 | 0 | 2 | 0 | 0 | 2 | 0 | 0 | 2 | 0 | 0 | 2 | 0 | 0 | 2 | 0 | 0 | 2 | 0 | 0 | 2 | 0 | 10 | E | 9 | 10 | E | 9 | 2.8 | A | 7 | -1.1 | A | 7 | 75 | A | 7 | 846 | A | 7 | 150 | A | 7 | 5.2 | A | 7 | 16000 | B | 7 | 1128 | A | 7 | 1 | E | 8 | 0.061 | F | 8 | 0.2 | F | 8 | 0 | 1 | D | 9 | 0 | C | 8
2000-10-08 | 1:00 | 0 | 0 | 0 | 2 | 0 | 0 | 2 | 0 | 0 | 2 | 0 | 0 | 2 | 0 | 0 | 2 | 0 | 0 | 2 | 0 | 0 | 2 | 0 | 8 | E | 9 | 8 | E | 9 | 2.8 | A | 7 | -1.7 | A | 7 | 71 | A | 7 | 845 | A | 7 | 150 | A | 7 | 5.2 | A | 7 | 16000 | B | 7 | 1128 | A | 7 | 1 | E | 8 | 0.061 | F | 8 | 0.2 | F | 8 | 0 | 1 | D | 9 | 0 | C | 8
2000-10-08 | 2:00 | 0 | 0 | 0 | 2 | 0 | 0 | 2 | 0 | 0 | 2 | 0 | 0 | 2 | 0 | 0 | 2 | 0 | 0 | 2 | 0 | 0 | 2 | 0 | 8 | E | 9 | 8 | E | 9 | 2.8 | A | 7 | -1.7 | A | 7 | 71 | A | 7 | 845 | A | 7 | 150 | A | 7 | 4.1 | A | 7 | 16000 | B | 7 | 1128 | A | 7 | 0.9 | E | 8 | 0.061 | F | 8 | 0.2 | F | 8 | 0 | 1 | D | 9 | 0 | C | 8
2000-10-08 | 3:00 | 0 | 0 | 0 | 2 | 0 | 0 | 2 | 0 | 0 | 2 | 0 | 0 | 2 | 0 | 0 | 2 | 0 | 0 | 2 | 0 | 0 | 2 | 0 | 10 | E | 9 | 10 | E | 9 | 2.8 | A | 7 | -2.2 | A | 7 | 68 | A | 7 | 844 | A | 7 | 160 | A | 7 | 6.2 | A | 7 | 16000 | B | 7 | 1128 | A | 7 | 0.9 | E | 8 | 0.061 | F | 8 | 0.2 | F | 8 | 0 | 1 | D | 9 | 0 | C | 8
2000-10-08 | 4:00 | 0 | 0 | 0 | 2 | 0 | 0 | 2 | 0 | 0 | 2 | 0 | 0 | 2 | 0 | 0 | 2 | 0 | 0 | 2 | 0 | 0 | 2 | 0 | 10 | E | 9 | 10 | E | 9 | 2.8 | A | 7 | -1.7 | A | 7 | 71 | A | 7 | 844 | A | 7 | 160 | A | 7 | 5.7 | A | 7 | 16000 | B | 7 | 1067 | A | 7 | 0.8 | E | 8 | 0.061 | F | 8 | 0.2 | F | 8 | 0 | 1 | D | 9 | 0 | C | 8
2000-10-08 | 5:00 | 0 | 0 | 0 | 2 | 0 | 0 | 2 | 0 | 0 | 2 | 0 | 0 | 2 | 0 | 0 | 2 | 0 | 0 | 2 | 0 | 0 | 2 | 0 | 10 | E | 9 | 10 | E | 9 | 2.2 | A | 7 | -2.2 | A | 7 | 71 | A | 7 | 845 | A | 7 | 160 | A | 7 | 5.7 | A | 7 | 16000 | B | 7 | 1067 | A | 7 | 0.8 | E | 8 | 0.061 | F | 8 | 0.2 | F | 8 | 0 | 1 | D | 9 | 0 | C | 8
2000-10-08 | 6:00 | 0 | 0 | 0 | 2 | 0 | 0 | 2 | 0 | 0 | 2 | 0 | 0 | 2 | 0 | 0 | 2 | 0 | 0 | 2 | 0 | 0 | 2 | 0 | 8 | E | 9 | 8 | E | 9 | 1.7 | A | 7 | -2.2 | A | 7 | 74 | A | 7 | 844 | A | 7 | 160 | A | 7 | 5.2 | A | 7 | 16000 | B | 7 | 1067 | A | 7 | 0.7 | E | 8 | 0.061 | F | 8 | 0.2 | F | 8 | 0 | 1 | D | 9 | 0 | C | 8
2000-10-08 | 7:00 | 111 | 1290 | 0 | 2 | 8 | 0 | 2 | 15 | 0 | 2 | 8 | 0 | 2 | 8 | 0 | 2 | 15 | 0 | 2 | 8 | 0 | 2 | 19 | 8 | E | 9 | 8 | E | 9 | 2.2 | A | 7 | -1.1 | A | 7 | 78 | A | 7 | 844 | A | 7 | 160 | A | 7 | 4.6 | A | 7 | 16000 | B | 7 | 1006 | A | 7 | 0.7 | E | 8 | 0.061 | F | 8 | 0.2 | F | 8 | 0 | 1 | D | 9 | 0 | C | 8
2000-10-08 | 8:00 | 365 | 1370 | 182 | 2 | 8 | 256 | 2 | 15 | 114 | 2 | 8 | 191 | 2 | 8 | 220 | 2 | 15 | 132 | 2 | 8 | 230 | 2 | 19 | 4 | E | 9 | 4 | E | 9 | 3.9 | A | 7 | -1.1 | A | 7 | 69 | A | 7 | 845 | A | 7 | 170 | A | 7 | 6.2 | A | 7 | 16000 | B | 7 | 77777 | A | 7 | 0.6 | E | 8 | 0.061 | F | 8 | 0.2 | F | 8 | 0 | 1 | D | 9 | 0 | C | 8
2000-10-08 | 9:00 | 591 | 1370 | 442 | 2 | 8 | 731 | 2 | 15 | 126 | 2 | 8 | 454 | 2 | 8 | 696 | 2 | 15 | 153 | 2 | 8 | 244 | 2 | 19 | 8 | E | 9 | 8 | E | 9 | 5 | A | 7 | -1.1 | A | 7 | 64 | A | 7 | 845 | A | 7 | 160 | A | 7 | 4.1 | A | 7 | 16000 | B | 7 | 914 | A | 7 | 0.6 | E | 8 | 0.061 | F | 8 | 0.2 | F | 8 | 0 | 1 | D | 9 | 0 | C | 8
2000-10-08 | 10:00 | 771 | 1370 | 565 | 2 | 8 | 682 | 2 | 15 | 180 | 2 | 8 | 581 | 2 | 8 | 671 | 2 | 15 | 203 | 2 | 8 | 387 | 2 | 19 | 5 | E | 9 | 5 | E | 9 | 6.1 | A | 7 | -1.1 | A | 7 | 59 | A | 7 | 846 | A | 7 | 210 | A | 7 | 3.1 | A | 7 | 16000 | B | 7 | 77777 | A | 7 | 0.5 | E | 8 | 0.061 | F | 8 | 0.2 | F | 8 | 0 | 1 | D | 9 | 0 | C | 8
2000-10-08 | 11:00 | 892 | 1370 | 708 | 2 | 8 | 918 | 2 | 15 | 108 | 2 | 8 | 749 | 2 | 8 | 922 | 2 | 15 | 147 | 2 | 8 | 272 | 2 | 19 | 8 | E | 9 | 8 | E | 9 | 8.3 | A | 7 | 0 | A | 7 | 56 | A | 7 | 844 | A | 7 | 160 | A | 7 | 3.1 | A | 7 | 16000 | B | 7 | 975 | A | 7 | 0.5 | E | 8 | 0.061 | F | 8 | 0.2 | F | 8 | 0 | 1 | D | 9 | 0 | C | 8
2000-10-08 | 12:00 | 946 | 1370 | 763 | 2 | 8 | 950 | 2 | 15 | 105 | 2 | 8 | 789 | 2 | 8 | 945 | 2 | 15 | 135 | 2 | 8 | 240 | 2 | 19 | 5 | E | 9 | 5 | E | 9 | 9.4 | A | 7 | 0.6 | A | 7 | 54 | A | 7 | 846 | A | 7 | 150 | A | 7 | 4.6 | A | 7 | 16000 | B | 7 | 77777 | A | 7 | 0.5 | E | 8 | 0.061 | F | 8 | 0.2 | F | 8 | 0 | 1 | D | 9 | 0 | C | 8
2000-10-08 | 13:00 | 929 | 1370 | 739 | 2 | 8 | 939 | 2 | 15 | 100 | 2 | 8 | 765 | 2 | 8 | 934 | 2 | 15 | 130 | 2 | 8 | 230 | 2 | 19 | 5 | E | 9 | 5 | E | 9 | 10.6 | A | 7 | 0.6 | A | 7 | 50 | A | 7 | 845 | A | 7 | 140 | A | 7 | 7.7 | A | 7 | 16000 | B | 7 | 77777 | A | 7 | 0.6 | E | 8 | 0.061 | F | 8 | 0.2 | F | 8 | 0 | 1 | D | 9 | 0 | C | 8
2000-10-08 | 14:00 | 842 | 1370 | 651 | 2 | 8 | 910 | 2 | 15 | 89 | 2 | 8 | 676 | 2 | 8 | 901 | 2 | 15 | 121 | 2 | 8 | 197 | 2 | 19 | 3 | E | 9 | 3 | E | 9 | 10.6 | A | 7 | 0 | A | 7 | 48 | A | 7 | 845 | A | 7 | 150 | A | 7 | 6.2 | A | 7 | 16000 | B | 7 | 77777 | A | 7 | 0.6 | E | 8 | 0.061 | F | 8 | 0.2 | F | 8 | 0 | 1 | D | 9 | 0 | C | 8
2000-10-08 | 15:00 | 692 | 1370 | 499 | 2 | 8 | 808 | 2 | 15 | 90 | 2 | 8 | 521 | 2 | 8 | 792 | 2 | 15 | 120 | 2 | 8 | 191 | 2 | 19 | 3 | E | 9 | 3 | E | 9 | 10.6 | A | 7 | 0 | A | 7 | 48 | A | 7 | 845 | A | 7 | 150 | A | 7 | 6.7 | A | 7 | 16000 | B | 7 | 77777 | A | 7 | 0.7 | E | 8 | 0.061 | F | 8 | 0.2 | F | 8 | 0 | 1 | D | 9 | 0 | C | 8
2000-10-08 | 16:00 | 488 | 1370 | 332 | 2 | 8 | 744 | 2 | 15 | 66 | 2 | 8 | 343 | 2 | 8 | 689 | 2 | 15 | 96 | 2 | 8 | 130 | 2 | 19 | 3 | E | 9 | 3 | E | 9 | 10 | A | 7 | 0 | A | 7 | 50 | A | 7 | 845 | A | 7 | 180 | A | 7 | 6.2 | A | 7 | 16000 | B | 7 | 77777 | A | 7 | 0.7 | E | 8 | 0.061 | F | 8 | 0.2 | F | 8 | 0 | 1 | D | 9 | 0 | C | 8
2000-10-08 | 17:00 | 245 | 1370 | 148 | 2 | 8 | 610 | 2 | 15 | 38 | 2 | 8 | 149 | 2 | 8 | 464 | 2 | 15 | 66 | 2 | 8 | 71 | 2 | 19 | 4 | E | 9 | 2 | A | 7 | 8.3 | A | 7 | 0 | A | 7 | 56 | A | 7 | 842 | A | 7 | 170 | A | 7 | 4.6 | A | 7 | 16000 | B | 7 | 77777 | A | 7 | 0.8 | E | 8 | 0.061 | F | 8 | 0.2 | F | 8 | 0 | 1 | D | 9 | 0 | C | 8
2000-10-08 | 18:00 | 26 | 628 | 0 | 2 | 8 | 0 | 2 | 15 | 0 | 2 | 8 | 0 | 2 | 8 | 0 | 2 | 15 | 0 | 2 | 8 | 0 | 2 | 19 | 0 | E | 9 | 0 | E | 9 | 5 | A | 7 | 0 | A | 7 | 70 | A | 7 | 843 | A | 7 | 160 | A | 7 | 5.7 | A | 7 | 16000 | B | 7 | 77777 | A | 7 | 0.8 | E | 8 | 0.061 | F | 8 | 0.2 | F | 8 | 0 | 1 | D | 9 | 0 | C | 8
2000-10-08 | 19:00 | 0 | 0 | 0 | 2 | 0 | 0 | 2 | 0 | 0 | 2 | 0 | 0 | 2 | 0 | 0 | 2 | 0 | 0 | 2 | 0 | 0 | 2 | 0 | 0 | E | 9 | 0 | E | 9 | 2.8 | A | 7 | 0 | A | 7 | 82 | A | 7 | 842 | A | 7 | 130 | A | 7 | 4.1 | A | 7 | 16000 | B | 7 | 77777 | A | 7 | 0.9 | E | 8 | 0.061 | F | 8 | 0.2 | F | 8 | 0 | 1 | D | 9 | 0 | C | 8
2000-10-08 | 20:00 | 0 | 0 | 0 | 2 | 0 | 0 | 2 | 0 | 0 | 2 | 0 | 0 | 2 | 0 | 0 | 2 | 0 | 0 | 2 | 0 | 0 | 2 | 0 | 0 | E | 9 | 0 | E | 9 | 1.1 | A | 7 | -0.6 | A | 7 | 88 | A | 7 | 840 | A | 7 | 140 | A | 7 | 3.1 | A | 7 | 16000 | B | 7 | 77777 | A | 7 | 0.9 | E | 8 | 0.061 | F | 8 | 0.2 | F | 8 | 0 | 1 | D | 9 | 0 | C | 8
2000-10-08 | 21:00 | 0 | 0 | 0 | 2 | 0 | 0 | 2 | 0 | 0 | 2 | 0 | 0 | 2 | 0 | 0 | 2 | 0 | 0 | 2 | 0 | 0 | 2 | 0 | 4 | E | 9 | 2 | A | 7 | 1.1 | A | 7 | -0.6 | A | 7 | 88 | A | 7 | 840 | A | 7 | 160 | A | 7 | 2.6 | A | 7 | 16000 | B | 7 | 77777 | A | 7 | 1 | E | 8 | 0.061 | F | 8 | 0.2 | F | 8 | 0 | 1 | D | 9 | 0 | C | 8
2000-10-08 | 22:00 | 0 | 0 | 0 | 2 | 0 | 0 | 2 | 0 | 0 | 2 | 0 | 0 | 2 | 0 | 0 | 2 | 0 | 0 | 2 | 0 | 0 | 2 | 0 | 4 | E | 9 | 3 | A | 7 | 2.8 | A | 7 | 0 | A | 7 | 82 | A | 7 | 840 | A | 7 | 180 | A | 7 | 5.7 | A | 7 | 16000 | B | 7 | 77777 | A | 7 | 1 | E | 8 | 0.061 | F | 8 | 0.2 | F | 8 | 0 | 1 | D | 9 | 0 | C | 8
2000-10-08 | 23:00 | 0 | 0 | 0 | 2 | 0 | 0 | 2 | 0 | 0 | 2 | 0 | 0 | 2 | 0 | 0 | 2 | 0 | 0 | 2 | 0 | 0 | 2 | 0 | 4 | E | 9 | 2 | A | 7 | 2.2 | A | 7 | 0 | A | 7 | 85 | A | 7 | 841 | A | 7 | 190 | A | 7 | 5.7 | A | 7 | 16000 | B | 7 | 77777 | A | 7 | 1.1 | E | 8 | 0.061 | F | 8 | 0.2 | F | 8 | 0 | 1 | D | 9 | 0 | C | 8
2000-10-08 | 24:00 | 0 | 0 | 0 | 2 | 0 | 0 | 2 | 0 | 0 | 2 | 0 | 0 | 2 | 0 | 0 | 2 | 0 | 0 | 2 | 0 | 0 | 2 | 0 | 0 | E | 9 | 0 | E | 9 | 1.7 | A | 7 | -0.6 | A | 7 | 84 | A | 7 | 838 | A | 7 | 170 | A | 7 | 4.1 | A | 7 | 16000 | B | 7 | 77777 | A | 7 | 1 | E | 8 | 0.061 | F | 8 | 0.2 | F | 8 | 0 | 1 | D | 9 | 0 | C | 8
2000-10-09 | 1:00 | 0 | 0 | 0 | 2 | 0 | 0 | 2 | 0 | 0 | 2 | 0 | 0 | 2 | 0 | 0 | 2 | 0 | 0 | 2 | 0 | 0 | 2 | 0 | 0 | E | 9 | 0 | E | 9 | 1.7 | A | 7 | 0 | A | 7 | 88 | A | 7 | 838 | A | 7 | 190 | A | 7 | 5.2 | A | 7 | 16000 | B | 7 | 77777 | A | 7 | 1 | E | 8 | 0.061 | F | 8 | 0.2 | F | 8 | 0 | 1 | D | 9 | 0 | C | 8
2000-10-09 | 2:00 | 0 | 0 | 0 | 2 | 0 | 0 | 2 | 0 | 0 | 2 | 0 | 0 | 2 | 0 | 0 | 2 | 0 | 0 | 2 | 0 | 0 | 2 | 0 | 0 | E | 9 | 0 | E | 9 | 2.2 | A | 7 | -0.6 | A | 7 | 81 | A | 7 | 838 | A | 7 | 200 | A | 7 | 4.6 | A | 7 | 16000 | B | 7 | 77777 | A | 7 | 1 | E | 8 | 0.061 | F | 8 | 0.2 | F | 8 | 0 | 1 | D | 9 | 0 | C | 8
2000-10-09 | 3:00 | 0 | 0 | 0 | 2 | 0 | 0 | 2 | 0 | 0 | 2 | 0 | 0 | 2 | 0 | 0 | 2 | 0 | 0 | 2 | 0 | 0 | 2 | 0 | 0 | E | 9 | 0 | E | 9 | 1.7 | A | 7 | -0.6 | A | 7 | 84 | A | 7 | 837 | A | 7 | 250 | A | 7 | 2.6 | A | 7 | 16000 | B | 7 | 77777 | A | 7 | 1 | E | 8 | 0.061 | F | 8 | 0.2 | F | 8 | 0 | 1 | D | 9 | 0 | C | 8
2000-10-09 | 4:00 | 0 | 0 | 0 | 2 | 0 | 0 | 2 | 0 | 0 | 2 | 0 | 0 | 2 | 0 | 0 | 2 | 0 | 0 | 2 | 0 | 0 | 2 | 0 | 0 | E | 9 | 0 | E | 9 | 0 | A | 7 | -1.7 | A | 7 | 87 | A | 7 | 836 | A | 7 | 0 | A | 7 | 0 | A | 7 | 16000 | B | 7 | 77777 | A | 7 | 0.9 | E | 8 | 0.061 | F | 8 | 0.2 | F | 8 | 0 | 1 | D | 9 | 0 | C | 8
2000-10-09 | 5:00 | 0 | 0 | 0 | 2 | 0 | 0 | 2 | 0 | 0 | 2 | 0 | 0 | 2 | 0 | 0 | 2 | 0 | 0 | 2 | 0 | 0 | 2 | 0 | 0 | E | 9 | 0 | E | 9 | 0 | A | 7 | -1.1 | A | 7 | 91 | A | 7 | 839 | A | 7 | 200 | A | 7 | 2.6 | A | 7 | 16000 | B | 7 | 77777 | A | 7 | 0.9 | E | 8 | 0.061 | F | 8 | 0.2 | F | 8 | 0 | 1 | D | 9 | 0 | C | 8
2000-10-09 | 6:00 | 0 | 0 | 0 | 2 | 0 | 0 | 2 | 0 | 0 | 2 | 0 | 0 | 2 | 0 | 0 | 2 | 0 | 0 | 2 | 0 | 0 | 2 | 0 | 0 | E | 9 | 0 | E | 9 | 0 | A | 7 | -1.7 | A | 7 | 87 | A | 7 | 836 | A | 7 | 210 | A | 7 | 3.1 | A | 7 | 16000 | B | 7 | 77777 | A | 7 | 0.9 | E | 8 | 0.061 | F | 8 | 0.2 | F | 8 | 0 | 1 | D | 9 | 0 | C | 8
2000-10-09 | 7:00 | 107 | 1268 | 0 | 2 | 8 | 0 | 2 | 15 | 0 | 2 | 8 | 0 | 2 | 8 | 0 | 2 | 15 | 0 | 2 | 8 | 0 | 2 | 19 | 0 | E | 9 | 0 | E | 9 | 1.1 | A | 7 | -0.6 | A | 7 | 88 | A | 7 | 837 | A | 7 | 230 | A | 7 | 2.1 | A | 7 | 16000 | B | 7 | 77777 | A | 7 | 0.9 | E | 8 | 0.061 | F | 8 | 0.2 | F | 8 | 0 | 1 | D | 9 | 0 | C | 8
2000-10-09 | 8:00 | 360 | 1371 | 246 | 2 | 8 | 730 | 2 | 15 | 54 | 2 | 8 | 250 | 2 | 8 | 626 | 2 | 15 | 86 | 2 | 8 | 101 | 2 | 19 | 0 | E | 9 | 0 | E | 9 | 3.3 | A | 7 | 0 | A | 7 | 79 | A | 7 | 839 | A | 7 | 260 | A | 7 | 1.5 | A | 7 | 16000 | B | 7 | 77777 | A | 7 | 0.8 | E | 8 | 0.061 | F | 8 | 0.2 | F | 8 | 0 | 1 | D | 9 | 0 | C | 8
2000-10-09 | 9:00 | 586 | 1371 | 443 | 2 | 8 | 887 | 2 | 15 | 63 | 2 | 8 | 464 | 2 | 8 | 848 | 2 | 15 | 101 | 2 | 8 | 135 | 2 | 19 | 0 | E | 9 | 0 | E | 9 | 6.1 | A | 7 | 1.1 | A | 7 | 70 | A | 7 | 840 | A | 7 | 0 | A | 7 | 0 | A | 7 | 16000 | B | 7 | 77777 | A | 7 | 0.8 | E | 8 | 0.061 | F | 8 | 0.2 | F | 8 | 0 | 1 | D | 9 | 0 | C | 8
2000-10-09 | 10:00 | 766 | 1371 | 591 | 2 | 8 | 908 | 2 | 15 | 83 | 2 | 8 | 616 | 2 | 8 | 893 | 2 | 15 | 116 | 2 | 8 | 176 | 2 | 19 | 0 | E | 9 | 0 | E | 9 | 9.4 | A | 7 | 2.2 | A | 7 | 61 | A | 7 | 840 | A | 7 | 30 | B | 8 | 1.5 | A | 7 | 16000 | B | 7 | 77777 | A | 7 | 0.8 | E | 8 | 0.061 | F | 8 | 0.2 | F | 8 | 0 | 1 | D | 9 | 0 | C | 8
2000-10-09 | 11:00 | 886 | 1371 | 646 | 2 | 8 | 791 | 2 | 15 | 133 | 2 | 8 | 668 | 2 | 8 | 786 | 2 | 15 | 158 | 2 | 8 | 307 | 2 | 19 | 3 | E | 9 | 3 | E | 9 | 12.2 | A | 7 | 2.8 | A | 7 | 53 | A | 7 | 837 | A | 7 | 60 | B | 8 | 2.1 | A | 7 | 16000 | B | 7 | 77777 | A | 7 | 0.8 | E | 8 | 0.061 | F | 8 | 0.2 | F | 8 | 0 | 1 | D | 9 | 0 | C | 8
2000-10-09 | 12:00 | 940 | 1371 | 702 | 2 | 8 | 835 | 2 | 15 | 128 | 2 | 8 | 735 | 2 | 8 | 837 | 2 | 15 | 160 | 2 | 8 | 327 | 2 | 19 | 3 | E | 9 | 3 | E | 9 | 14.4 | A | 7 | 2.2 | A | 7 | 44 | A | 7 | 841 | A | 7 | 90 | A | 7 | 2.1 | A | 7 | 16000 | B | 7 | 77777 | A | 7 | 0.8 | E | 8 | 0.061 | F | 8 | 0.2 | F | 8 | 0 | 1 | D | 9 | 0 | C | 8
2000-10-09 | 13:00 | 923 | 1371 | 698 | 2 | 8 | 850 | 2 | 15 | 124 | 2 | 8 | 731 | 2 | 8 | 851 | 2 | 15 | 157 | 2 | 8 | 312 | 2 | 19 | 3 | E | 9 | 3 | E | 9 | 16.7 | A | 7 | 2.2 | A | 7 | 38 | A | 7 | 840 | A | 7 | 90 | A | 7 | 3.6 | A | 7 | 16000 | B | 7 | 77777 | A | 7 | 0.9 | E | 8 | 0.061 | F | 8 | 0.2 | F | 8 | 0 | 1 | D | 9 | 0 | C | 8
2000-10-09 | 14:00 | 836 | 1371 | 651 | 2 | 8 | 916 | 2 | 15 | 90 | 2 | 8 | 676 | 2 | 8 | 906 | 2 | 15 | 122 | 2 | 8 | 196 | 2 | 19 | 3 | E | 9 | 3 | E | 9 | 17.8 | A | 7 | 1.1 | A | 7 | 32 | A | 7 | 840 | A | 7 | 80 | A | 7 | 4.1 | A | 7 | 16000 | B | 7 | 77777 | A | 7 | 1 | E | 8 | 0.061 | F | 8 | 0.2 | F | 8 | 0 | 1 | D | 9 | 0 | C | 8
2000-10-09 | 15:00 | 685 | 1371 | 527 | 2 | 8 | 919 | 2 | 15 | 66 | 2 | 8 | 552 | 2 | 8 | 895 | 2 | 15 | 103 | 2 | 8 | 152 | 2 | 19 | 3 | E | 9 | 3 | E | 9 | 17.8 | A | 7 | 0 | A | 7 | 30 | A | 7 | 840 | A | 7 | 90 | A | 7 | 4.6 | A | 7 | 16000 | B | 7 | 77777 | A | 7 | 1 | E | 8 | 0.061 | F | 8 | 0.2 | F | 8 | 0 | 1 | D | 9 | 0 | C | 8
2000-10-09 | 16:00 | 481 | 1371 | 341 | 2 | 8 | 818 | 2 | 15 | 53 | 2 | 8 | 358 | 2 | 8 | 758 | 2 | 15 | 91 | 2 | 8 | 114 | 2 | 19 | 3 | E | 9 | 3 | E | 9 | 17.8 | A | 7 | -1.1 | A | 7 | 27 | A | 7 | 840 | A | 7 | 70 | A | 7 | 4.1 | A | 7 | 16000 | B | 7 | 77777 | A | 7 | 1.1 | E | 8 | 0.061 | F | 8 | 0.2 | F | 8 | 0 | 1 | D | 9 | 0 | C | 8
2000-10-09 | 17:00 | 238 | 1371 | 142 | 2 | 8 | 629 | 2 | 15 | 32 | 2 | 8 | 145 | 2 | 8 | 478 | 2 | 15 | 62 | 2 | 8 | 64 | 2 | 19 | 3 | E | 9 | 3 | A | 7 | 16.1 | A | 7 | 0.6 | A | 7 | 35 | A | 7 | 833 | A | 7 | 10 | A | 7 | 2.1 | A | 7 | 16000 | B | 7 | 77777 | A | 7 | 1.2 | E | 8 | 0.061 | F | 8 | 0.2 | F | 8 | 0 | 1 | D | 9 | 0 | C | 8
2000-10-09 | 18:00 | 23 | 606 | 0 | 2 | 8 | 0 | 2 | 15 | 0 | 2 | 8 | 0 | 2 | 8 | 0 | 2 | 15 | 0 | 2 | 8 | 0 | 2 | 19 | 3 | E | 9 | 3 | E | 9 | 12.8 | A | 7 | 0.6 | A | 7 | 43 | A | 7 | 837 | A | 7 | 340 | A | 7 | 4.1 | A | 7 | 16000 | B | 7 | 77777 | A | 7 | 1.3 | E | 8 | 0.061 | F | 8 | 0.2 | F | 8 | 0 | 1 | D | 9 | 0 | C | 8
2000-10-09 | 19:00 | 0 | 0 | 0 | 2 | 0 | 0 | 2 | 0 | 0 | 2 | 0 | 0 | 2 | 0 | 0 | 2 | 0 | 0 | 2 | 0 | 0 | 2 | 0 | 3 | E | 9 | 3 | E | 9 | 10 | A | 7 | 0.6 | A | 7 | 52 | A | 7 | 836 | A | 7 | 60 | A | 7 | 1.5 | A | 7 | 16000 | B | 7 | 77777 | A | 7 | 1.3 | E | 8 | 0.061 | F | 8 | 0.2 | F | 8 | 0 | 1 | D | 9 | 0 | C | 8
2000-10-09 | 20:00 | 0 | 0 | 0 | 2 | 0 | 0 | 2 | 0 | 0 | 2 | 0 | 0 | 2 | 0 | 0 | 2 | 0 | 0 | 2 | 0 | 0 | 2 | 0 | 3 | E | 9 | 3 | E | 9 | 8.9 | A | 7 | 0.6 | A | 7 | 56 | A | 7 | 835 | A | 7 | 210 | A | 7 | 3.1 | A | 7 | 16000 | B | 7 | 77777 | A | 7 | 1.4 | E | 8 | 0.061 | F | 8 | 0.2 | F | 8 | 0 | 1 | D | 9 | 0 | C | 8
2000-10-09 | 21:00 | 0 | 0 | 0 | 2 | 0 | 0 | 2 | 0 | 0 | 2 | 0 | 0 | 2 | 0 | 0 | 2 | 0 | 0 | 2 | 0 | 0 | 2 | 0 | 3 | E | 9 | 3 | A | 7 | 6.1 | A | 7 | 1.7 | A | 7 | 73 | A | 7 | 833 | A | 7 | 160 | A | 7 | 4.6 | A | 7 | 16000 | B | 7 | 77777 | A | 7 | 1.5 | E | 8 | 0.061 | F | 8 | 0.2 | F | 8 | 0 | 1 | D | 9 | 0 | C | 8
2000-10-09 | 22:00 | 0 | 0 | 0 | 2 | 0 | 0 | 2 | 0 | 0 | 2 | 0 | 0 | 2 | 0 | 0 | 2 | 0 | 0 | 2 | 0 | 0 | 2 | 0 | 2 | E | 9 | 2 | A | 7 | 6.1 | A | 7 | 2.2 | A | 7 | 76 | A | 7 | 832 | A | 7 | 200 | A | 7 | 3.6 | A | 7 | 16000 | B | 7 | 77777 | A | 7 | 1.6 | E | 8 | 0.061 | F | 8 | 0.2 | F | 8 | 0 | 1 | D | 9 | 0 | C | 8
2000-10-09 | 23:00 | 0 | 0 | 0 | 2 | 0 | 0 | 2 | 0 | 0 | 2 | 0 | 0 | 2 | 0 | 0 | 2 | 0 | 0 | 2 | 0 | 0 | 2 | 0 | 0 | E | 9 | 0 | A | 7 | 6.1 | A | 7 | 2.2 | A | 7 | 76 | A | 7 | 832 | A | 7 | 230 | A | 7 | 4.1 | A | 7 | 16000 | B | 7 | 77777 | A | 7 | 1.6 | E | 8 | 0.061 | F | 8 | 0.2 | F | 8 | 0 | 1 | D | 9 | 0 | C | 8
2000-10-09 | 24:00 | 0 | 0 | 0 | 2 | 0 | 0 | 2 | 0 | 0 | 2 | 0 | 0 | 2 | 0 | 0 | 2 | 0 | 0 | 2 | 0 | 0 | 2 | 0 | 0 | E | 9 | 0 | E | 9 | 5.6 | A | 7 | 1.7 | A | 7 | 76 | A | 7 | 831 | A | 7 | 250 | A | 7 | 2.6 | A | 7 | 16000 | B | 7 | 77777 | A | 7 | 1.6 | E | 8 | 0.061 | F | 8 | 0.2 | F | 8 | 0 | 1 | D | 9 | 0 | C | 8
2000-10-10 | 1:00 | 0 | 0 | 0 | 2 | 0 | 0 | 2 | 0 | 0 | 2 | 0 | 0 | 2 | 0 | 0 | 2 | 0 | 0 | 2 | 0 | 0 | 2 | 0 | 0 | E | 9 | 0 | E | 9 | 5.6 | A | 7 | 1.1 | A | 7 | 73 | A | 7 | 830 | A | 7 | 220 | A | 7 | 2.1 | A | 7 | 16000 | B | 7 | 77777 | A | 7 | 1.6 | E | 8 | 0.061 | F | 8 | 0.2 | F | 8 | 0 | 1 | D | 9 | 0 | C | 8
2000-10-10 | 2:00 | 0 | 0 | 0 | 2 | 0 | 0 | 2 | 0 | 0 | 2 | 0 | 0 | 2 | 0 | 0 | 2 | 0 | 0 | 2 | 0 | 0 | 2 | 0 | 0 | E | 9 | 0 | E | 9 | 2.2 | A | 7 | 0 | A | 7 | 85 | A | 7 | 828 | A | 7 | 200 | A | 7 | 3.1 | A | 7 | 16000 | B | 7 | 77777 | A | 7 | 1.5 | E | 8 | 0.061 | F | 8 | 0.2 | F | 8 | 0 | 1 | D | 9 | 0 | C | 8
2000-10-10 | 3:00 | 0 | 0 | 0 | 2 | 0 | 0 | 2 | 0 | 0 | 2 | 0 | 0 | 2 | 0 | 0 | 2 | 0 | 0 | 2 | 0 | 0 | 2 | 0 | 0 | E | 9 | 0 | E | 9 | 3.9 | A | 7 | 0.6 | A | 7 | 79 | A | 7 | 828 | A | 7 | 210 | A | 7 | 4.6 | A | 7 | 16000 | B | 7 | 77777 | A | 7 | 1.5 | E | 8 | 0.061 | F | 8 | 0.2 | F | 8 | 0 | 1 | D | 9 | 0 | C | 8
2000-10-10 | 4:00 | 0 | 0 | 0 | 2 | 0 | 0 | 2 | 0 | 0 | 2 | 0 | 0 | 2 | 0 | 0 | 2 | 0 | 0 | 2 | 0 | 0 | 2 | 0 | 0 | E | 9 | 0 | E | 9 | 1.1 | A | 7 | -1.1 | A | 7 | 84 | A | 7 | 827 | A | 7 | 190 | A | 7 | 3.1 | A | 7 | 16000 | B | 7 | 77777 | A | 7 | 1.4 | E | 8 | 0.061 | F | 8 | 0.2 | F | 8 | 0 | 1 | D | 9 | 0 | C | 8
2000-10-10 | 5:00 | 0 | 0 | 0 | 2 | 0 | 0 | 2 | 0 | 0 | 2 | 0 | 0 | 2 | 0 | 0 | 2 | 0 | 0 | 2 | 0 | 0 | 2 | 0 | 0 | E | 9 | 0 | E | 9 | 5.6 | A | 7 | 0 | A | 7 | 67 | A | 7 | 830 | A | 7 | 200 | A | 7 | 3.6 | A | 7 | 16000 | B | 7 | 77777 | A | 7 | 1.4 | E | 8 | 0.061 | F | 8 | 0.2 | F | 8 | 0 | 1 | D | 9 | 0 | C | 8
2000-10-10 | 6:00 | 0 | 0 | 0 | 2 | 0 | 0 | 2 | 0 | 0 | 2 | 0 | 0 | 2 | 0 | 0 | 2 | 0 | 0 | 2 | 0 | 0 | 2 | 0 | 0 | E | 9 | 0 | E | 9 | 3.3 | A | 7 | -0.6 | A | 7 | 75 | A | 7 | 828 | A | 7 | 210 | A | 7 | 2.1 | A | 7 | 16000 | B | 7 | 77777 | A | 7 | 1.3 | E | 8 | 0.061 | F | 8 | 0.2 | F | 8 | 0 | 1 | D | 9 | 0 | C | 8
2000-10-10 | 7:00 | 103 | 1246 | 0 | 2 | 8 | 0 | 2 | 15 | 0 | 2 | 8 | 0 | 2 | 8 | 0 | 2 | 15 | 0 | 2 | 8 | 0 | 2 | 19 | 0 | E | 9 | 0 | E | 9 | 5.6 | A | 7 | 0.6 | A | 7 | 70 | A | 7 | 830 | A | 7 | 220 | A | 7 | 2.6 | A | 7 | 16000 | B | 7 | 77777 | A | 7 | 1.3 | E | 8 | 0.061 | F | 8 | 0.2 | F | 8 | 0 | 1 | D | 9 | 0 | C | 8
2000-10-10 | 8:00 | 355 | 1372 | 263 | 2 | 8 | 712 | 2 | 15 | 79 | 2 | 8 | 268 | 2 | 8 | 591 | 2 | 15 | 114 | 2 | 8 | 139 | 2 | 19 | 0 | E | 9 | 0 | E | 9 | 8.9 | A | 7 | 1.1 | A | 7 | 58 | A | 7 | 831 | A | 7 | 250 | A | 7 | 1.5 | A | 7 | 16000 | B | 7 | 77777 | A | 7 | 1.3 | E | 8 | 0.061 | F | 8 | 0.2 | F | 8 | 0 | 1 | D | 9 | 0 | C | 8
2000-10-10 | 9:00 | 581 | 1372 | 437 | 2 | 8 | 831 | 2 | 15 | 83 | 2 | 8 | 449 | 2 | 8 | 792 | 2 | 15 | 112 | 2 | 8 | 162 | 2 | 19 | 0 | E | 9 | 0 | E | 9 | 11.7 | A | 7 | 1.7 | A | 7 | 50 | A | 7 | 833 | A | 7 | 220 | B | 8 | 1.5 | A | 7 | 16000 | B | 7 | 77777 | A | 7 | 1.2 | E | 8 | 0.061 | F | 8 | 0.2 | F | 8 | 0 | 1 | D | 9 | 0 | C | 8
2000-10-10 | 10:00 | 760 | 1372 | 585 | 2 | 8 | 847 | 2 | 15 | 114 | 2 | 8 | 602 | 2 | 8 | 832 | 2 | 15 | 140 | 2 | 8 | 235 | 2 | 19 | 3 | E | 9 | 3 | E | 9 | 15 | A | 7 | 2.2 | A | 7 | 42 | A | 7 | 834 | A | 7 | 180 | B | 8 | 1.5 | A | 7 | 16000 | B | 7 | 77777 | A | 7 | 1.2 | E | 8 | 0.061 | F | 8 | 0.2 | F | 8 | 0 | 1 | D | 9 | 0 | C | 8
2000-10-10 | 11:00 | 881 | 1372 | 696 | 2 | 8 | 967 | 2 | 15 | 73 | 2 | 8 | 728 | 2 | 8 | 961 | 2 | 15 | 109 | 2 | 8 | 192 | 2 | 19 | 3 | E | 9 | 3 | E | 9 | 18.9 | A | 7 | 2.2 | A | 7 | 33 | A | 7 | 829 | A | 7 | 150 | B | 8 | 2.6 | A | 7 | 16000 | B | 7 | 77777 | A | 7 | 1.1 | E | 8 | 0.061 | F | 8 | 0.2 | F | 8 | 0 | 1 | D | 9 | 0 | C | 8
2000-10-10 | 12:00 | 934 | 1372 | 733 | 2 | 8 | 950 | 2 | 15 | 84 | 2 | 8 | 764 | 2 | 8 | 946 | 2 | 15 | 117 | 2 | 8 | 218 | 2 | 19 | 3 | E | 9 | 3 | E | 9 | 20.6 | A | 7 | 1.7 | A | 7 | 28 | A | 7 | 835 | A | 7 | 110 | B | 8 | 2.1 | A | 7 | 16000 | B | 7 | 77777 | A | 7 | 1.2 | E | 8 | 0.061 | F | 8 | 0.2 | F | 8 | 0 | 1 | D | 9 | 0 | C | 8
2000-10-10 | 13:00 | 916 | 1372 | 739 | 2 | 8 | 981 | 2 | 15 | 81 | 2 | 8 | 770 | 2 | 8 | 977 | 2 | 15 | 116 | 2 | 8 | 210 | 2 | 19 | 3 | E | 9 | 3 | E | 9 | 22.2 | A | 7 | 1.7 | A | 7 | 26 | A | 7 | 834 | A | 7 | 80 | A | 7 | 3.6 | A | 7 | 16000 | B | 7 | 77777 | A | 7 | 1.2 | E | 8 | 0.061 | F | 8 | 0.2 | F | 8 | 0 | 1 | D | 9 | 0 | C | 8
2000-10-10 | 14:00 | 829 | 1372 | 650 | 2 | 8 | 922 | 2 | 15 | 91 | 2 | 8 | 676 | 2 | 8 | 911 | 2 | 15 | 123 | 2 | 8 | 194 | 2 | 19 | 4 | E | 9 | 4 | E | 9 | 22.8 | A | 7 | -0.6 | A | 7 | 21 | A | 7 | 834 | A | 7 | 100 | A | 7 | 4.6 | A | 7 | 16000 | B | 7 | 77777 | A | 7 | 1.2 | E | 8 | 0.061 | F | 8 | 0.2 | F | 8 | 0 | 1 | D | 9 | 0 | C | 8
2000-10-10 | 15:00 | 678 | 1372 | 498 | 2 | 8 | 837 | 2 | 15 | 83 | 2 | 8 | 523 | 2 | 8 | 821 | 2 | 15 | 116 | 2 | 8 | 179 | 2 | 19 | 6 | E | 9 | 5 | E | 9 | 23.3 | A | 7 | 0 | A | 7 | 21 | A | 7 | 834 | A | 7 | 100 | A | 7 | 5.2 | A | 7 | 16000 | B | 7 | 77777 | A | 7 | 1.3 | E | 8 | 0.061 | F | 8 | 0.2 | F | 8 | 0 | 1 | D | 9 | 0 | C | 8
2000-10-10 | 16:00 | 474 | 1372 | 325 | 2 | 8 | 760 | 2 | 15 | 61 | 2 | 8 | 337 | 2 | 8 | 702 | 2 | 15 | 93 | 2 | 8 | 123 | 2 | 19 | 4 | E | 9 | 4 | E | 9 | 22.2 | A | 7 | 0 | A | 7 | 23 | A | 7 | 833 | A | 7 | 140 | A | 7 | 8.8 | A | 7 | 16000 | B | 7 | 77777 | A | 7 | 1.3 | E | 8 | 0.061 | F | 8 | 0.2 | F | 8 | 0 | 1 | D | 9 | 0 | C | 8
2000-10-10 | 17:00 | 231 | 1372 | 128 | 2 | 8 | 583 | 2 | 15 | 29 | 2 | 8 | 135 | 2 | 8 | 452 | 2 | 15 | 58 | 2 | 8 | 63 | 2 | 19 | 5 | E | 9 | 5 | A | 7 | 19.4 | A | 7 | 0.6 | A | 7 | 28 | A | 7 | 826 | A | 7 | 150 | A | 7 | 8.8 | A | 7 | 16000 | B | 7 | 77777 | A | 7 | 1.3 | E | 8 | 0.061 | F | 8 | 0.2 | F | 8 | 0 | 1 | D | 9 | 0 | C | 8
2000-10-10 | 18:00 | 20 | 560 | 0 | 2 | 8 | 0 | 2 | 15 | 0 | 2 | 8 | 0 | 2 | 8 | 0 | 2 | 15 | 0 | 2 | 8 | 0 | 2 | 19 | 4 | E | 9 | 4 | E | 9 | 16.1 | A | 7 | 1.1 | A | 7 | 36 | A | 7 | 831 | A | 7 | 150 | A | 7 | 7.7 | A | 7 | 16000 | B | 7 | 77777 | A | 7 | 1.3 | E | 8 | 0.061 | F | 8 | 0.2 | F | 8 | 0 | 1 | D | 9 | 0 | C | 8
2000-10-10 | 19:00 | 0 | 0 | 0 | 2 | 0 | 0 | 2 | 0 | 0 | 2 | 0 | 0 | 2 | 0 | 0 | 2 | 0 | 0 | 2 | 0 | 0 | 2 | 0 | 1 | E | 9 | 1 | E | 9 | 13.9 | A | 7 | 2.8 | A | 7 | 47 | A | 7 | 830 | A | 7 | 150 | A | 7 | 6.7 | A | 7 | 16000 | B | 7 | 77777 | A | 7 | 1.4 | E | 8 | 0.061 | F | 8 | 0.2 | F | 8 | 0 | 1 | D | 9 | 0 | C | 8
2000-10-10 | 20:00 | 0 | 0 | 0 | 2 | 0 | 0 | 2 | 0 | 0 | 2 | 0 | 0 | 2 | 0 | 0 | 2 | 0 | 0 | 2 | 0 | 0 | 2 | 0 | 0 | E | 9 | 0 | E | 9 | 13.9 | A | 7 | 2.2 | A | 7 | 45 | A | 7 | 830 | A | 7 | 160 | A | 7 | 9.3 | A | 7 | 16000 | B | 7 | 77777 | A | 7 | 1.4 | E | 8 | 0.061 | F | 8 | 0.2 | F | 8 | 0 | 1 | D | 9 | 0 | C | 8
2000-10-10 | 21:00 | 0 | 0 | 0 | 2 | 0 | 0 | 2 | 0 | 0 | 2 | 0 | 0 | 2 | 0 | 0 | 2 | 0 | 0 | 2 | 0 | 0 | 2 | 0 | 2 | E | 9 | 2 | A | 7 | 12.8 | A | 7 | 2.8 | A | 7 | 51 | A | 7 | 829 | A | 7 | 160 | A | 7 | 8.2 | A | 7 | 16000 | B | 7 | 77777 | A | 7 | 1.4 | E | 8 | 0.061 | F | 8 | 0.2 | F | 8 | 0 | 1 | D | 9 | 0 | C | 8
2000-10-10 | 22:00 | 0 | 0 | 0 | 2 | 0 | 0 | 2 | 0 | 0 | 2 | 0 | 0 | 2 | 0 | 0 | 2 | 0 | 0 | 2 | 0 | 0 | 2 | 0 | 3 | E | 9 | 3 | A | 7 | 10 | A | 7 | 2.8 | A | 7 | 61 | A | 7 | 827 | A | 7 | 160 | A | 7 | 7.2 | A | 7 | 16000 | B | 7 | 77777 | A | 7 | 1.5 | E | 8 | 0.061 | F | 8 | 0.2 | F | 8 | 0 | 1 | D | 9 | 0 | C | 8
2000-10-10 | 23:00 | 0 | 0 | 0 | 2 | 0 | 0 | 2 | 0 | 0 | 2 | 0 | 0 | 2 | 0 | 0 | 2 | 0 | 0 | 2 | 0 | 0 | 2 | 0 | 2 | E | 9 | 2 | A | 7 | 11.7 | A | 7 | 2.2 | A | 7 | 52 | A | 7 | 827 | A | 7 | 190 | A | 7 | 6.7 | A | 7 | 16000 | B | 7 | 77777 | A | 7 | 1.5 | E | 8 | 0.061 | F | 8 | 0.2 | F | 8 | 0 | 1 | D | 9 | 0 | C | 8
2000-10-10 | 24:00 | 0 | 0 | 0 | 2 | 0 | 0 | 2 | 0 | 0 | 2 | 0 | 0 | 2 | 0 | 0 | 2 | 0 | 0 | 2 | 0 | 0 | 2 | 0 | 0 | E | 9 | 0 | E | 9 | 13.3 | A | 7 | 1.7 | A | 7 | 45 | A | 7 | 828 | A | 7 | 190 | A | 7 | 8.8 | A | 7 | 16000 | B | 7 | 77777 | A | 7 | 1.5 | E | 8 | 0.061 | F | 8 | 0.2 | F | 8 | 0 | 1 | D | 9 | 0 | C | 8
2000-10-11 | 1:00 | 0 | 0 | 0 | 2 | 0 | 0 | 2 | 0 | 0 | 2 | 0 | 0 | 2 | 0 | 0 | 2 | 0 | 0 | 2 | 0 | 0 | 2 | 0 | 0 | E | 9 | 0 | E | 9 | 11.7 | A | 7 | 1.1 | A | 7 | 48 | A | 7 | 828 | A | 7 | 180 | A | 7 | 6.2 | A | 7 | 16000 | B | 7 | 77777 | A | 7 | 1.5 | E | 8 | 0.061 | F | 8 | 0.2 | F | 8 | 0 | 1 | D | 9 | 0 | C | 8
2000-10-11 | 2:00 | 0 | 0 | 0 | 2 | 0 | 0 | 2 | 0 | 0 | 2 | 0 | 0 | 2 | 0 | 0 | 2 | 0 | 0 | 2 | 0 | 0 | 2 | 0 | 0 | E | 9 | 0 | E | 9 | 12.8 | A | 7 | 0.6 | A | 7 | 43 | A | 7 | 828 | A | 7 | 190 | A | 7 | 8.2 | A | 7 | 16000 | B | 7 | 77777 | A | 7 | 1.4 | E | 8 | 0.061 | F | 8 | 0.2 | F | 8 | 0 | 1 | D | 9 | 0 | C | 8
2000-10-11 | 3:00 | 0 | 0 | 0 | 2 | 0 | 0 | 2 | 0 | 0 | 2 | 0 | 0 | 2 | 0 | 0 | 2 | 0 | 0 | 2 | 0 | 0 | 2 | 0 | 0 | E | 9 | 0 | E | 9 | 13.3 | A | 7 | 0 | A | 7 | 40 | A | 7 | 828 | A | 7 | 210 | A | 7 | 7.2 | A | 7 | 16000 | B | 7 | 77777 | A | 7 | 1.4 | E | 8 | 0.061 | F | 8 | 0.2 | F | 8 | 0 | 1 | D | 9 | 0 | C | 8
2000-10-11 | 4:00 | 0 | 0 | 0 | 2 | 0 | 0 | 2 | 0 | 0 | 2 | 0 | 0 | 2 | 0 | 0 | 2 | 0 | 0 | 2 | 0 | 0 | 2 | 0 | 0 | E | 9 | 0 | E | 9 | 8.3 | A | 7 | 1.7 | A | 7 | 63 | A | 7 | 827 | A | 7 | 300 | A | 7 | 4.1 | A | 7 | 16000 | B | 7 | 77777 | A | 7 | 1.4 | E | 8 | 0.061 | F | 8 | 0.2 | F | 8 | 0 | 1 | D | 9 | 0 | C | 8
2000-10-11 | 5:00 | 0 | 0 | 0 | 2 | 0 | 0 | 2 | 0 | 0 | 2 | 0 | 0 | 2 | 0 | 0 | 2 | 0 | 0 | 2 | 0 | 0 | 2 | 0 | 0 | E | 9 | 0 | E | 9 | 5 | A | 7 | 2.2 | A | 7 | 82 | A | 7 | 829 | A | 7 | 280 | A | 7 | 1.5 | A | 7 | 16000 | B | 7 | 77777 | A | 7 | 1.4 | E | 8 | 0.061 | F | 8 | 0.2 | F | 8 | 0 | 1 | D | 9 | 0 | C | 8
2000-10-11 | 6:00 | 0 | 0 | 0 | 2 | 0 | 0 | 2 | 0 | 0 | 2 | 0 | 0 | 2 | 0 | 0 | 2 | 0 | 0 | 2 | 0 | 0 | 2 | 0 | 0 | E | 9 | 0 | E | 9 | 6.1 | A | 7 | 2.2 | A | 7 | 76 | A | 7 | 828 | A | 7 | 290 | A | 7 | 3.1 | A | 7 | 16000 | B | 7 | 77777 | A | 7 | 1.4 | E | 8 | 0.061 | F | 8 | 0.2 | F | 8 | 0 | 1 | D | 9 | 0 | C | 8
2000-10-11 | 7:00 | 99 | 1224 | 0 | 2 | 8 | 0 | 2 | 15 | 0 | 2 | 8 | 0 | 2 | 8 | 0 | 2 | 15 | 0 | 2 | 8 | 0 | 2 | 19 | 3 | E | 9 | 3 | E | 9 | 7.2 | A | 7 | 2.8 | A | 7 | 74 | A | 7 | 829 | A | 7 | 300 | A | 7 | 1.5 | A | 7 | 16000 | B | 7 | 77777 | A | 7 | 1.4 | E | 8 | 0.061 | F | 8 | 0.2 | F | 8 | 0 | 1 | D | 9 | 0 | C | 8
2000-10-11 | 8:00 | 350 | 1373 | 225 | 2 | 8 | 588 | 2 | 15 | 74 | 2 | 8 | 229 | 2 | 8 | 488 | 2 | 15 | 104 | 2 | 8 | 132 | 2 | 19 | 3 | E | 9 | 3 | E | 9 | 10.6 | A | 7 | 3.9 | A | 7 | 63 | A | 7 | 830 | A | 7 | 310 | A | 7 | 3.6 | A | 7 | 16000 | B | 7 | 77777 | A | 7 | 1.4 | E | 8 | 0.061 | F | 8 | 0.2 | F | 8 | 0 | 1 | D | 9 | 0 | C | 8
2000-10-11 | 9:00 | 576 | 1373 | 424 | 2 | 8 | 826 | 2 | 15 | 76 | 2 | 8 | 440 | 2 | 8 | 789 | 2 | 15 | 108 | 2 | 8 | 154 | 2 | 19 | 3 | E | 9 | 3 | E | 9 | 13.3 | A | 7 | 3.9 | A | 7 | 53 | A | 7 | 832 | A | 7 | 340 | B | 8 | 1.5 | A | 7 | 16000 | B | 7 | 77777 | A | 7 | 1.3 | E | 8 | 0.061 | F | 8 | 0.2 | F | 8 | 0 | 1 | D | 9 | 0 | C | 8
2000-10-11 | 10:00 | 755 | 1373 | 579 | 2 | 8 | 884 | 2 | 15 | 91 | 2 | 8 | 610 | 2 | 8 | 877 | 2 | 15 | 126 | 2 | 8 | 205 | 2 | 19 | 3 | E | 9 | 3 | E | 9 | 17.8 | A | 7 | 5 | A | 7 | 43 | A | 7 | 833 | A | 7 | 10 | A | 7 | 3.1 | A | 7 | 16000 | B | 7 | 77777 | A | 7 | 1.3 | E | 8 | 0.061 | F | 8 | 0.2 | F | 8 | 0 | 1 | D | 9 | 0 | C | 8
2000-10-11 | 11:00 | 875 | 1373 | 652 | 2 | 8 | 858 | 2 | 15 | 104 | 2 | 8 | 692 | 2 | 8 | 861 | 2 | 15 | 141 | 2 | 8 | 259 | 2 | 19 | 3 | E | 9 | 3 | E | 9 | 22.2 | A | 7 | 0.6 | A | 7 | 24 | A | 7 | 829 | A | 7 | 150 | A | 7 | 7.2 | A | 7 | 16000 | B | 7 | 77777 | A | 7 | 1.3 | E | 8 | 0.061 | F | 8 | 0.2 | F | 8 | 0 | 1 | D | 9 | 0 | C | 8
2000-10-11 | 12:00 | 928 | 1373 | 696 | 2 | 8 | 847 | 2 | 15 | 121 | 2 | 8 | 731 | 2 | 8 | 850 | 2 | 15 | 155 | 2 | 8 | 309 | 2 | 19 | 3 | E | 9 | 3 | E | 9 | 23.9 | A | 7 | 1.1 | A | 7 | 22 | A | 7 | 834 | A | 7 | 150 | A | 7 | 8.8 | A | 7 | 16000 | B | 7 | 77777 | A | 7 | 1.3 | E | 8 | 0.061 | F | 8 | 0.2 | F | 8 | 0 | 1 | D | 9 | 0 | C | 8
2000-10-11 | 13:00 | 910 | 1373 | 703 | 2 | 8 | 927 | 2 | 15 | 86 | 2 | 8 | 732 | 2 | 8 | 922 | 2 | 15 | 118 | 2 | 8 | 213 | 2 | 19 | 3 | E | 9 | 3 | E | 9 | 25 | A | 7 | 1.1 | A | 7 | 21 | A | 7 | 833 | A | 7 | 140 | A | 7 | 7.7 | A | 7 | 16000 | B | 7 | 77777 | A | 7 | 1.3 | E | 8 | 0.061 | F | 8 | 0.2 | F | 8 | 0 | 1 | D | 9 | 0 | C | 8
2000-10-11 | 14:00 | 823 | 1373 | 610 | 2 | 8 | 880 | 2 | 15 | 80 | 2 | 8 | 635 | 2 | 8 | 870 | 2 | 15 | 112 | 2 | 8 | 187 | 2 | 19 | 3 | E | 9 | 3 | E | 9 | 26.7 | A | 7 | -2.8 | A | 7 | 14 | A | 7 | 833 | A | 7 | 190 | A | 7 | 7.2 | A | 7 | 16000 | B | 7 | 77777 | A | 7 | 1.3 | E | 8 | 0.061 | F | 8 | 0.2 | F | 8 | 0 | 1 | D | 9 | 0 | C | 8
2000-10-11 | 15:00 | 672 | 1373 | 504 | 2 | 8 | 866 | 2 | 15 | 79 | 2 | 8 | 531 | 2 | 8 | 849 | 2 | 15 | 114 | 2 | 8 | 173 | 2 | 19 | 3 | E | 9 | 3 | E | 9 | 26.1 | A | 7 | -2.8 | A | 7 | 14 | A | 7 | 833 | A | 7 | 190 | A | 7 | 8.8 | A | 7 | 16000 | B | 7 | 77777 | A | 7 | 1.3 | E | 8 | 0.061 | F | 8 | 0.2 | F | 8 | 0 | 1 | D | 9 | 0 | C | 8
2000-10-11 | 16:00 | 467 | 1373 | 319 | 2 | 8 | 759 | 2 | 15 | 59 | 2 | 8 | 331 | 2 | 8 | 699 | 2 | 15 | 92 | 2 | 8 | 120 | 2 | 19 | 3 | E | 9 | 3 | E | 9 | 25.6 | A | 7 | -3.3 | A | 7 | 14 | A | 7 | 834 | A | 7 | 200 | A | 7 | 7.7 | A | 7 | 16000 | B | 7 | 77777 | A | 7 | 1.3 | E | 8 | 0.061 | F | 8 | 0.2 | F | 8 | 0 | 1 | D | 9 | 0 | C | 8
2000-10-11 | 17:00 | 224 | 1373 | 122 | 2 | 8 | 565 | 2 | 15 | 30 | 2 | 8 | 126 | 2 | 8 | 421 | 2 | 15 | 57 | 2 | 8 | 60 | 2 | 19 | 8 | E | 9 | 8 | A | 7 | 23.9 | A | 7 | -1.7 | A | 7 | 18 | A | 7 | 827 | A | 7 | 180 | A | 7 | 8.2 | A | 7 | 16000 | B | 7 | 7620 | A | 7 | 1.3 | E | 8 | 0.061 | F | 8 | 0.2 | F | 8 | 0 | 1 | D | 9 | 0 | C | 8
2000-10-11 | 18:00 | 18 | 538 | 0 | 2 | 8 | 0 | 2 | 15 | 0 | 2 | 8 | 0 | 2 | 8 | 0 | 2 | 15 | 0 | 2 | 8 | 0 | 2 | 19 | 6 | E | 9 | 4 | E | 9 | 21.1 | A | 7 | -1.1 | A | 7 | 22 | A | 7 | 833 | A | 7 | 180 | A | 7 | 8.8 | A | 7 | 16000 | B | 7 | 7620 | A | 7 | 1.3 | E | 8 | 0.061 | F | 8 | 0.2 | F | 8 | 0 | 1 | D | 9 | 0 | C | 8
2000-10-11 | 19:00 | 0 | 0 | 0 | 2 | 0 | 0 | 2 | 0 | 0 | 2 | 0 | 0 | 2 | 0 | 0 | 2 | 0 | 0 | 2 | 0 | 0 | 2 | 0 | 8 | E | 9 | 5 | E | 9 | 20.6 | A | 7 | -1.7 | A | 7 | 22 | A | 7 | 834 | A | 7 | 190 | A | 7 | 7.7 | A | 7 | 16000 | B | 7 | 6096 | A | 7 | 1.2 | E | 8 | 0.061 | F | 8 | 0.2 | F | 8 | 0 | 1 | D | 9 | 0 | C | 8
2000-10-11 | 20:00 | 0 | 0 | 0 | 2 | 0 | 0 | 2 | 0 | 0 | 2 | 0 | 0 | 2 | 0 | 0 | 2 | 0 | 0 | 2 | 0 | 0 | 2 | 0 | 8 | E | 9 | 4 | E | 9 | 20 | A | 7 | -1.1 | A | 7 | 24 | A | 7 | 833 | A | 7 | 200 | A | 7 | 7.7 | A | 7 | 16000 | B | 7 | 6096 | A | 7 | 1.2 | E | 8 | 0.061 | F | 8 | 0.2 | F | 8 | 0 | 1 | D | 9 | 0 | C | 8
2000-10-11 | 21:00 | 0 | 0 | 0 | 2 | 0 | 0 | 2 | 0 | 0 | 2 | 0 | 0 | 2 | 0 | 0 | 2 | 0 | 0 | 2 | 0 | 0 | 2 | 0 | 9 | E | 9 | 9 | A | 7 | 18.9 | A | 7 | -0.6 | A | 7 | 27 | A | 7 | 833 | A | 7 | 210 | A | 7 | 7.2 | A | 7 | 16000 | B | 7 | 5486 | A | 7 | 1.2 | E | 8 | 0.061 | F | 8 | 0.2 | F | 8 | 0 | 1 | D | 9 | 0 | C | 8
2000-10-11 | 22:00 | 0 | 0 | 0 | 2 | 0 | 0 | 2 | 0 | 0 | 2 | 0 | 0 | 2 | 0 | 0 | 2 | 0 | 0 | 2 | 0 | 0 | 2 | 0 | 9 | E | 9 | 9 | A | 7 | 18.3 | A | 7 | -0.6 | A | 7 | 28 | A | 7 | 831 | A | 7 | 240 | A | 7 | 5.7 | A | 7 | 16000 | B | 7 | 6096 | A | 7 | 1.2 | E | 8 | 0.061 | F | 8 | 0.2 | F | 8 | 0 | 1 | D | 9 | 0 | C | 8
2000-10-11 | 23:00 | 0 | 0 | 0 | 2 | 0 | 0 | 2 | 0 | 0 | 2 | 0 | 0 | 2 | 0 | 0 | 2 | 0 | 0 | 2 | 0 | 0 | 2 | 0 | 8 | E | 9 | 8 | A | 7 | 14.4 | A | 7 | 0.6 | A | 7 | 39 | A | 7 | 829 | A | 7 | 170 | A | 7 | 1.5 | A | 7 | 16000 | B | 7 | 6096 | A | 7 | 1.2 | E | 8 | 0.061 | F | 8 | 0.2 | F | 8 | 0 | 1 | D | 9 | 0 | C | 8
2000-10-11 | 24:00 | 0 | 0 | 0 | 2 | 0 | 0 | 2 | 0 | 0 | 2 | 0 | 0 | 2 | 0 | 0 | 2 | 0 | 0 | 2 | 0 | 0 | 2 | 0 | 10 | E | 9 | 4 | E | 9 | 11.7 | A | 7 | 2.8 | A | 7 | 54 | A | 7 | 829 | A | 7 | 70 | A | 7 | 2.6 | A | 7 | 16000 | B | 7 | 6096 | A | 7 | 1.2 | E | 8 | 0.061 | F | 8 | 0.2 | F | 8 | 0 | 1 | D | 9 | 0 | C | 8
2000-10-12 | 1:00 | 0 | 0 | 0 | 2 | 0 | 0 | 2 | 0 | 0 | 2 | 0 | 0 | 2 | 0 | 0 | 2 | 0 | 0 | 2 | 0 | 0 | 2 | 0 | 10 | E | 9 | 4 | E | 9 | 10 | A | 7 | 2.8 | A | 7 | 61 | A | 7 | 828 | A | 7 | 80 | A | 7 | 2.6 | A | 7 | 16000 | B | 7 | 6096 | A | 7 | 1.2 | E | 8 | 0.061 | F | 8 | 0.2 | F | 8 | 0 | 1 | D | 9 | 0 | C | 8
2000-10-12 | 2:00 | 0 | 0 | 0 | 2 | 0 | 0 | 2 | 0 | 0 | 2 | 0 | 0 | 2 | 0 | 0 | 2 | 0 | 0 | 2 | 0 | 0 | 2 | 0 | 10 | E | 9 | 4 | E | 9 | 8.3 | A | 7 | 2.8 | A | 7 | 68 | A | 7 | 827 | A | 7 | 80 | A | 7 | 3.1 | A | 7 | 16000 | B | 7 | 6096 | A | 7 | 1.2 | E | 8 | 0.061 | F | 8 | 0.2 | F | 8 | 0 | 1 | D | 9 | 0 | C | 8
2000-10-12 | 3:00 | 0 | 0 | 0 | 2 | 0 | 0 | 2 | 0 | 0 | 2 | 0 | 0 | 2 | 0 | 0 | 2 | 0 | 0 | 2 | 0 | 0 | 2 | 0 | 7 | E | 9 | 4 | E | 9 | 10 | A | 7 | 2.8 | A | 7 | 61 | A | 7 | 829 | A | 7 | 350 | A | 7 | 2.6 | A | 7 | 16000 | B | 7 | 6096 | A | 7 | 1.2 | E | 8 | 0.061 | F | 8 | 0.2 | F | 8 | 0 | 1 | D | 9 | 0 | C | 8
2000-10-12 | 4:00 | 0 | 0 | 0 | 2 | 0 | 0 | 2 | 0 | 0 | 2 | 0 | 0 | 2 | 0 | 0 | 2 | 0 | 0 | 2 | 0 | 0 | 2 | 0 | 6 | E | 9 | 6 | E | 9 | 8.9 | A | 7 | 2.8 | A | 7 | 66 | A | 7 | 829 | A | 7 | 280 | A | 7 | 4.1 | A | 7 | 16000 | B | 7 | 6096 | A | 7 | 1.2 | E | 8 | 0.061 | F | 8 | 0.2 | F | 8 | 0 | 1 | D | 9 | 0 | C | 8
2000-10-12 | 5:00 | 0 | 0 | 0 | 2 | 0 | 0 | 2 | 0 | 0 | 2 | 0 | 0 | 2 | 0 | 0 | 2 | 0 | 0 | 2 | 0 | 0 | 2 | 0 | 3 | E | 9 | 3 | E | 9 | 9.4 | A | 7 | 2.8 | A | 7 | 63 | A | 7 | 830 | A | 7 | 270 | A | 7 | 2.6 | A | 7 | 16000 | B | 7 | 6096 | A | 7 | 1.2 | E | 8 | 0.061 | F | 8 | 0.2 | F | 8 | 0 | 1 | D | 9 | 0 | C | 8
2000-10-12 | 6:00 | 0 | 0 | 0 | 2 | 0 | 0 | 2 | 0 | 0 | 2 | 0 | 0 | 2 | 0 | 0 | 2 | 0 | 0 | 2 | 0 | 0 | 2 | 0 | 3 | E | 9 | 3 | E | 9 | 8.3 | A | 7 | 2.8 | A | 7 | 68 | A | 7 | 829 | A | 7 | 230 | A | 7 | 3.1 | A | 7 | 16000 | B | 7 | 77777 | A | 7 | 1.2 | E | 8 | 0.061 | F | 8 | 0.2 | F | 8 | 0 | 1 | D | 9 | 0 | C | 8
2000-10-12 | 7:00 | 95 | 1202 | 0 | 2 | 8 | 0 | 2 | 15 | 0 | 2 | 8 | 0 | 2 | 8 | 0 | 2 | 15 | 0 | 2 | 8 | 0 | 2 | 19 | 3 | E | 9 | 3 | E | 9 | 10 | A | 7 | 2.8 | A | 7 | 61 | A | 7 | 831 | A | 7 | 210 | A | 7 | 1.5 | A | 7 | 16000 | B | 7 | 77777 | A | 7 | 1.1 | E | 8 | 0.061 | F | 8 | 0.2 | F | 8 | 0 | 1 | D | 9 | 0 | C | 8
2000-10-12 | 8:00 | 345 | 1373 | 258 | 2 | 8 | 675 | 2 | 15 | 88 | 2 | 8 | 259 | 2 | 8 | 549 | 2 | 15 | 121 | 2 | 8 | 149 | 2 | 19 | 3 | E | 9 | 3 | E | 9 | 11.1 | A | 7 | 2.8 | A | 7 | 57 | A | 7 | 832 | A | 7 | 270 | A | 7 | 2.6 | A | 7 | 16000 | B | 7 | 77777 | A | 7 | 1.1 | E | 8 | 0.061 | F | 8 | 0.2 | F | 8 | 0 | 1 | D | 9 | 0 | C | 8
2000-10-12 | 9:00 | 571 | 1373 | 390 | 2 | 8 | 602 | 2 | 15 | 139 | 2 | 8 | 410 | 2 | 8 | 583 | 2 | 15 | 167 | 2 | 8 | 275 | 2 | 19 | 3 | E | 9 | 3 | E | 9 | 13.3 | A | 7 | 2.2 | A | 7 | 47 | A | 7 | 833 | A | 7 | 260 | A | 7 | 2.1 | A | 7 | 16000 | B | 7 | 77777 | A | 7 | 1.1 | E | 8 | 0.061 | F | 8 | 0.2 | F | 8 | 0 | 1 | D | 9 | 0 | C | 8
2000-10-12 | 10:00 | 749 | 1373 | 579 | 2 | 8 | 859 | 2 | 15 | 109 | 2 | 8 | 598 | 2 | 8 | 844 | 2 | 15 | 136 | 2 | 8 | 226 | 2 | 19 | 3 | E | 9 | 3 | E | 9 | 14.4 | A | 7 | 2.8 | A | 7 | 46 | A | 7 | 833 | A | 7 | 320 | A | 7 | 1.5 | A | 7 | 16000 | B | 7 | 77777 | A | 7 | 1.1 | E | 8 | 0.061 | F | 8 | 0.2 | F | 8 | 0 | 1 | D | 9 | 0 | C | 8
2000-10-12 | 11:00 | 869 | 1373 | 671 | 2 | 8 | 894 | 2 | 15 | 103 | 2 | 8 | 711 | 2 | 8 | 897 | 2 | 15 | 141 | 2 | 8 | 255 | 2 | 19 | 3 | E | 9 | 3 | E | 9 | 16.7 | A | 7 | 3.3 | A | 7 | 41 | A | 7 | 831 | A | 7 | 330 | B | 8 | 2.6 | A | 7 | 16000 | B | 7 | 77777 | A | 7 | 1.1 | E | 8 | 0.061 | F | 8 | 0.2 | F | 8 | 0 | 1 | D | 9 | 0 | C | 8
2000-10-12 | 12:00 | 922 | 1373 | 739 | 2 | 8 | 944 | 2 | 15 | 103 | 2 | 8 | 765 | 2 | 8 | 938 | 2 | 15 | 133 | 2 | 8 | 228 | 2 | 19 | 3 | E | 9 | 3 | E | 9 | 19.4 | A | 7 | 3.3 | A | 7 | 34 | A | 7 | 834 | A | 7 | 340 | A | 7 | 2.6 | A | 7 | 16000 | B | 7 | 77777 | A | 7 | 1.1 | E | 8 | 0.061 | F | 8 | 0.2 | F | 8 | 0 | 1 | D | 9 | 0 | C | 8
2000-10-12 | 13:00 | 904 | 1373 | 709 | 2 | 8 | 927 | 2 | 15 | 97 | 2 | 8 | 736 | 2 | 8 | 921 | 2 | 15 | 128 | 2 | 8 | 219 | 2 | 19 | 3 | E | 9 | 3 | E | 9 | 21.1 | A | 7 | 3.3 | A | 7 | 31 | A | 7 | 835 | A | 7 | 50 | A | 7 | 5.7 | A | 7 | 16000 | B | 7 | 77777 | A | 7 | 1.1 | E | 8 | 0.061 | F | 8 | 0.2 | F | 8 | 0 | 1 | D | 9 | 0 | C | 8
2000-10-12 | 14:00 | 816 | 1373 | 632 | 2 | 8 | 916 | 2 | 15 | 86 | 2 | 8 | 658 | 2 | 8 | 905 | 2 | 15 | 118 | 2 | 8 | 189 | 2 | 19 | 3 | E | 9 | 3 | E | 9 | 21.7 | A | 7 | 2.2 | A | 7 | 28 | A | 7 | 835 | A | 7 | 60 | A | 7 | 4.6 | A | 7 | 16000 | B | 7 | 77777 | A | 7 | 1.1 | E | 8 | 0.061 | F | 8 | 0.2 | F | 8 | 0 | 1 | D | 9 | 0 | C | 8
2000-10-12 | 15:00 | 665 | 1373 | 497 | 2 | 8 | 860 | 2 | 15 | 80 | 2 | 8 | 523 | 2 | 8 | 842 | 2 | 15 | 114 | 2 | 8 | 173 | 2 | 19 | 3 | E | 9 | 3 | E | 9 | 22.2 | A | 7 | 2.2 | A | 7 | 27 | A | 7 | 834 | A | 7 | 60 | A | 7 | 5.7 | A | 7 | 16000 | B | 7 | 77777 | A | 7 | 1 | E | 8 | 0.061 | F | 8 | 0.2 | F | 8 | 0 | 1 | D | 9 | 0 | C | 8
2000-10-12 | 16:00 | 460 | 1373 | 308 | 2 | 8 | 724 | 2 | 15 | 64 | 2 | 8 | 316 | 2 | 8 | 661 | 2 | 15 | 94 | 2 | 8 | 124 | 2 | 19 | 4 | E | 9 | 4 | E | 9 | 21.7 | A | 7 | 1.7 | A | 7 | 27 | A | 7 | 834 | A | 7 | 50 | A | 7 | 6.7 | A | 7 | 16000 | B | 7 | 77777 | A | 7 | 1 | E | 8 | 0.061 | F | 8 | 0.2 | F | 8 | 0 | 1 | D | 9 | 0 | C | 8
2000-10-12 | 17:00 | 218 | 1373 | 117 | 2 | 8 | 546 | 2 | 15 | 30 | 2 | 8 | 120 | 2 | 8 | 402 | 2 | 15 | 56 | 2 | 8 | 59 | 2 | 19 | 5 | E | 9 | 5 | A | 7 | 18.3 | A | 7 | 1.7 | A | 7 | 33 | A | 7 | 828 | A | 7 | 360 | A | 7 | 6.2 | A | 7 | 16000 | B | 7 | 77777 | A | 7 | 1 | E | 8 | 0.061 | F | 8 | 0.2 | F | 8 | 0 | 1 | D | 9 | 0 | C | 8
2000-10-12 | 18:00 | 16 | 492 | 0 | 2 | 8 | 0 | 2 | 15 | 0 | 2 | 8 | 0 | 2 | 8 | 0 | 2 | 15 | 0 | 2 | 8 | 0 | 2 | 19 | 5 | E | 9 | 5 | E | 9 | 15 | A | 7 | 2 | A | 7 | 41 | A | 7 | 832 | A | 7 | 280 | A | 7 | 6.2 | A | 7 | 16100 | B | 7 | 77777 | A | 7 | 1 | E | 8 | 0.061 | F | 8 | 0.2 | F | 8 | 0 | 1 | D | 9 | 0 | C | 8
2000-10-12 | 19:00 | 0 | 0 | 0 | 2 | 0 | 0 | 2 | 0 | 0 | 2 | 0 | 0 | 2 | 0 | 0 | 2 | 0 | 0 | 2 | 0 | 0 | 2 | 0 | 4 | E | 9 | 4 | E | 9 | 14.4 | A | 7 | 2.8 | A | 7 | 46 | A | 7 | 833 | A | 7 | 260 | A | 7 | 5.7 | A | 7 | 16000 | B | 7 | 77777 | A | 7 | 1 | E | 8 | 0.061 | F | 8 | 0.2 | F | 8 | 0 | 1 | D | 9 | 0 | C | 8
2000-10-12 | 20:00 | 0 | 0 | 0 | 2 | 0 | 0 | 2 | 0 | 0 | 2 | 0 | 0 | 2 | 0 | 0 | 2 | 0 | 0 | 2 | 0 | 0 | 2 | 0 | 5 | E | 9 | 5 | E | 9 | 12.8 | A | 7 | 2.8 | A | 7 | 51 | A | 7 | 833 | A | 7 | 290 | A | 7 | 4.1 | A | 7 | 16000 | B | 7 | 77777 | A | 7 | 1 | E | 8 | 0.061 | F | 8 | 0.2 | F | 8 | 0 | 1 | D | 9 | 0 | C | 8
2000-10-12 | 21:00 | 0 | 0 | 0 | 2 | 0 | 0 | 2 | 0 | 0 | 2 | 0 | 0 | 2 | 0 | 0 | 2 | 0 | 0 | 2 | 0 | 0 | 2 | 0 | 2 | E | 9 | 2 | A | 7 | 11.1 | A | 7 | 1.1 | A | 7 | 50 | A | 7 | 833 | A | 7 | 320 | A | 7 | 6.2 | A | 7 | 16000 | B | 7 | 77777 | A | 7 | 1 | E | 8 | 0.061 | F | 8 | 0.2 | F | 8 | 0 | 1 | D | 9 | 0 | C | 8
2000-10-12 | 22:00 | 0 | 0 | 0 | 2 | 0 | 0 | 2 | 0 | 0 | 2 | 0 | 0 | 2 | 0 | 0 | 2 | 0 | 0 | 2 | 0 | 0 | 2 | 0 | 3 | E | 9 | 3 | A | 7 | 10.6 | A | 7 | 1.7 | A | 7 | 54 | A | 7 | 833 | A | 7 | 330 | A | 7 | 4.6 | A | 7 | 16000 | B | 7 | 77777 | A | 7 | 0.9 | E | 8 | 0.061 | F | 8 | 0.2 | F | 8 | 0 | 1 | D | 9 | 0 | C | 8
2000-10-12 | 23:00 | 0 | 0 | 0 | 2 | 0 | 0 | 2 | 0 | 0 | 2 | 0 | 0 | 2 | 0 | 0 | 2 | 0 | 0 | 2 | 0 | 0 | 2 | 0 | 2 | E | 9 | 2 | A | 7 | 8.9 | A | 7 | 1.7 | A | 7 | 61 | A | 7 | 833 | A | 7 | 0 | A | 7 | 0 | A | 7 | 16000 | B | 7 | 77777 | A | 7 | 0.9 | E | 8 | 0.061 | F | 8 | 0.2 | F | 8 | 0 | 1 | D | 9 | 0 | C | 8
2000-10-12 | 24:00 | 0 | 0 | 0 | 2 | 0 | 0 | 2 | 0 | 0 | 2 | 0 | 0 | 2 | 0 | 0 | 2 | 0 | 0 | 2 | 0 | 0 | 2 | 0 | 4 | E | 9 | 4 | E | 9 | 5.6 | A | 7 | 0.6 | A | 7 | 70 | A | 7 | 831 | A | 7 | 140 | A | 7 | 3.6 | A | 7 | 16000 | B | 7 | 77777 | A | 7 | 1 | E | 8 | 0.061 | F | 8 | 0.2 | F | 8 | 0 | 1 | D | 9 | 0 | C | 8
2000-10-13 | 1:00 | 0 | 0 | 0 | 2 | 0 | 0 | 2 | 0 | 0 | 2 | 0 | 0 | 2 | 0 | 0 | 2 | 0 | 0 | 2 | 0 | 0 | 2 | 0 | 4 | E | 9 | 4 | E | 9 | 2.2 | A | 7 | 0 | A | 7 | 85 | A | 7 | 829 | A | 7 | 130 | A | 7 | 3.1 | A | 7 | 16000 | B | 7 | 77777 | A | 7 | 1 | E | 8 | 0.061 | F | 8 | 0.2 | F | 8 | 0 | 1 | D | 9 | 0 | C | 8
2000-10-13 | 2:00 | 0 | 0 | 0 | 2 | 0 | 0 | 2 | 0 | 0 | 2 | 0 | 0 | 2 | 0 | 0 | 2 | 0 | 0 | 2 | 0 | 0 | 2 | 0 | 4 | E | 9 | 4 | E | 9 | 2.8 | A | 7 | 0.6 | A | 7 | 85 | A | 7 | 829 | A | 7 | 150 | A | 7 | 4.6 | A | 7 | 16000 | B | 7 | 77777 | A | 7 | 1 | E | 8 | 0.061 | F | 8 | 0.2 | F | 8 | 0 | 1 | D | 9 | 0 | C | 8
2000-10-13 | 3:00 | 0 | 0 | 0 | 2 | 0 | 0 | 2 | 0 | 0 | 2 | 0 | 0 | 2 | 0 | 0 | 2 | 0 | 0 | 2 | 0 | 0 | 2 | 0 | 4 | E | 9 | 4 | E | 9 | 3.9 | A | 7 | 1.7 | A | 7 | 86 | A | 7 | 830 | A | 7 | 160 | A | 7 | 4.1 | A | 7 | 16000 | B | 7 | 77777 | A | 7 | 1.1 | E | 8 | 0.061 | F | 8 | 0.2 | F | 8 | 0 | 1 | D | 9 | 0 | C | 8
2000-10-13 | 4:00 | 0 | 0 | 0 | 2 | 0 | 0 | 2 | 0 | 0 | 2 | 0 | 0 | 2 | 0 | 0 | 2 | 0 | 0 | 2 | 0 | 0 | 2 | 0 | 4 | E | 9 | 4 | E | 9 | 3.3 | A | 7 | 1.7 | A | 7 | 89 | A | 7 | 830 | A | 7 | 150 | A | 7 | 3.1 | A | 7 | 16000 | B | 7 | 77777 | A | 7 | 1.1 | E | 8 | 0.061 | F | 8 | 0.2 | F | 8 | 0 | 1 | D | 9 | 0 | C | 8
2000-10-13 | 5:00 | 0 | 0 | 0 | 2 | 0 | 0 | 2 | 0 | 0 | 2 | 0 | 0 | 2 | 0 | 0 | 2 | 0 | 0 | 2 | 0 | 0 | 2 | 0 | 3 | E | 9 | 3 | E | 9 | 4.4 | A | 7 | 1.7 | A | 7 | 83 | A | 7 | 833 | A | 7 | 180 | A | 7 | 4.6 | A | 7 | 16000 | B | 7 | 77777 | A | 7 | 1.1 | E | 8 | 0.061 | F | 8 | 0.2 | F | 8 | 0 | 1 | D | 9 | 0 | C | 8
2000-10-13 | 6:00 | 0 | 0 | 0 | 2 | 0 | 0 | 2 | 0 | 0 | 2 | 0 | 0 | 2 | 0 | 0 | 2 | 0 | 0 | 2 | 0 | 0 | 2 | 0 | 4 | E | 9 | 4 | E | 9 | 2.2 | A | 7 | 0.6 | A | 7 | 89 | A | 7 | 831 | A | 7 | 160 | A | 7 | 2.1 | A | 7 | 16000 | B | 7 | 77777 | A | 7 | 1.2 | E | 8 | 0.061 | F | 8 | 0.2 | F | 8 | 0 | 1 | D | 9 | 0 | C | 8
2000-10-13 | 7:00 | 91 | 1180 | 0 | 2 | 8 | 0 | 2 | 15 | 0 | 2 | 8 | 0 | 2 | 8 | 0 | 2 | 15 | 0 | 2 | 8 | 0 | 2 | 19 | 3 | E | 9 | 3 | E | 9 | 4.4 | A | 7 | 1.7 | A | 7 | 83 | A | 7 | 832 | A | 7 | 200 | A | 7 | 2.1 | A | 7 | 16000 | B | 7 | 77777 | A | 7 | 1.2 | E | 8 | 0.061 | F | 8 | 0.2 | F | 8 | 0 | 1 | D | 9 | 0 | C | 8
2000-10-13 | 8:00 | 340 | 1374 | 105 | 2 | 8 | 7 | 2 | 15 | 104 | 2 | 8 | 117 | 2 | 8 | 4 | 2 | 15 | 116 | 2 | 8 | 345 | 2 | 19 | 4 | E | 9 | 4 | E | 9 | 8.9 | A | 7 | 2.2 | A | 7 | 63 | A | 7 | 834 | A | 7 | 180 | A | 7 | 3.1 | A | 7 | 16000 | B | 7 | 77777 | A | 7 | 1.2 | E | 8 | 0.061 | F | 8 | 0.2 | F | 8 | 0 | 1 | D | 9 | 0 | C | 8
2000-10-13 | 9:00 | 566 | 1374 | 322 | 2 | 8 | 317 | 2 | 15 | 191 | 2 | 8 | 339 | 2 | 8 | 315 | 2 | 15 | 209 | 2 | 8 | 419 | 2 | 19 | 3 | E | 9 | 3 | E | 9 | 10.6 | A | 7 | 2.2 | A | 7 | 56 | A | 7 | 835 | A | 7 | 170 | A | 7 | 3.1 | A | 7 | 16000 | B | 7 | 7620 | A | 7 | 1.3 | E | 8 | 0.061 | F | 8 | 0.2 | F | 8 | 0 | 1 | D | 9 | 0 | C | 8
2000-10-13 | 10:00 | 744 | 1374 | 521 | 2 | 8 | 579 | 2 | 15 | 207 | 2 | 8 | 545 | 2 | 8 | 585 | 2 | 15 | 227 | 2 | 8 | 462 | 2 | 19 | 3 | E | 9 | 3 | E | 9 | 13.3 | A | 7 | 1.7 | A | 7 | 45 | A | 7 | 836 | A | 7 | 120 | A | 7 | 4.6 | A | 7 | 16000 | B | 7 | 77777 | A | 7 | 1.3 | E | 8 | 0.061 | F | 8 | 0.2 | F | 8 | 0 | 1 | D | 9 | 0 | C | 8
2000-10-13 | 11:00 | 864 | 1374 | 653 | 2 | 8 | 804 | 2 | 15 | 146 | 2 | 8 | 690 | 2 | 8 | 812 | 2 | 15 | 178 | 2 | 8 | 362 | 2 | 19 | 3 | E | 9 | 3 | E | 9 | 14.4 | A | 7 | -0.6 | A | 7 | 35 | A | 7 | 833 | A | 7 | 130 | A | 7 | 5.2 | A | 7 | 16000 | B | 7 | 77777 | A | 7 | 1.3 | E | 8 | 0.061 | F | 8 | 0.2 | F | 8 | 0 | 1 | D | 9 | 0 | C | 8
2000-10-13 | 12:00 | 916 | 1374 | 630 | 2 | 8 | 619 | 2 | 15 | 216 | 2 | 8 | 676 | 2 | 8 | 641 | 2 | 15 | 247 | 2 | 8 | 565 | 2 | 19 | 6 | E | 9 | 6 | E | 9 | 16.7 | A | 7 | -6.1 | A | 7 | 19 | A | 7 | 837 | A | 7 | 250 | A | 7 | 3.6 | A | 7 | 16000 | B | 7 | 4572 | A | 7 | 1.3 | E | 8 | 0.061 | F | 8 | 0.2 | F | 8 | 0 | 1 | D | 9 | 0 | C | 8
2000-10-13 | 13:00 | 898 | 1374 | 544 | 2 | 8 | 377 | 2 | 15 | 297 | 2 | 8 | 584 | 2 | 8 | 404 | 2 | 15 | 320 | 2 | 8 | 804 | 2 | 19 | 5 | E | 9 | 5 | E | 9 | 16.1 | A | 7 | -3.9 | A | 7 | 24 | A | 7 | 837 | A | 7 | 260 | A | 7 | 3.1 | A | 7 | 16000 | B | 7 | 77777 | A | 7 | 1.3 | E | 8 | 0.061 | F | 8 | 0.2 | F | 8 | 0 | 1 | D | 9 | 0 | C | 8
2000-10-13 | 14:00 | 810 | 1374 | 609 | 2 | 8 | 797 | 2 | 15 | 138 | 2 | 8 | 642 | 2 | 8 | 800 | 2 | 15 | 169 | 2 | 8 | 324 | 2 | 19 | 3 | E | 9 | 3 | E | 9 | 16.1 | A | 7 | -6.7 | A | 7 | 19 | A | 7 | 837 | A | 7 | 280 | B | 8 | 2.6 | A | 7 | 16000 | B | 7 | 77777 | A | 7 | 1.2 | E | 8 | 0.061 | F | 8 | 0.2 | F | 8 | 0 | 1 | D | 9 | 0 | C | 8
2000-10-13 | 15:00 | 658 | 1374 | 497 | 2 | 8 | 871 | 2 | 15 | 78 | 2 | 8 | 523 | 2 | 8 | 852 | 2 | 15 | 113 | 2 | 8 | 169 | 2 | 19 | 4 | E | 9 | 4 | E | 9 | 16.1 | A | 7 | -9.4 | A | 7 | 15 | A | 7 | 836 | A | 7 | 290 | B | 8 | 2.1 | A | 7 | 16000 | B | 7 | 77777 | A | 7 | 1.2 | E | 8 | 0.061 | F | 8 | 0.2 | F | 8 | 0 | 1 | D | 9 | 0 | C | 8
2000-10-13 | 16:00 | 454 | 1374 | 312 | 2 | 8 | 769 | 2 | 15 | 57 | 2 | 8 | 324 | 2 | 8 | 704 | 2 | 15 | 91 | 2 | 8 | 116 | 2 | 19 | 4 | E | 9 | 4 | E | 9 | 16.7 | A | 7 | -9.4 | A | 7 | 14 | A | 7 | 837 | A | 7 | 310 | A | 7 | 3.6 | A | 7 | 16000 | B | 7 | 77777 | A | 7 | 1.2 | E | 8 | 0.061 | F | 8 | 0.2 | F | 8 | 0 | 1 | D | 9 | 0 | C | 8
2000-10-13 | 17:00 | 211 | 1374 | 115 | 2 | 8 | 574 | 2 | 15 | 27 | 2 | 8 | 122 | 2 | 8 | 433 | 2 | 15 | 55 | 2 | 8 | 58 | 2 | 19 | 8 | E | 9 | 8 | A | 7 | 13.3 | A | 7 | -8.9 | A | 7 | 19 | A | 7 | 832 | A | 7 | 350 | A | 7 | 2.1 | A | 7 | 16000 | B | 7 | 7620 | A | 7 | 1.1 | E | 8 | 0.061 | F | 8 | 0.2 | F | 8 | 0 | 1 | D | 9 | 0 | C | 8
2000-10-13 | 18:00 | 13 | 470 | 0 | 2 | 8 | 0 | 2 | 15 | 0 | 2 | 8 | 0 | 2 | 8 | 0 | 2 | 15 | 0 | 2 | 8 | 0 | 2 | 19 | 7 | E | 9 | 6 | E | 9 | 10.6 | A | 7 | -1.1 | A | 7 | 44 | A | 7 | 835 | A | 7 | 110 | A | 7 | 4.6 | A | 7 | 16000 | B | 7 | 7620 | A | 7 | 1.1 | E | 8 | 0.061 | F | 8 | 0.2 | F | 8 | 0 | 1 | D | 9 | 0 | C | 8
2000-10-13 | 19:00 | 0 | 0 | 0 | 2 | 0 | 0 | 2 | 0 | 0 | 2 | 0 | 0 | 2 | 0 | 0 | 2 | 0 | 0 | 2 | 0 | 0 | 2 | 0 | 4 | E | 9 | 4 | E | 9 | 7.2 | A | 7 | -0.6 | A | 7 | 57 | A | 7 | 834 | A | 7 | 140 | A | 7 | 3.1 | A | 7 | 16000 | B | 7 | 7620 | A | 7 | 1.1 | E | 8 | 0.061 | F | 8 | 0.2 | F | 8 | 0 | 1 | D | 9 | 0 | C | 8
2000-10-13 | 20:00 | 0 | 0 | 0 | 2 | 0 | 0 | 2 | 0 | 0 | 2 | 0 | 0 | 2 | 0 | 0 | 2 | 0 | 0 | 2 | 0 | 0 | 2 | 0 | 4 | E | 9 | 4 | E | 9 | 6.7 | A | 7 | 0 | A | 7 | 62 | A | 7 | 833 | A | 7 | 140 | B | 8 | 1.5 | A | 7 | 16000 | B | 7 | 77777 | A | 7 | 1 | E | 8 | 0.061 | F | 8 | 0.2 | F | 8 | 0 | 1 | D | 9 | 0 | C | 8
2000-10-13 | 21:00 | 0 | 0 | 0 | 2 | 0 | 0 | 2 | 0 | 0 | 2 | 0 | 0 | 2 | 0 | 0 | 2 | 0 | 0 | 2 | 0 | 0 | 2 | 0 | 5 | E | 9 | 5 | A | 7 | 5.6 | A | 7 | 0 | A | 7 | 67 | A | 7 | 833 | A | 7 | 140 | A | 7 | 2.1 | A | 7 | 16000 | B | 7 | 77777 | A | 7 | 1 | E | 8 | 0.061 | F | 8 | 0.2 | F | 8 | 0 | 1 | D | 9 | 0 | C | 8
2000-10-13 | 22:00 | 0 | 0 | 0 | 2 | 0 | 0 | 2 | 0 | 0 | 2 | 0 | 0 | 2 | 0 | 0 | 2 | 0 | 0 | 2 | 0 | 0 | 2 | 0 | 2 | E | 9 | 2 | A | 7 | 5 | A | 7 | -1.1 | A | 7 | 64 | A | 7 | 832 | A | 7 | 160 | A | 7 | 4.1 | A | 7 | 16000 | B | 7 | 77777 | A | 7 | 1 | E | 8 | 0.061 | F | 8 | 0.2 | F | 8 | 0 | 1 | D | 9 | 0 | C | 8
2000-10-13 | 23:00 | 0 | 0 | 0 | 2 | 0 | 0 | 2 | 0 | 0 | 2 | 0 | 0 | 2 | 0 | 0 | 2 | 0 | 0 | 2 | 0 | 0 | 2 | 0 | 3 | E | 9 | 3 | A | 7 | 5.6 | A | 7 | -1.1 | A | 7 | 61 | A | 7 | 834 | A | 7 | 190 | A | 7 | 5.7 | A | 7 | 16000 | B | 7 | 77777 | A | 7 | 0.9 | E | 8 | 0.061 | F | 8 | 0.2 | F | 8 | 0 | 1 | D | 9 | 0 | C | 8
2000-10-13 | 24:00 | 0 | 0 | 0 | 2 | 0 | 0 | 2 | 0 | 0 | 2 | 0 | 0 | 2 | 0 | 0 | 2 | 0 | 0 | 2 | 0 | 0 | 2 | 0 | 3 | E | 9 | 3 | E | 9 | 5 | A | 7 | -1.1 | A | 7 | 64 | A | 7 | 832 | A | 7 | 240 | A | 7 | 3.1 | A | 7 | 16000 | B | 7 | 77777 | A | 7 | 0.9 | E | 8 | 0.061 | F | 8 | 0.2 | F | 8 | 0 | 1 | D | 9 | 0 | C | 8
2000-10-14 | 1:00 | 0 | 0 | 0 | 2 | 0 | 0 | 2 | 0 | 0 | 2 | 0 | 0 | 2 | 0 | 0 | 2 | 0 | 0 | 2 | 0 | 0 | 2 | 0 | 3 | E | 9 | 3 | E | 9 | 6.1 | A | 7 | -2.8 | A | 7 | 51 | A | 7 | 833 | A | 7 | 220 | A | 7 | 3.6 | A | 7 | 16000 | B | 7 | 77777 | A | 7 | 0.9 | E | 8 | 0.061 | F | 8 | 0.2 | F | 8 | 0 | 1 | D | 9 | 0 | C | 8
2000-10-14 | 2:00 | 0 | 0 | 0 | 2 | 0 | 0 | 2 | 0 | 0 | 2 | 0 | 0 | 2 | 0 | 0 | 2 | 0 | 0 | 2 | 0 | 0 | 2 | 0 | 3 | E | 9 | 3 | E | 9 | 6.1 | A | 7 | -3.3 | A | 7 | 49 | A | 7 | 833 | A | 7 | 210 | A | 7 | 5.2 | A | 7 | 16000 | B | 7 | 77777 | A | 7 | 0.9 | E | 8 | 0.061 | F | 8 | 0.2 | F | 8 | 0 | 1 | D | 9 | 0 | C | 8
2000-10-14 | 3:00 | 0 | 0 | 0 | 2 | 0 | 0 | 2 | 0 | 0 | 2 | 0 | 0 | 2 | 0 | 0 | 2 | 0 | 0 | 2 | 0 | 0 | 2 | 0 | 3 | E | 9 | 3 | E | 9 | 3.9 | A | 7 | -3.9 | A | 7 | 55 | A | 7 | 832 | A | 7 | 10 | A | 7 | 2.6 | A | 7 | 16000 | B | 7 | 77777 | A | 7 | 0.8 | E | 8 | 0.061 | F | 8 | 0.2 | F | 8 | 0 | 1 | D | 9 | 0 | C | 8
2000-10-14 | 4:00 | 0 | 0 | 0 | 2 | 0 | 0 | 2 | 0 | 0 | 2 | 0 | 0 | 2 | 0 | 0 | 2 | 0 | 0 | 2 | 0 | 0 | 2 | 0 | 3 | E | 9 | 3 | E | 9 | 5 | A | 7 | -4.4 | A | 7 | 48 | A | 7 | 833 | A | 7 | 310 | A | 7 | 2.6 | A | 7 | 16000 | B | 7 | 77777 | A | 7 | 0.8 | E | 8 | 0.061 | F | 8 | 0.2 | F | 8 | 0 | 1 | D | 9 | 0 | C | 8
2000-10-14 | 5:00 | 0 | 0 | 0 | 2 | 0 | 0 | 2 | 0 | 0 | 2 | 0 | 0 | 2 | 0 | 0 | 2 | 0 | 0 | 2 | 0 | 0 | 2 | 0 | 3 | E | 9 | 3 | E | 9 | 2.2 | A | 7 | -4.4 | A | 7 | 59 | A | 7 | 835 | A | 7 | 160 | A | 7 | 3.1 | A | 7 | 16000 | B | 7 | 77777 | A | 7 | 0.8 | E | 8 | 0.061 | F | 8 | 0.2 | F | 8 | 0 | 1 | D | 9 | 0 | C | 8
2000-10-14 | 6:00 | 0 | 0 | 0 | 2 | 0 | 0 | 2 | 0 | 0 | 2 | 0 | 0 | 2 | 0 | 0 | 2 | 0 | 0 | 2 | 0 | 0 | 2 | 0 | 3 | E | 9 | 3 | E | 9 | -0.6 | A | 7 | -5.6 | A | 7 | 66 | A | 7 | 832 | A | 7 | 130 | A | 7 | 2.6 | A | 7 | 16000 | B | 7 | 77777 | A | 7 | 0.8 | E | 8 | 0.061 | F | 8 | 0.2 | F | 8 | 0 | 1 | D | 9 | 0 | C | 8
2000-10-14 | 7:00 | 87 | 1157 | 0 | 2 | 8 | 0 | 2 | 15 | 0 | 2 | 8 | 0 | 2 | 8 | 0 | 2 | 15 | 0 | 2 | 8 | 0 | 2 | 19 | 3 | E | 9 | 3 | E | 9 | 1.7 | A | 7 | -2.8 | A | 7 | 70 | A | 7 | 835 | A | 7 | 110 | A | 7 | 1.5 | A | 7 | 16000 | B | 7 | 77777 | A | 7 | 0.8 | E | 8 | 0.061 | F | 8 | 0.2 | F | 8 | 0 | 1 | D | 9 | 0 | C | 8
2000-10-14 | 8:00 | 336 | 1375 | 236 | 2 | 8 | 718 | 2 | 15 | 60 | 2 | 8 | 235 | 2 | 8 | 596 | 2 | 15 | 89 | 2 | 8 | 100 | 2 | 19 | 3 | E | 9 | 3 | E | 9 | 8.3 | A | 7 | 0 | A | 7 | 56 | A | 7 | 838 | A | 7 | 120 | A | 7 | 3.6 | A | 7 | 16000 | B | 7 | 77777 | A | 7 | 0.7 | E | 8 | 0.061 | F | 8 | 0.2 | F | 8 | 0 | 1 | D | 9 | 0 | C | 8
2000-10-14 | 9:00 | 560 | 1375 | 391 | 2 | 8 | 703 | 2 | 15 | 104 | 2 | 8 | 406 | 2 | 8 | 667 | 2 | 15 | 133 | 2 | 8 | 203 | 2 | 19 | 3 | E | 9 | 3 | E | 9 | 10 | A | 7 | -1.1 | A | 7 | 45 | A | 7 | 839 | A | 7 | 110 | A | 7 | 5.7 | A | 7 | 16000 | B | 7 | 77777 | A | 7 | 0.7 | E | 8 | 0.061 | F | 8 | 0.2 | F | 8 | 0 | 1 | D | 9 | 0 | C | 8
2000-10-14 | 10:00 | 739 | 1375 | 515 | 2 | 8 | 628 | 2 | 15 | 177 | 2 | 8 | 547 | 2 | 8 | 636 | 2 | 15 | 205 | 2 | 8 | 387 | 2 | 19 | 4 | E | 9 | 4 | E | 9 | 12.2 | A | 7 | -1.7 | A | 7 | 37 | A | 7 | 839 | A | 7 | 90 | A | 7 | 4.6 | A | 7 | 16000 | B | 7 | 77777 | A | 7 | 0.7 | E | 8 | 0.061 | F | 8 | 0.2 | F | 8 | 0 | 1 | D | 9 | 0 | C | 8
2000-10-14 | 11:00 | 858 | 1375 | 628 | 2 | 8 | 774 | 2 | 15 | 144 | 2 | 8 | 664 | 2 | 8 | 782 | 2 | 15 | 175 | 2 | 8 | 355 | 2 | 19 | 4 | E | 9 | 4 | E | 9 | 13.3 | A | 7 | -2.2 | A | 7 | 33 | A | 7 | 839 | A | 7 | 120 | A | 7 | 6.2 | A | 7 | 16000 | B | 7 | 6706 | A | 7 | 0.7 | E | 8 | 0.061 | F | 8 | 0.2 | F | 8 | 0 | 1 | D | 9 | 0 | C | 8
2000-10-14 | 12:00 | 910 | 1375 | 623 | 2 | 8 | 667 | 2 | 15 | 181 | 2 | 8 | 653 | 2 | 8 | 671 | 2 | 15 | 207 | 2 | 8 | 464 | 2 | 19 | 4 | E | 9 | 3 | E | 9 | 13.9 | A | 7 | -3.9 | A | 7 | 28 | A | 7 | 839 | A | 7 | 110 | B | 8 | 2.6 | A | 7 | 16000 | B | 7 | 77777 | A | 7 | 0.7 | E | 8 | 0.061 | F | 8 | 0.2 | F | 8 | 0 | 1 | D | 9 | 0 | C | 8
2000-10-14 | 13:00 | 891 | 1375 | 638 | 2 | 8 | 658 | 2 | 15 | 210 | 2 | 8 | 659 | 2 | 8 | 654 | 2 | 15 | 233 | 2 | 8 | 511 | 2 | 19 | 8 | E | 9 | 7 | E | 9 | 15 | A | 7 | -5 | A | 7 | 24 | A | 7 | 838 | A | 7 | 100 | A | 7 | 3.6 | A | 7 | 16000 | B | 7 | 77777 | A | 7 | 0.7 | E | 8 | 0.061 | F | 8 | 0.2 | F | 8 | 0 | 1 | D | 9 | 0 | C | 8
2000-10-14 | 14:00 | 803 | 1375 | 431 | 2 | 8 | 291 | 2 | 15 | 260 | 2 | 8 | 461 | 2 | 8 | 308 | 2 | 15 | 280 | 2 | 8 | 645 | 2 | 19 | 10 | E | 9 | 9 | E | 9 | 14.4 | A | 7 | -5 | A | 7 | 24 | A | 7 | 838 | A | 7 | 80 | A | 7 | 2.6 | A | 7 | 16000 | B | 7 | 3048 | A | 7 | 0.8 | E | 8 | 0.061 | F | 8 | 0.2 | F | 8 | 0 | 1 | D | 9 | 0 | C | 8
2000-10-14 | 15:00 | 652 | 1375 | 254 | 2 | 8 | 76 | 2 | 15 | 217 | 2 | 8 | 278 | 2 | 8 | 75 | 2 | 15 | 242 | 2 | 8 | 626 | 2 | 19 | 9 | E | 9 | 9 | E | 9 | 13.9 | A | 7 | -4.4 | A | 7 | 27 | A | 7 | 838 | A | 7 | 180 | A | 7 | 5.7 | A | 7 | 16000 | B | 7 | 2438 | A | 7 | 0.8 | E | 8 | 0.061 | F | 8 | 0.2 | F | 8 | 0 | 1 | D | 9 | 0 | C | 8
2000-10-14 | 16:00 | 447 | 1375 | 66 | 2 | 8 | 0 | 2 | 15 | 66 | 2 | 8 | 78 | 2 | 8 | 0 | 2 | 15 | 78 | 2 | 8 | 278 | 2 | 19 | 9 | E | 9 | 8 | E | 9 | 13.3 | A | 7 | -3.9 | A | 7 | 29 | A | 7 | 839 | A | 7 | 290 | A | 7 | 5.7 | A | 7 | 16000 | B | 7 | 2134 | A | 7 | 0.9 | E | 8 | 0.061 | F | 8 | 0.2 | F | 8 | 0 | 1 | D | 9 | 0 | C | 8
2000-10-14 | 17:00 | 204 | 1375 | 20 | 2 | 8 | 0 | 2 | 15 | 20 | 2 | 8 | 24 | 2 | 8 | 0 | 2 | 15 | 24 | 2 | 8 | 80 | 2 | 19 | 7 | E | 9 | 7 | A | 7 | 12.8 | A | 7 | -3.3 | A | 7 | 31 | A | 7 | 835 | A | 7 | 260 | A | 7 | 2.6 | A | 7 | 16000 | B | 7 | 2743 | A | 7 | 0.9 | E | 8 | 0.061 | F | 8 | 0.2 | F | 8 | 0 | 1 | D | 9 | 0 | C | 8
2000-10-14 | 18:00 | 11 | 424 | 0 | 2 | 8 | 0 | 2 | 15 | 0 | 2 | 8 | 0 | 2 | 8 | 0 | 2 | 15 | 0 | 2 | 8 | 0 | 2 | 19 | 8 | E | 9 | 8 | E | 9 | 10 | A | 7 | -1.1 | A | 7 | 45 | A | 7 | 839 | A | 7 | 360 | A | 7 | 4.6 | A | 7 | 16000 | B | 7 | 3048 | A | 7 | 1 | E | 8 | 0.061 | F | 8 | 0.2 | F | 8 | 0 | 1 | D | 9 | 0 | C | 8
2000-10-14 | 19:00 | 0 | 0 | 0 | 2 | 0 | 0 | 2 | 0 | 0 | 2 | 0 | 0 | 2 | 0 | 0 | 2 | 0 | 0 | 2 | 0 | 0 | 2 | 0 | 8 | E | 9 | 8 | E | 9 | 8.3 | A | 7 | -1.1 | A | 7 | 51 | A | 7 | 838 | A | 7 | 20 | A | 7 | 4.6 | A | 7 | 16000 | B | 7 | 3048 | A | 7 | 1 | E | 8 | 0.061 | F | 8 | 0.2 | F | 8 | 0 | 1 | D | 9 | 0 | C | 8
2000-10-14 | 20:00 | 0 | 0 | 0 | 2 | 0 | 0 | 2 | 0 | 0 | 2 | 0 | 0 | 2 | 0 | 0 | 2 | 0 | 0 | 2 | 0 | 0 | 2 | 0 | 8 | E | 9 | 8 | E | 9 | 7.2 | A | 7 | -1.1 | A | 7 | 55 | A | 7 | 837 | A | 7 | 20 | A | 7 | 3.6 | A | 7 | 16000 | B | 7 | 3048 | A | 7 | 1.1 | E | 8 | 0.061 | F | 8 | 0.2 | F | 8 | 0 | 1 | D | 9 | 0 | C | 8
2000-10-14 | 21:00 | 0 | 0 | 0 | 2 | 0 | 0 | 2 | 0 | 0 | 2 | 0 | 0 | 2 | 0 | 0 | 2 | 0 | 0 | 2 | 0 | 0 | 2 | 0 | 8 | E | 9 | 8 | E | 9 | 8.3 | A | 7 | -1.1 | A | 7 | 51 | A | 7 | 838 | A | 7 | 0 | A | 7 | 0 | A | 7 | 16000 | B | 7 | 3048 | A | 7 | 1.1 | E | 8 | 0.061 | F | 8 | 0.2 | F | 8 | 0 | 1 | D | 9 | 0 | C | 8
2000-10-14 | 22:00 | 0 | 0 | 0 | 2 | 0 | 0 | 2 | 0 | 0 | 2 | 0 | 0 | 2 | 0 | 0 | 2 | 0 | 0 | 2 | 0 | 0 | 2 | 0 | 10 | E | 9 | 9 | A | 7 | 7.8 | A | 7 | -1.1 | A | 7 | 53 | A | 7 | 837 | A | 7 | 0 | A | 7 | 0 | A | 7 | 16000 | B | 7 | 3353 | A | 7 | 1.1 | E | 8 | 0.061 | F | 8 | 0.2 | F | 8 | 0 | 1 | D | 9 | 0 | C | 8
2000-10-14 | 23:00 | 0 | 0 | 0 | 2 | 0 | 0 | 2 | 0 | 0 | 2 | 0 | 0 | 2 | 0 | 0 | 2 | 0 | 0 | 2 | 0 | 0 | 2 | 0 | 7 | E | 9 | 7 | A | 7 | 6.7 | A | 7 | -1.1 | A | 7 | 57 | A | 7 | 838 | A | 7 | 250 | A | 7 | 1.5 | A | 7 | 16000 | B | 7 | 3048 | A | 7 | 1.2 | E | 8 | 0.061 | F | 8 | 0.2 | F | 8 | 0 | 1 | D | 9 | 0 | C | 8
2000-10-14 | 24:00 | 0 | 0 | 0 | 2 | 0 | 0 | 2 | 0 | 0 | 2 | 0 | 0 | 2 | 0 | 0 | 2 | 0 | 0 | 2 | 0 | 0 | 2 | 0 | 5 | E | 9 | 5 | E | 9 | 6.7 | A | 7 | -0.6 | A | 7 | 59 | A | 7 | 837 | A | 7 | 280 | A | 7 | 1.5 | A | 7 | 16000 | B | 7 | 6096 | A | 7 | 1.2 | E | 8 | 0.061 | F | 8 | 0.2 | F | 8 | 0 | 1 | D | 9 | 0 | C | 8
2000-10-15 | 1:00 | 0 | 0 | 0 | 2 | 0 | 0 | 2 | 0 | 0 | 2 | 0 | 0 | 2 | 0 | 0 | 2 | 0 | 0 | 2 | 0 | 0 | 2 | 0 | 4 | E | 9 | 4 | E | 9 | 3.9 | A | 7 | -0.6 | A | 7 | 72 | A | 7 | 836 | A | 7 | 190 | A | 7 | 4.1 | A | 7 | 16000 | B | 7 | 6096 | A | 7 | 1.1 | E | 8 | 0.061 | F | 8 | 0.2 | F | 8 | 0 | 1 | D | 9 | 0 | C | 8
2000-10-15 | 2:00 | 0 | 0 | 0 | 2 | 0 | 0 | 2 | 0 | 0 | 2 | 0 | 0 | 2 | 0 | 0 | 2 | 0 | 0 | 2 | 0 | 0 | 2 | 0 | 3 | E | 9 | 3 | E | 9 | 2.8 | A | 7 | -2.2 | A | 7 | 68 | A | 7 | 835 | A | 7 | 230 | A | 7 | 2.1 | A | 7 | 16000 | B | 7 | 77777 | A | 7 | 1.1 | E | 8 | 0.061 | F | 8 | 0.2 | F | 8 | 0 | 1 | D | 9 | 0 | C | 8
2000-10-15 | 3:00 | 0 | 0 | 0 | 2 | 0 | 0 | 2 | 0 | 0 | 2 | 0 | 0 | 2 | 0 | 0 | 2 | 0 | 0 | 2 | 0 | 0 | 2 | 0 | 3 | E | 9 | 3 | E | 9 | -1.1 | A | 7 | -3.9 | A | 7 | 79 | A | 7 | 833 | A | 7 | 200 | A | 7 | 2.1 | A | 7 | 16000 | B | 7 | 77777 | A | 7 | 1.1 | E | 8 | 0.061 | F | 8 | 0.2 | F | 8 | 0 | 1 | D | 9 | 0 | C | 8
2000-10-15 | 4:00 | 0 | 0 | 0 | 2 | 0 | 0 | 2 | 0 | 0 | 2 | 0 | 0 | 2 | 0 | 0 | 2 | 0 | 0 | 2 | 0 | 0 | 2 | 0 | 3 | E | 9 | 3 | E | 9 | -1.1 | A | 7 | -3.9 | A | 7 | 79 | A | 7 | 834 | A | 7 | 0 | A | 7 | 0 | A | 7 | 16000 | B | 7 | 77777 | A | 7 | 1.1 | E | 8 | 0.061 | F | 8 | 0.2 | F | 8 | 0 | 1 | D | 9 | 0 | C | 8
2000-10-15 | 5:00 | 0 | 0 | 0 | 2 | 0 | 0 | 2 | 0 | 0 | 2 | 0 | 0 | 2 | 0 | 0 | 2 | 0 | 0 | 2 | 0 | 0 | 2 | 0 | 0 | E | 9 | 0 | E | 9 | -0.6 | A | 7 | -2.8 | A | 7 | 83 | A | 7 | 838 | A | 7 | 140 | A | 7 | 2.1 | A | 7 | 16000 | B | 7 | 77777 | A | 7 | 1.1 | E | 8 | 0.061 | F | 8 | 0.2 | F | 8 | 0 | 1 | D | 9 | 0 | C | 8
2000-10-15 | 6:00 | 0 | 0 | 0 | 2 | 0 | 0 | 2 | 0 | 0 | 2 | 0 | 0 | 2 | 0 | 0 | 2 | 0 | 0 | 2 | 0 | 0 | 2 | 0 | 0 | E | 9 | 0 | E | 9 | 1.7 | A | 7 | -2.8 | A | 7 | 70 | A | 7 | 836 | A | 7 | 0 | A | 7 | 0 | A | 7 | 16000 | B | 7 | 77777 | A | 7 | 1 | E | 8 | 0.061 | F | 8 | 0.2 | F | 8 | 0 | 1 | D | 9 | 0 | C | 8
2000-10-15 | 7:00 | 83 | 1135 | 0 | 2 | 8 | 0 | 2 | 15 | 0 | 2 | 8 | 0 | 2 | 8 | 0 | 2 | 15 | 0 | 2 | 8 | 0 | 2 | 19 | 0 | E | 9 | 0 | E | 9 | 3.9 | A | 7 | -2.2 | A | 7 | 63 | A | 7 | 837 | A | 7 | 230 | A | 7 | 2.1 | A | 7 | 16000 | B | 7 | 77777 | A | 7 | 1 | E | 8 | 0.061 | F | 8 | 0.2 | F | 8 | 0 | 1 | D | 9 | 0 | C | 8
2000-10-15 | 8:00 | 331 | 1376 | 213 | 2 | 8 | 580 | 2 | 15 | 73 | 2 | 8 | 216 | 2 | 8 | 470 | 2 | 15 | 103 | 2 | 8 | 128 | 2 | 19 | 0 | E | 9 | 0 | E | 9 | 6.1 | A | 7 | -1.7 | A | 7 | 56 | A | 7 | 838 | A | 7 | 220 | A | 7 | 3.1 | A | 7 | 16000 | B | 7 | 77777 | A | 7 | 1 | E | 8 | 0.061 | F | 8 | 0.2 | F | 8 | 0 | 1 | D | 9 | 0 | C | 8
2000-10-15 | 9:00 | 555 | 1376 | 398 | 2 | 8 | 759 | 2 | 15 | 91 | 2 | 8 | 417 | 2 | 8 | 723 | 2 | 15 | 124 | 2 | 8 | 181 | 2 | 19 | 0 | E | 9 | 0 | E | 9 | 10 | A | 7 | -0.6 | A | 7 | 47 | A | 7 | 839 | A | 7 | 210 | A | 7 | 4.1 | A | 7 | 16000 | B | 7 | 77777 | A | 7 | 1 | E | 8 | 0.061 | F | 8 | 0.2 | F | 8 | 0 | 1 | D | 9 | 0 | C | 8
2000-10-15 | 10:00 | 733 | 1376 | 528 | 2 | 8 | 665 | 2 | 15 | 173 | 2 | 8 | 542 | 2 | 8 | 649 | 2 | 15 | 195 | 2 | 8 | 358 | 2 | 19 | 0 | E | 9 | 0 | E | 9 | 11.7 | A | 7 | -1.1 | A | 7 | 41 | A | 7 | 839 | A | 7 | 230 | A | 7 | 2.6 | A | 7 | 16000 | B | 7 | 77777 | A | 7 | 1 | E | 8 | 0.061 | F | 8 | 0.2 | F | 8 | 0 | 1 | D | 9 | 0 | C | 8
2000-10-15 | 11:00 | 852 | 1376 | 665 | 2 | 8 | 913 | 2 | 15 | 98 | 2 | 8 | 690 | 2 | 8 | 903 | 2 | 15 | 128 | 2 | 8 | 202 | 2 | 19 | 0 | E | 9 | 0 | E | 9 | 13.3 | A | 7 | -1.7 | A | 7 | 35 | A | 7 | 839 | A | 7 | 250 | B | 8 | 2.6 | A | 7 | 16000 | B | 7 | 77777 | A | 7 | 0.9 | E | 8 | 0.061 | F | 8 | 0.2 | F | 8 | 0 | 1 | D | 9 | 0 | C | 8
2000-10-15 | 12:00 | 904 | 1376 | 708 | 2 | 8 | 932 | 2 | 15 | 94 | 2 | 8 | 736 | 2 | 8 | 926 | 2 | 15 | 125 | 2 | 8 | 217 | 2 | 19 | 3 | E | 9 | 3 | E | 9 | 15 | A | 7 | -1.7 | A | 7 | 31 | A | 7 | 839 | A | 7 | 270 | B | 8 | 2.1 | A | 7 | 16000 | B | 7 | 77777 | A | 7 | 1 | E | 8 | 0.061 | F | 8 | 0.2 | F | 8 | 0 | 1 | D | 9 | 0 | C | 8
2000-10-15 | 13:00 | 885 | 1376 | 673 | 2 | 8 | 873 | 2 | 15 | 110 | 2 | 8 | 711 | 2 | 8 | 875 | 2 | 15 | 146 | 2 | 8 | 272 | 2 | 19 | 4 | E | 9 | 3 | E | 9 | 16.7 | A | 7 | -1.7 | A | 7 | 28 | A | 7 | 839 | A | 7 | 290 | A | 7 | 2.6 | A | 7 | 16000 | B | 7 | 77777 | A | 7 | 1 | E | 8 | 0.061 | F | 8 | 0.2 | F | 8 | 0 | 1 | D | 9 | 0 | C | 8
2000-10-15 | 14:00 | 797 | 1376 | 608 | 2 | 8 | 904 | 2 | 15 | 84 | 2 | 8 | 634 | 2 | 8 | 891 | 2 | 15 | 117 | 2 | 8 | 183 | 2 | 19 | 3 | E | 9 | 3 | E | 9 | 18.9 | A | 7 | -0.6 | A | 7 | 27 | A | 7 | 840 | A | 7 | 40 | A | 7 | 4.1 | A | 7 | 16000 | B | 7 | 77777 | A | 7 | 1.1 | E | 8 | 0.061 | F | 8 | 0.2 | F | 8 | 0 | 1 | D | 9 | 0 | C | 8
2000-10-15 | 15:00 | 645 | 1376 | 474 | 2 | 8 | 800 | 2 | 15 | 98 | 2 | 8 | 486 | 2 | 8 | 771 | 2 | 15 | 123 | 2 | 8 | 188 | 2 | 19 | 3 | E | 9 | 3 | E | 9 | 18.9 | A | 7 | 0 | A | 7 | 28 | A | 7 | 840 | A | 7 | 90 | A | 7 | 5.7 | A | 7 | 16000 | B | 7 | 77777 | A | 7 | 1.1 | E | 8 | 0.061 | F | 8 | 0.2 | F | 8 | 0 | 1 | D | 9 | 0 | C | 8
2000-10-15 | 16:00 | 440 | 1376 | 280 | 2 | 8 | 670 | 2 | 15 | 65 | 2 | 8 | 294 | 2 | 8 | 607 | 2 | 15 | 99 | 2 | 8 | 126 | 2 | 19 | 5 | E | 9 | 5 | E | 9 | 17.8 | A | 7 | 0.6 | A | 7 | 31 | A | 7 | 839 | A | 7 | 140 | A | 7 | 5.7 | A | 7 | 16000 | B | 7 | 77777 | A | 7 | 1.2 | E | 8 | 0.061 | F | 8 | 0.2 | F | 8 | 0 | 1 | D | 9 | 0 | C | 8
2000-10-15 | 17:00 | 197 | 1376 | 101 | 2 | 8 | 485 | 2 | 15 | 31 | 2 | 8 | 102 | 2 | 8 | 342 | 2 | 15 | 52 | 2 | 8 | 58 | 2 | 19 | 8 | E | 9 | 5 | A | 7 | 15.6 | A | 7 | 0 | A | 7 | 34 | A | 7 | 834 | A | 7 | 190 | A | 7 | 5.2 | A | 7 | 16000 | B | 7 | 77777 | A | 7 | 1.2 | E | 8 | 0.061 | F | 8 | 0.2 | F | 8 | 0 | 1 | D | 9 | 0 | C | 8
2000-10-15 | 18:00 | 10 | 401 | 0 | 2 | 8 | 0 | 2 | 15 | 0 | 2 | 8 | 0 | 2 | 8 | 0 | 2 | 15 | 0 | 2 | 8 | 0 | 2 | 19 | 3 | E | 9 | 3 | E | 9 | 11.1 | A | 7 | -1.7 | A | 7 | 40 | A | 7 | 837 | A | 7 | 190 | A | 7 | 4.6 | A | 7 | 16000 | B | 7 | 77777 | A | 7 | 1.3 | E | 8 | 0.061 | F | 8 | 0.2 | F | 8 | 0 | 1 | D | 9 | 0 | C | 8
2000-10-15 | 19:00 | 0 | 0 | 0 | 2 | 0 | 0 | 2 | 0 | 0 | 2 | 0 | 0 | 2 | 0 | 0 | 2 | 0 | 0 | 2 | 0 | 0 | 2 | 0 | 1 | E | 9 | 1 | E | 9 | 10.6 | A | 7 | -0.6 | A | 7 | 46 | A | 7 | 838 | A | 7 | 260 | A | 7 | 3.6 | A | 7 | 16000 | B | 7 | 77777 | A | 7 | 1.3 | E | 8 | 0.061 | F | 8 | 0.2 | F | 8 | 0 | 1 | D | 9 | 0 | C | 8
2000-10-15 | 20:00 | 0 | 0 | 0 | 2 | 0 | 0 | 2 | 0 | 0 | 2 | 0 | 0 | 2 | 0 | 0 | 2 | 0 | 0 | 2 | 0 | 0 | 2 | 0 | 0 | E | 9 | 0 | E | 9 | 9.4 | A | 7 | -1.1 | A | 7 | 47 | A | 7 | 837 | A | 7 | 220 | A | 7 | 3.6 | A | 7 | 16000 | B | 7 | 77777 | A | 7 | 1.4 | E | 8 | 0.061 | F | 8 | 0.2 | F | 8 | 0 | 1 | D | 9 | 0 | C | 8
2000-10-15 | 21:00 | 0 | 0 | 0 | 2 | 0 | 0 | 2 | 0 | 0 | 2 | 0 | 0 | 2 | 0 | 0 | 2 | 0 | 0 | 2 | 0 | 0 | 2 | 0 | 0 | E | 9 | 0 | E | 9 | 9.4 | A | 7 | 0.6 | A | 7 | 54 | A | 7 | 837 | A | 7 | 190 | A | 7 | 6.7 | A | 7 | 16000 | B | 7 | 77777 | A | 7 | 1.4 | E | 8 | 0.061 | F | 8 | 0.2 | F | 8 | 0 | 1 | D | 9 | 0 | C | 8
2000-10-15 | 22:00 | 0 | 0 | 0 | 2 | 0 | 0 | 2 | 0 | 0 | 2 | 0 | 0 | 2 | 0 | 0 | 2 | 0 | 0 | 2 | 0 | 0 | 2 | 0 | 0 | E | 9 | 0 | E | 9 | 7.2 | A | 7 | 1.1 | A | 7 | 65 | A | 7 | 836 | A | 7 | 160 | A | 7 | 4.1 | A | 7 | 16000 | B | 7 | 77777 | A | 7 | 1.5 | E | 8 | 0.061 | F | 8 | 0.2 | F | 8 | 0 | 1 | D | 9 | 0 | C | 8
2000-10-15 | 23:00 | 0 | 0 | 0 | 2 | 0 | 0 | 2 | 0 | 0 | 2 | 0 | 0 | 2 | 0 | 0 | 2 | 0 | 0 | 2 | 0 | 0 | 2 | 0 | 0 | E | 9 | 0 | E | 9 | 4.4 | A | 7 | 0.6 | A | 7 | 76 | A | 7 | 836 | A | 7 | 170 | A | 7 | 3.1 | A | 7 | 16000 | B | 7 | 77777 | A | 7 | 1.5 | E | 8 | 0.061 | F | 8 | 0.2 | F | 8 | 0 | 1 | D | 9 | 0 | C | 8
2000-10-15 | 24:00 | 0 | 0 | 0 | 2 | 0 | 0 | 2 | 0 | 0 | 2 | 0 | 0 | 2 | 0 | 0 | 2 | 0 | 0 | 2 | 0 | 0 | 2 | 0 | 0 | E | 9 | 0 | E | 9 | 6.1 | A | 7 | 1.7 | A | 7 | 73 | A | 7 | 835 | A | 7 | 190 | A | 7 | 4.6 | A | 7 | 16000 | B | 7 | 77777 | A | 7 | 1.5 | E | 8 | 0.061 | F | 8 | 0.2 | F | 8 | 0 | 1 | D | 9 | 0 | C | 8
2000-10-16 | 1:00 | 0 | 0 | 0 | 2 | 0 | 0 | 2 | 0 | 0 | 2 | 0 | 0 | 2 | 0 | 0 | 2 | 0 | 0 | 2 | 0 | 0 | 2 | 0 | 0 | E | 9 | 0 | E | 9 | 5.6 | A | 7 | 1.1 | A | 7 | 73 | A | 7 | 834 | A | 7 | 230 | A | 7 | 2.1 | A | 7 | 16000 | B | 7 | 77777 | A | 7 | 1.4 | E | 8 | 0.06 | F | 8 | 0.2 | F | 8 | 0 | 1 | D | 9 | 0 | C | 8
2000-10-16 | 2:00 | 0 | 0 | 0 | 2 | 0 | 0 | 2 | 0 | 0 | 2 | 0 | 0 | 2 | 0 | 0 | 2 | 0 | 0 | 2 | 0 | 0 | 2 | 0 | 0 | E | 9 | 0 | E | 9 | 3.9 | A | 7 | 0.6 | A | 7 | 79 | A | 7 | 833 | A | 7 | 180 | A | 7 | 4.6 | A | 7 | 16000 | B | 7 | 77777 | A | 7 | 1.3 | E | 8 | 0.06 | F | 8 | 0.2 | F | 8 | 0 | 1 | D | 9 | 0 | C | 8
2000-10-16 | 3:00 | 0 | 0 | 0 | 2 | 0 | 0 | 2 | 0 | 0 | 2 | 0 | 0 | 2 | 0 | 0 | 2 | 0 | 0 | 2 | 0 | 0 | 2 | 0 | 0 | E | 9 | 0 | E | 9 | 5.6 | A | 7 | 1.7 | A | 7 | 76 | A | 7 | 834 | A | 7 | 210 | A | 7 | 4.6 | A | 7 | 16000 | B | 7 | 77777 | A | 7 | 1.3 | E | 8 | 0.06 | F | 8 | 0.2 | F | 8 | 0 | 1 | D | 9 | 0 | C | 8
2000-10-16 | 4:00 | 0 | 0 | 0 | 2 | 0 | 0 | 2 | 0 | 0 | 2 | 0 | 0 | 2 | 0 | 0 | 2 | 0 | 0 | 2 | 0 | 0 | 2 | 0 | 0 | E | 9 | 0 | E | 9 | 4.4 | A | 7 | 1.1 | A | 7 | 79 | A | 7 | 833 | A | 7 | 220 | A | 7 | 4.6 | A | 7 | 16000 | B | 7 | 77777 | A | 7 | 1.2 | E | 8 | 0.06 | F | 8 | 0.2 | F | 8 | 0 | 1 | D | 9 | 0 | C | 8
2000-10-16 | 5:00 | 0 | 0 | 0 | 2 | 0 | 0 | 2 | 0 | 0 | 2 | 0 | 0 | 2 | 0 | 0 | 2 | 0 | 0 | 2 | 0 | 0 | 2 | 0 | 0 | E | 9 | 0 | E | 9 | 5 | A | 7 | 0.6 | A | 7 | 73 | A | 7 | 836 | A | 7 | 220 | A | 7 | 5.2 | A | 7 | 16000 | B | 7 | 77777 | A | 7 | 1.2 | E | 8 | 0.06 | F | 8 | 0.2 | F | 8 | 0 | 1 | D | 9 | 0 | C | 8
2000-10-16 | 6:00 | 0 | 0 | 0 | 2 | 0 | 0 | 2 | 0 | 0 | 2 | 0 | 0 | 2 | 0 | 0 | 2 | 0 | 0 | 2 | 0 | 0 | 2 | 0 | 0 | E | 9 | 0 | E | 9 | 3.3 | A | 7 | 0 | A | 7 | 79 | A | 7 | 835 | A | 7 | 270 | A | 7 | 3.6 | A | 7 | 16000 | B | 7 | 77777 | A | 7 | 1.1 | E | 8 | 0.06 | F | 8 | 0.2 | F | 8 | 0 | 1 | D | 9 | 0 | C | 8
2000-10-16 | 7:00 | 80 | 1113 | 0 | 2 | 9 | 0 | 2 | 21 | 0 | 2 | 9 | 0 | 2 | 9 | 0 | 2 | 21 | 0 | 2 | 9 | 0 | 2 | 25 | 0 | E | 9 | 0 | E | 9 | 5.6 | A | 7 | 0.6 | A | 7 | 70 | A | 7 | 837 | A | 7 | 240 | A | 7 | 2.6 | A | 7 | 16000 | B | 7 | 77777 | A | 7 | 1.1 | E | 8 | 0.06 | F | 8 | 0.2 | F | 8 | 0 | 1 | D | 9 | 0 | C | 8
2000-10-16 | 8:00 | 326 | 1377 | 198 | 2 | 9 | 542 | 2 | 21 | 69 | 2 | 9 | 201 | 2 | 9 | 438 | 2 | 21 | 97 | 2 | 9 | 122 | 2 | 25 | 0 | E | 9 | 0 | E | 9 | 8.3 | A | 7 | 0.6 | A | 7 | 58 | A | 7 | 839 | A | 7 | 210 | A | 7 | 3.6 | A | 7 | 16000 | B | 7 | 77777 | A | 7 | 1 | E | 8 | 0.06 | F | 8 | 0.2 | F | 8 | 0 | 1 | D | 9 | 0 | C | 8
2000-10-16 | 9:00 | 550 | 1377 | 392 | 2 | 9 | 784 | 2 | 21 | 78 | 2 | 9 | 403 | 2 | 9 | 740 | 2 | 21 | 107 | 2 | 9 | 151 | 2 | 25 | 0 | E | 9 | 0 | E | 9 | 11.7 | A | 7 | 0 | A | 7 | 44 | A | 7 | 840 | A | 7 | 70 | A | 7 | 2.6 | A | 7 | 16000 | B | 7 | 77777 | A | 7 | 1 | E | 8 | 0.06 | F | 8 | 0.2 | F | 8 | 0 | 1 | D | 9 | 0 | C | 8
2000-10-16 | 10:00 | 728 | 1377 | 554 | 2 | 9 | 854 | 2 | 21 | 102 | 2 | 9 | 575 | 2 | 9 | 838 | 2 | 21 | 130 | 2 | 9 | 212 | 2 | 25 | 0 | E | 9 | 0 | E | 9 | 13.3 | A | 7 | 0 | A | 7 | 40 | A | 7 | 841 | A | 7 | 0 | A | 7 | 0 | A | 7 | 16000 | B | 7 | 77777 | A | 7 | 0.9 | E | 8 | 0.06 | F | 8 | 0.2 | F | 8 | 0 | 1 | D | 9 | 0 | C | 8
2000-10-16 | 11:00 | 846 | 1377 | 672 | 2 | 9 | 931 | 2 | 21 | 97 | 2 | 9 | 696 | 2 | 9 | 921 | 2 | 21 | 128 | 2 | 9 | 200 | 2 | 25 | 0 | E | 9 | 0 | E | 9 | 15.6 | A | 7 | -1.1 | A | 7 | 31 | A | 7 | 838 | A | 7 | 120 | A | 7 | 3.6 | A | 7 | 16000 | B | 7 | 77777 | A | 7 | 0.8 | E | 8 | 0.06 | F | 8 | 0.2 | F | 8 | 0 | 1 | D | 9 | 0 | C | 8
2000-10-16 | 12:00 | 898 | 1377 | 702 | 2 | 9 | 962 | 2 | 21 | 73 | 2 | 9 | 735 | 2 | 9 | 957 | 2 | 21 | 109 | 2 | 9 | 195 | 2 | 25 | 1 | E | 9 | 0 | E | 9 | 16.7 | A | 7 | -1.7 | A | 7 | 28 | A | 7 | 842 | A | 7 | 110 | A | 7 | 4.6 | A | 7 | 16000 | B | 7 | 77777 | A | 7 | 0.9 | E | 8 | 0.06 | F | 8 | 0.2 | F | 8 | 0 | 1 | D | 9 | 0 | C | 8
2000-10-16 | 13:00 | 879 | 1377 | 673 | 2 | 9 | 897 | 2 | 21 | 98 | 2 | 9 | 697 | 2 | 9 | 889 | 2 | 21 | 128 | 2 | 9 | 211 | 2 | 25 | 0 | E | 9 | 0 | E | 9 | 17.8 | A | 7 | -2.2 | A | 7 | 25 | A | 7 | 842 | A | 7 | 100 | A | 7 | 4.1 | A | 7 | 16000 | B | 7 | 77777 | A | 7 | 0.9 | E | 8 | 0.06 | F | 8 | 0.2 | F | 8 | 0 | 1 | D | 9 | 0 | C | 8
2000-10-16 | 14:00 | 790 | 1377 | 562 | 2 | 9 | 785 | 2 | 21 | 110 | 2 | 9 | 584 | 2 | 9 | 776 | 2 | 21 | 137 | 2 | 9 | 239 | 2 | 25 | 0 | E | 9 | 0 | E | 9 | 18.3 | A | 7 | -3.3 | A | 7 | 22 | A | 7 | 842 | A | 7 | 110 | A | 7 | 3.6 | A | 7 | 16000 | B | 7 | 77777 | A | 7 | 0.9 | E | 8 | 0.06 | F | 8 | 0.2 | F | 8 | 0 | 1 | D | 9 | 0 | C | 8
2000-10-16 | 15:00 | 638 | 1377 | 473 | 2 | 9 | 752 | 2 | 21 | 123 | 2 | 9 | 490 | 2 | 9 | 729 | 2 | 21 | 151 | 2 | 9 | 248 | 2 | 25 | 0 | E | 9 | 0 | E | 9 | 18.3 | A | 7 | -3.9 | A | 7 | 21 | A | 7 | 841 | A | 7 | 140 | A | 7 | 4.6 | A | 7 | 16000 | B | 7 | 77777 | A | 7 | 0.9 | E | 8 | 0.06 | F | 8 | 0.2 | F | 8 | 0 | 1 | D | 9 | 0 | C | 8
2000-10-16 | 16:00 | 433 | 1377 | 254 | 2 | 9 | 452 | 2 | 21 | 111 | 2 | 9 | 264 | 2 | 9 | 406 | 2 | 21 | 136 | 2 | 9 | 210 | 2 | 25 | 0 | E | 9 | 0 | E | 9 | 18.3 | A | 7 | -3.9 | A | 7 | 21 | A | 7 | 841 | A | 7 | 130 | A | 7 | 4.1 | A | 7 | 16000 | B | 7 | 77777 | A | 7 | 1 | E | 8 | 0.06 | F | 8 | 0.2 | F | 8 | 0 | 1 | D | 9 | 0 | C | 8
2000-10-16 | 17:00 | 191 | 1377 | 91 | 2 | 9 | 406 | 2 | 21 | 35 | 2 | 9 | 94 | 2 | 9 | 266 | 2 | 21 | 57 | 2 | 9 | 63 | 2 | 25 | 4 | E | 9 | 2 | A | 7 | 15 | A | 7 | -3.3 | A | 7 | 27 | A | 7 | 837 | A | 7 | 110 | A | 7 | 3.6 | A | 7 | 16000 | B | 7 | 77777 | A | 7 | 1 | E | 8 | 0.06 | F | 8 | 0.2 | F | 8 | 0 | 1 | D | 9 | 0 | C | 8
2000-10-16 | 18:00 | 8 | 356 | 0 | 2 | 9 | 0 | 2 | 21 | 0 | 2 | 9 | 0 | 2 | 9 | 0 | 2 | 21 | 0 | 2 | 9 | 0 | 2 | 25 | 1 | E | 9 | 1 | E | 9 | 10.6 | A | 7 | -3.9 | A | 7 | 35 | A | 7 | 840 | A | 7 | 110 | A | 7 | 2.6 | A | 7 | 16000 | B | 7 | 77777 | A | 7 | 1 | E | 8 | 0.06 | F | 8 | 0.2 | F | 8 | 0 | 1 | D | 9 | 0 | C | 8
2000-10-16 | 19:00 | 0 | 0 | 0 | 2 | 0 | 0 | 2 | 0 | 0 | 2 | 0 | 0 | 2 | 0 | 0 | 2 | 0 | 0 | 2 | 0 | 0 | 2 | 0 | 3 | E | 9 | 3 | E | 9 | 7.8 | A | 7 | -3.3 | A | 7 | 44 | A | 7 | 839 | A | 7 | 160 | A | 7 | 5.2 | A | 7 | 16000 | B | 7 | 77777 | A | 7 | 1.1 | E | 8 | 0.06 | F | 8 | 0.2 | F | 8 | 0 | 1 | D | 9 | 0 | C | 8
2000-10-16 | 20:00 | 0 | 0 | 0 | 2 | 0 | 0 | 2 | 0 | 0 | 2 | 0 | 0 | 2 | 0 | 0 | 2 | 0 | 0 | 2 | 0 | 0 | 2 | 0 | 1 | E | 9 | 0 | E | 9 | 6.1 | A | 7 | -3.9 | A | 7 | 47 | A | 7 | 838 | A | 7 | 150 | A | 7 | 4.1 | A | 7 | 16000 | B | 7 | 77777 | A | 7 | 1.1 | E | 8 | 0.06 | F | 8 | 0.2 | F | 8 | 0 | 1 | D | 9 | 0 | C | 8
2000-10-16 | 21:00 | 0 | 0 | 0 | 2 | 0 | 0 | 2 | 0 | 0 | 2 | 0 | 0 | 2 | 0 | 0 | 2 | 0 | 0 | 2 | 0 | 0 | 2 | 0 | 0 | E | 9 | 0 | E | 9 | 5.6 | A | 7 | -3.9 | A | 7 | 49 | A | 7 | 838 | A | 7 | 170 | A | 7 | 2.6 | A | 7 | 16000 | B | 7 | 77777 | A | 7 | 1.1 | E | 8 | 0.06 | F | 8 | 0.2 | F | 8 | 0 | 1 | D | 9 | 0 | C | 8
2000-10-16 | 22:00 | 0 | 0 | 0 | 2 | 0 | 0 | 2 | 0 | 0 | 2 | 0 | 0 | 2 | 0 | 0 | 2 | 0 | 0 | 2 | 0 | 0 | 2 | 0 | 0 | E | 9 | 0 | E | 9 | 3.3 | A | 7 | -3.3 | A | 7 | 60 | A | 7 | 837 | A | 7 | 0 | A | 7 | 0 | A | 7 | 16000 | B | 7 | 77777 | A | 7 | 1.1 | E | 8 | 0.06 | F | 8 | 0.2 | F | 8 | 0 | 1 | D | 9 | 0 | C | 8
2000-10-16 | 23:00 | 0 | 0 | 0 | 2 | 0 | 0 | 2 | 0 | 0 | 2 | 0 | 0 | 2 | 0 | 0 | 2 | 0 | 0 | 2 | 0 | 0 | 2 | 0 | 0 | E | 9 | 0 | E | 9 | 5 | A | 7 | -1.7 | A | 7 | 61 | A | 7 | 839 | A | 7 | 290 | B | 8 | 3.1 | A | 7 | 16000 | B | 7 | 77777 | A | 7 | 1.2 | E | 8 | 0.06 | F | 8 | 0.2 | F | 8 | 0 | 1 | D | 9 | 0 | C | 8
2000-10-16 | 24:00 | 0 | 0 | 0 | 2 | 0 | 0 | 2 | 0 | 0 | 2 | 0 | 0 | 2 | 0 | 0 | 2 | 0 | 0 | 2 | 0 | 0 | 2 | 0 | 0 | E | 9 | 0 | E | 9 | 5.6 | A | 7 | -1.1 | A | 7 | 61 | A | 7 | 837 | A | 7 | 210 | A | 7 | 2.6 | A | 7 | 16000 | B | 7 | 77777 | A | 7 | 1.1 | E | 8 | 0.06 | F | 8 | 0.2 | F | 8 | 0 | 1 | D | 9 | 0 | C | 8
2000-10-17 | 1:00 | 0 | 0 | 0 | 2 | 0 | 0 | 2 | 0 | 0 | 2 | 0 | 0 | 2 | 0 | 0 | 2 | 0 | 0 | 2 | 0 | 0 | 2 | 0 | 0 | E | 9 | 0 | E | 9 | 3.9 | A | 7 | -1.1 | A | 7 | 69 | A | 7 | 837 | A | 7 | 270 | A | 7 | 3.1 | A | 7 | 16000 | B | 7 | 77777 | A | 7 | 1.1 | E | 8 | 0.06 | F | 8 | 0.2 | F | 8 | 0 | 1 | D | 9 | 0 | C | 8
2000-10-17 | 2:00 | 0 | 0 | 0 | 2 | 0 | 0 | 2 | 0 | 0 | 2 | 0 | 0 | 2 | 0 | 0 | 2 | 0 | 0 | 2 | 0 | 0 | 2 | 0 | 0 | E | 9 | 0 | E | 9 | 3.9 | A | 7 | -1.1 | A | 7 | 69 | A | 7 | 837 | A | 7 | 260 | A | 7 | 4.1 | A | 7 | 16000 | B | 7 | 77777 | A | 7 | 1.1 | E | 8 | 0.06 | F | 8 | 0.2 | F | 8 | 0 | 1 | D | 9 | 0 | C | 8
2000-10-17 | 3:00 | 0 | 0 | 0 | 2 | 0 | 0 | 2 | 0 | 0 | 2 | 0 | 0 | 2 | 0 | 0 | 2 | 0 | 0 | 2 | 0 | 0 | 2 | 0 | 0 | E | 9 | 0 | E | 9 | 3.3 | A | 7 | -2.2 | A | 7 | 66 | A | 7 | 837 | A | 7 | 240 | A | 7 | 4.1 | A | 7 | 16000 | B | 7 | 77777 | A | 7 | 1 | E | 8 | 0.06 | F | 8 | 0.2 | F | 8 | 0 | 1 | D | 9 | 0 | C | 8
2000-10-17 | 4:00 | 0 | 0 | 0 | 2 | 0 | 0 | 2 | 0 | 0 | 2 | 0 | 0 | 2 | 0 | 0 | 2 | 0 | 0 | 2 | 0 | 0 | 2 | 0 | 0 | E | 9 | 0 | E | 9 | 2.8 | A | 7 | -2.8 | A | 7 | 65 | A | 7 | 837 | A | 7 | 260 | A | 7 | 3.6 | A | 7 | 16000 | B | 7 | 77777 | A | 7 | 1 | E | 8 | 0.06 | F | 8 | 0.2 | F | 8 | 0 | 1 | D | 9 | 0 | C | 8
2000-10-17 | 5:00 | 0 | 0 | 0 | 2 | 0 | 0 | 2 | 0 | 0 | 2 | 0 | 0 | 2 | 0 | 0 | 2 | 0 | 0 | 2 | 0 | 0 | 2 | 0 | 0 | E | 9 | 0 | E | 9 | 3.9 | A | 7 | -3.3 | A | 7 | 57 | A | 7 | 841 | A | 7 | 250 | A | 7 | 3.6 | A | 7 | 16000 | B | 7 | 77777 | A | 7 | 0.9 | E | 8 | 0.06 | F | 8 | 0.2 | F | 8 | 0 | 1 | D | 9 | 0 | C | 8
2000-10-17 | 6:00 | 0 | 0 | 0 | 2 | 0 | 0 | 2 | 0 | 0 | 2 | 0 | 0 | 2 | 0 | 0 | 2 | 0 | 0 | 2 | 0 | 0 | 2 | 0 | 0 | E | 9 | 0 | E | 9 | 3.9 | A | 7 | -2.2 | A | 7 | 63 | A | 7 | 840 | A | 7 | 220 | A | 7 | 3.6 | A | 7 | 16000 | B | 7 | 77777 | A | 7 | 0.9 | E | 8 | 0.06 | F | 8 | 0.2 | F | 8 | 0 | 1 | D | 9 | 0 | C | 8
2000-10-17 | 7:00 | 76 | 1091 | 0 | 2 | 9 | 0 | 2 | 21 | 0 | 2 | 9 | 0 | 2 | 9 | 0 | 2 | 21 | 0 | 2 | 9 | 0 | 2 | 25 | 0 | E | 9 | 0 | E | 9 | 5.6 | A | 7 | -1.7 | A | 7 | 58 | A | 7 | 841 | A | 7 | 220 | A | 7 | 5.2 | A | 7 | 16000 | B | 7 | 77777 | A | 7 | 0.9 | E | 8 | 0.06 | F | 8 | 0.2 | F | 8 | 0 | 1 | D | 9 | 0 | C | 8
2000-10-17 | 8:00 | 321 | 1377 | 232 | 2 | 9 | 744 | 2 | 21 | 58 | 2 | 9 | 230 | 2 | 9 | 608 | 2 | 21 | 88 | 2 | 9 | 96 | 2 | 25 | 0 | E | 9 | 0 | E | 9 | 9.4 | A | 7 | -1.1 | A | 7 | 47 | A | 7 | 844 | A | 7 | 220 | A | 7 | 5.2 | A | 7 | 16000 | B | 7 | 77777 | A | 7 | 0.8 | E | 8 | 0.06 | F | 8 | 0.2 | F | 8 | 0 | 1 | D | 9 | 0 | C | 8
2000-10-17 | 9:00 | 545 | 1377 | 400 | 2 | 9 | 853 | 2 | 21 | 61 | 2 | 9 | 419 | 2 | 9 | 806 | 2 | 21 | 99 | 2 | 9 | 127 | 2 | 25 | 0 | E | 9 | 0 | E | 9 | 12.2 | A | 7 | -2.2 | A | 7 | 36 | A | 7 | 845 | A | 7 | 240 | A | 7 | 3.6 | A | 7 | 16000 | B | 7 | 77777 | A | 7 | 0.8 | E | 8 | 0.06 | F | 8 | 0.2 | F | 8 | 0 | 1 | D | 9 | 0 | C | 8
2000-10-17 | 10:00 | 722 | 1377 | 542 | 2 | 9 | 848 | 2 | 21 | 96 | 2 | 9 | 565 | 2 | 9 | 834 | 2 | 21 | 126 | 2 | 9 | 204 | 2 | 25 | 0 | E | 9 | 0 | E | 9 | 14.4 | A | 7 | -2.2 | A | 7 | 31 | A | 7 | 847 | A | 7 | 300 | A | 7 | 3.1 | A | 7 | 16000 | B | 7 | 77777 | A | 7 | 0.8 | E | 8 | 0.06 | F | 8 | 0.2 | F | 8 | 0 | 1 | D | 9 | 0 | C | 8
2000-10-17 | 11:00 | 841 | 1377 | 628 | 2 | 9 | 822 | 2 | 21 | 125 | 2 | 9 | 649 | 2 | 9 | 814 | 2 | 21 | 150 | 2 | 9 | 275 | 2 | 25 | 0 | E | 9 | 0 | E | 9 | 15.6 | A | 7 | 0 | A | 7 | 34 | A | 7 | 842 | A | 7 | 350 | B | 8 | 2.6 | A | 7 | 16000 | B | 7 | 77777 | A | 7 | 0.7 | E | 8 | 0.06 | F | 8 | 0.2 | F | 8 | 0 | 1 | D | 9 | 0 | C | 8
2000-10-17 | 12:00 | 892 | 1377 | 690 | 2 | 9 | 920 | 2 | 21 | 93 | 2 | 9 | 717 | 2 | 9 | 913 | 2 | 21 | 124 | 2 | 9 | 212 | 2 | 25 | 0 | E | 9 | 0 | E | 9 | 17.8 | A | 7 | 1.7 | A | 7 | 34 | A | 7 | 847 | A | 7 | 40 | A | 7 | 4.1 | A | 7 | 16000 | B | 7 | 77777 | A | 7 | 0.8 | E | 8 | 0.06 | F | 8 | 0.2 | F | 8 | 0 | 1 | D | 9 | 0 | C | 8
2000-10-17 | 13:00 | 873 | 1377 | 673 | 2 | 9 | 933 | 2 | 21 | 80 | 2 | 9 | 702 | 2 | 9 | 926 | 2 | 21 | 114 | 2 | 9 | 197 | 2 | 25 | 0 | E | 9 | 0 | E | 9 | 18.3 | A | 7 | -0.6 | A | 7 | 28 | A | 7 | 846 | A | 7 | 50 | B | 8 | 3.1 | A | 7 | 16000 | B | 7 | 77777 | A | 7 | 0.8 | E | 8 | 0.06 | F | 8 | 0.2 | F | 8 | 0 | 1 | D | 9 | 0 | C | 8
2000-10-17 | 14:00 | 784 | 1377 | 568 | 2 | 9 | 832 | 2 | 21 | 93 | 2 | 9 | 600 | 2 | 9 | 828 | 2 | 21 | 127 | 2 | 9 | 214 | 2 | 25 | 0 | E | 9 | 0 | E | 9 | 19.4 | A | 7 | -1.1 | A | 7 | 25 | A | 7 | 846 | A | 7 | 50 | B | 8 | 3.1 | A | 7 | 16000 | B | 7 | 77777 | A | 7 | 0.9 | E | 8 | 0.06 | F | 8 | 0.2 | F | 8 | 0 | 1 | D | 9 | 0 | C | 8
2000-10-17 | 15:00 | 632 | 1377 | 467 | 2 | 9 | 852 | 2 | 21 | 75 | 2 | 9 | 491 | 2 | 9 | 828 | 2 | 21 | 110 | 2 | 9 | 161 | 2 | 25 | 0 | E | 9 | 0 | E | 9 | 20 | A | 7 | -2.2 | A | 7 | 22 | A | 7 | 847 | A | 7 | 60 | A | 7 | 3.1 | A | 7 | 16000 | B | 7 | 77777 | A | 7 | 0.9 | E | 8 | 0.06 | F | 8 | 0.2 | F | 8 | 0 | 1 | D | 9 | 0 | C | 8
2000-10-17 | 16:00 | 427 | 1377 | 288 | 2 | 9 | 748 | 2 | 21 | 55 | 2 | 9 | 298 | 2 | 9 | 674 | 2 | 21 | 88 | 2 | 9 | 110 | 2 | 25 | 0 | E | 9 | 0 | E | 9 | 19.4 | A | 7 | -2.8 | A | 7 | 21 | A | 7 | 846 | A | 7 | 90 | B | 8 | 2.6 | A | 7 | 16000 | B | 7 | 77777 | A | 7 | 1 | E | 8 | 0.06 | F | 8 | 0.2 | F | 8 | 0 | 1 | D | 9 | 0 | C | 8
2000-10-17 | 17:00 | 184 | 1377 | 90 | 2 | 9 | 418 | 2 | 21 | 34 | 2 | 9 | 92 | 2 | 9 | 269 | 2 | 21 | 56 | 2 | 9 | 61 | 2 | 25 | 0 | E | 9 | 0 | A | 7 | 17.2 | A | 7 | -2.2 | A | 7 | 26 | A | 7 | 845 | A | 7 | 110 | A | 7 | 2.1 | A | 7 | 16000 | B | 7 | 77777 | A | 7 | 1 | E | 8 | 0.06 | F | 8 | 0.2 | F | 8 | 0 | 1 | D | 9 | 0 | C | 8
2000-10-17 | 18:00 | 7 | 333 | 0 | 2 | 9 | 0 | 2 | 21 | 0 | 2 | 9 | 0 | 2 | 9 | 0 | 2 | 21 | 0 | 2 | 9 | 0 | 2 | 25 | 0 | E | 9 | 0 | E | 9 | 13.3 | A | 7 | -3.3 | A | 7 | 30 | A | 7 | 844 | A | 7 | 110 | A | 7 | 2.1 | A | 7 | 16000 | B | 7 | 77777 | A | 7 | 1 | E | 8 | 0.06 | F | 8 | 0.2 | F | 8 | 0 | 1 | D | 9 | 0 | C | 8
2000-10-17 | 19:00 | 0 | 0 | 0 | 2 | 0 | 0 | 2 | 0 | 0 | 2 | 0 | 0 | 2 | 0 | 0 | 2 | 0 | 0 | 2 | 0 | 0 | 2 | 0 | 0 | E | 9 | 0 | E | 9 | 10.6 | A | 7 | -2.8 | A | 7 | 38 | A | 7 | 843 | A | 7 | 140 | A | 7 | 3.1 | A | 7 | 16000 | B | 7 | 77777 | A | 7 | 1.1 | E | 8 | 0.06 | F | 8 | 0.2 | F | 8 | 0 | 1 | D | 9 | 0 | C | 8
2000-10-17 | 20:00 | 0 | 0 | 0 | 2 | 0 | 0 | 2 | 0 | 0 | 2 | 0 | 0 | 2 | 0 | 0 | 2 | 0 | 0 | 2 | 0 | 0 | 2 | 0 | 0 | E | 9 | 0 | E | 9 | 8.9 | A | 7 | -2.8 | A | 7 | 42 | A | 7 | 842 | A | 7 | 150 | A | 7 | 4.1 | A | 7 | 16000 | B | 7 | 77777 | A | 7 | 1.1 | E | 8 | 0.06 | F | 8 | 0.2 | F | 8 | 0 | 1 | D | 9 | 0 | C | 8
2000-10-17 | 21:00 | 0 | 0 | 0 | 2 | 0 | 0 | 2 | 0 | 0 | 2 | 0 | 0 | 2 | 0 | 0 | 2 | 0 | 0 | 2 | 0 | 0 | 2 | 0 | 0 | E | 9 | 0 | E | 9 | 10.6 | A | 7 | -2.8 | A | 7 | 38 | A | 7 | 842 | A | 7 | 180 | A | 7 | 4.1 | A | 7 | 16000 | B | 7 | 77777 | A | 7 | 1.2 | E | 8 | 0.06 | F | 8 | 0.2 | F | 8 | 0 | 1 | D | 9 | 0 | C | 8
2000-10-17 | 22:00 | 0 | 0 | 0 | 2 | 0 | 0 | 2 | 0 | 0 | 2 | 0 | 0 | 2 | 0 | 0 | 2 | 0 | 0 | 2 | 0 | 0 | 2 | 0 | 0 | E | 9 | 0 | E | 9 | 5 | A | 7 | -2.8 | A | 7 | 55 | A | 7 | 839 | A | 7 | 160 | A | 7 | 3.6 | A | 7 | 16000 | B | 7 | 77777 | A | 7 | 1.2 | E | 8 | 0.06 | F | 8 | 0.2 | F | 8 | 0 | 1 | D | 9 | 0 | C | 8
2000-10-17 | 23:00 | 0 | 0 | 0 | 2 | 0 | 0 | 2 | 0 | 0 | 2 | 0 | 0 | 2 | 0 | 0 | 2 | 0 | 0 | 2 | 0 | 0 | 2 | 0 | 0 | E | 9 | 0 | E | 9 | 8.3 | A | 7 | 0 | A | 7 | 56 | A | 7 | 840 | A | 7 | 200 | A | 7 | 5.2 | A | 7 | 16000 | B | 7 | 77777 | A | 7 | 1.3 | E | 8 | 0.06 | F | 8 | 0.2 | F | 8 | 0 | 1 | D | 9 | 0 | C | 8
2000-10-17 | 24:00 | 0 | 0 | 0 | 2 | 0 | 0 | 2 | 0 | 0 | 2 | 0 | 0 | 2 | 0 | 0 | 2 | 0 | 0 | 2 | 0 | 0 | 2 | 0 | 0 | E | 9 | 0 | E | 9 | 7.8 | A | 7 | -0.6 | A | 7 | 55 | A | 7 | 840 | A | 7 | 200 | A | 7 | 3.6 | A | 7 | 16000 | B | 7 | 77777 | A | 7 | 1.2 | E | 8 | 0.06 | F | 8 | 0.2 | F | 8 | 0 | 1 | D | 9 | 0 | C | 8
2000-10-18 | 1:00 | 0 | 0 | 0 | 2 | 0 | 0 | 2 | 0 | 0 | 2 | 0 | 0 | 2 | 0 | 0 | 2 | 0 | 0 | 2 | 0 | 0 | 2 | 0 | 0 | E | 9 | 0 | E | 9 | 7.8 | A | 7 | -0.6 | A | 7 | 55 | A | 7 | 840 | A | 7 | 210 | A | 7 | 5.2 | A | 7 | 16000 | B | 7 | 77777 | A | 7 | 1.2 | E | 8 | 0.06 | F | 8 | 0.2 | F | 8 | 0 | 1 | D | 9 | 0 | C | 8
2000-10-18 | 2:00 | 0 | 0 | 0 | 2 | 0 | 0 | 2 | 0 | 0 | 2 | 0 | 0 | 2 | 0 | 0 | 2 | 0 | 0 | 2 | 0 | 0 | 2 | 0 | 0 | E | 9 | 0 | E | 9 | 7.8 | A | 7 | 0 | A | 7 | 58 | A | 7 | 839 | A | 7 | 210 | A | 7 | 6.2 | A | 7 | 16000 | B | 7 | 77777 | A | 7 | 1.1 | E | 8 | 0.06 | F | 8 | 0.2 | F | 8 | 0 | 1 | D | 9 | 0 | C | 8
2000-10-18 | 3:00 | 0 | 0 | 0 | 2 | 0 | 0 | 2 | 0 | 0 | 2 | 0 | 0 | 2 | 0 | 0 | 2 | 0 | 0 | 2 | 0 | 0 | 2 | 0 | 0 | E | 9 | 0 | E | 9 | 8.3 | A | 7 | 0 | A | 7 | 56 | A | 7 | 839 | A | 7 | 200 | A | 7 | 6.2 | A | 7 | 16000 | B | 7 | 77777 | A | 7 | 1.1 | E | 8 | 0.06 | F | 8 | 0.2 | F | 8 | 0 | 1 | D | 9 | 0 | C | 8
2000-10-18 | 4:00 | 0 | 0 | 0 | 2 | 0 | 0 | 2 | 0 | 0 | 2 | 0 | 0 | 2 | 0 | 0 | 2 | 0 | 0 | 2 | 0 | 0 | 2 | 0 | 0 | E | 9 | 0 | E | 9 | 7.8 | A | 7 | 0 | A | 7 | 58 | A | 7 | 839 | A | 7 | 200 | A | 7 | 5.7 | A | 7 | 16000 | B | 7 | 77777 | A | 7 | 1 | E | 8 | 0.06 | F | 8 | 0.2 | F | 8 | 0 | 1 | D | 9 | 0 | C | 8
2000-10-18 | 5:00 | 0 | 0 | 0 | 2 | 0 | 0 | 2 | 0 | 0 | 2 | 0 | 0 | 2 | 0 | 0 | 2 | 0 | 0 | 2 | 0 | 0 | 2 | 0 | 0 | E | 9 | 0 | E | 9 | 7.8 | A | 7 | 1.1 | A | 7 | 63 | A | 7 | 841 | A | 7 | 200 | A | 7 | 5.2 | A | 7 | 16000 | B | 7 | 77777 | A | 7 | 0.9 | E | 8 | 0.06 | F | 8 | 0.2 | F | 8 | 0 | 1 | D | 9 | 0 | C | 8
2000-10-18 | 6:00 | 0 | 0 | 0 | 2 | 0 | 0 | 2 | 0 | 0 | 2 | 0 | 0 | 2 | 0 | 0 | 2 | 0 | 0 | 2 | 0 | 0 | 2 | 0 | 0 | E | 9 | 0 | E | 9 | 7.2 | A | 7 | 1.7 | A | 7 | 68 | A | 7 | 840 | A | 7 | 200 | A | 7 | 4.6 | A | 7 | 16000 | B | 7 | 77777 | A | 7 | 0.9 | E | 8 | 0.06 | F | 8 | 0.2 | F | 8 | 0 | 1 | D | 9 | 0 | C | 8
2000-10-18 | 7:00 | 73 | 1068 | 0 | 2 | 9 | 0 | 2 | 21 | 0 | 2 | 9 | 0 | 2 | 9 | 0 | 2 | 21 | 0 | 2 | 9 | 0 | 2 | 25 | 0 | E | 9 | 0 | E | 9 | 8.9 | A | 7 | 1.7 | A | 7 | 61 | A | 7 | 841 | A | 7 | 200 | A | 7 | 5.2 | A | 7 | 16000 | B | 7 | 77777 | A | 7 | 0.8 | E | 8 | 0.06 | F | 8 | 0.2 | F | 8 | 0 | 1 | D | 9 | 0 | C | 8
2000-10-18 | 8:00 | 316 | 1378 | 200 | 2 | 9 | 598 | 2 | 21 | 63 | 2 | 9 | 205 | 2 | 9 | 479 | 2 | 21 | 94 | 2 | 9 | 113 | 2 | 25 | 0 | E | 9 | 0 | E | 9 | 11.7 | A | 7 | 1.1 | A | 7 | 48 | A | 7 | 842 | A | 7 | 210 | A | 7 | 5.2 | A | 7 | 16000 | B | 7 | 77777 | A | 7 | 0.8 | E | 8 | 0.06 | F | 8 | 0.2 | F | 8 | 0 | 1 | D | 9 | 0 | C | 8
2000-10-18 | 9:00 | 539 | 1378 | 400 | 2 | 9 | 841 | 2 | 21 | 70 | 2 | 9 | 416 | 2 | 9 | 795 | 2 | 21 | 103 | 2 | 9 | 141 | 2 | 25 | 0 | E | 9 | 0 | E | 9 | 15 | A | 7 | -1.1 | A | 7 | 33 | A | 7 | 843 | A | 7 | 230 | A | 7 | 4.1 | A | 7 | 16000 | B | 7 | 77777 | A | 7 | 0.7 | E | 8 | 0.06 | F | 8 | 0.2 | F | 8 | 0 | 1 | D | 9 | 0 | C | 8
2000-10-18 | 10:00 | 717 | 1378 | 516 | 2 | 9 | 659 | 2 | 21 | 173 | 2 | 9 | 529 | 2 | 9 | 640 | 2 | 21 | 195 | 2 | 9 | 351 | 2 | 25 | 0 | E | 9 | 0 | E | 9 | 17.8 | A | 7 | -1.7 | A | 7 | 26 | A | 7 | 845 | A | 7 | 210 | A | 7 | 3.6 | A | 7 | 16000 | B | 7 | 77777 | A | 7 | 0.7 | E | 8 | 0.06 | F | 8 | 0.2 | F | 8 | 0 | 1 | D | 9 | 0 | C | 8
2000-10-18 | 11:00 | 835 | 1378 | 622 | 2 | 9 | 822 | 2 | 21 | 122 | 2 | 9 | 643 | 2 | 9 | 814 | 2 | 21 | 148 | 2 | 9 | 269 | 2 | 25 | 0 | E | 9 | 0 | E | 9 | 20.6 | A | 7 | -2.2 | A | 7 | 21 | A | 7 | 845 | A | 7 | 240 | A | 7 | 3.1 | A | 7 | 16000 | B | 7 | 77777 | A | 7 | 0.6 | E | 8 | 0.06 | F | 8 | 0.2 | F | 8 | 0 | 1 | D | 9 | 0 | C | 8
2000-10-18 | 12:00 | 886 | 1378 | 684 | 2 | 9 | 914 | 2 | 21 | 95 | 2 | 9 | 710 | 2 | 9 | 907 | 2 | 21 | 126 | 2 | 9 | 211 | 2 | 25 | 0 | E | 9 | 0 | E | 9 | 22.8 | A | 7 | -4.4 | A | 7 | 15 | A | 7 | 844 | A | 7 | 240 | A | 7 | 2.1 | A | 7 | 16000 | B | 7 | 77777 | A | 7 | 0.6 | E | 8 | 0.06 | F | 8 | 0.2 | F | 8 | 0 | 1 | D | 9 | 0 | C | 8
2000-10-18 | 13:00 | 866 | 1378 | 661 | 2 | 9 | 891 | 2 | 21 | 99 | 2 | 9 | 685 | 2 | 9 | 882 | 2 | 21 | 129 | 2 | 9 | 206 | 2 | 25 | 0 | E | 9 | 0 | E | 9 | 24.4 | A | 7 | -5.6 | A | 7 | 12 | A | 7 | 844 | A | 7 | 180 | B | 8 | 2.1 | A | 7 | 16000 | B | 7 | 77777 | A | 7 | 0.7 | E | 8 | 0.06 | F | 8 | 0.2 | F | 8 | 0 | 1 | D | 9 | 0 | C | 8
2000-10-18 | 14:00 | 777 | 1378 | 596 | 2 | 9 | 909 | 2 | 21 | 82 | 2 | 9 | 621 | 2 | 9 | 894 | 2 | 21 | 115 | 2 | 9 | 177 | 2 | 25 | 0 | E | 9 | 0 | E | 9 | 25 | A | 7 | -8.3 | A | 7 | 10 | A | 7 | 843 | A | 7 | 130 | B | 8 | 1.5 | A | 7 | 16000 | B | 7 | 77777 | A | 7 | 0.7 | E | 8 | 0.06 | F | 8 | 0.2 | F | 8 | 0 | 1 | D | 9 | 0 | C | 8
2000-10-18 | 15:00 | 625 | 1378 | 461 | 2 | 9 | 863 | 2 | 21 | 68 | 2 | 9 | 482 | 2 | 9 | 831 | 2 | 21 | 104 | 2 | 9 | 143 | 2 | 25 | 0 | E | 9 | 0 | E | 9 | 25.6 | A | 7 | -7.8 | A | 7 | 10 | A | 7 | 843 | A | 7 | 70 | A | 7 | 3.6 | A | 7 | 16000 | B | 7 | 77777 | A | 7 | 0.8 | E | 8 | 0.06 | F | 8 | 0.2 | F | 8 | 0 | 1 | D | 9 | 0 | C | 8
2000-10-18 | 16:00 | 420 | 1378 | 287 | 2 | 9 | 764 | 2 | 21 | 53 | 2 | 9 | 298 | 2 | 9 | 686 | 2 | 21 | 87 | 2 | 9 | 107 | 2 | 25 | 0 | E | 9 | 0 | E | 9 | 24.4 | A | 7 | -7.2 | A | 7 | 11 | A | 7 | 843 | A | 7 | 120 | A | 7 | 2.1 | A | 7 | 16000 | B | 7 | 77777 | A | 7 | 0.8 | E | 8 | 0.06 | F | 8 | 0.2 | F | 8 | 0 | 1 | D | 9 | 0 | C | 8
2000-10-18 | 17:00 | 178 | 1378 | 89 | 2 | 9 | 465 | 2 | 21 | 28 | 2 | 9 | 89 | 2 | 9 | 315 | 2 | 21 | 48 | 2 | 9 | 52 | 2 | 25 | 0 | E | 9 | 0 | A | 7 | 20.6 | A | 7 | -6.1 | A | 7 | 15 | A | 7 | 836 | A | 7 | 80 | A | 7 | 2.6 | A | 7 | 16000 | B | 7 | 77777 | A | 7 | 0.9 | E | 8 | 0.06 | F | 8 | 0.2 | F | 8 | 0 | 1 | D | 9 | 0 | C | 8
2000-10-18 | 18:00 | 5 | 287 | 0 | 2 | 9 | 0 | 2 | 21 | 0 | 2 | 9 | 0 | 2 | 9 | 0 | 2 | 21 | 0 | 2 | 9 | 0 | 2 | 25 | 0 | E | 9 | 0 | E | 9 | 16.7 | A | 7 | -2.2 | A | 7 | 27 | A | 7 | 840 | A | 7 | 170 | A | 7 | 6.2 | A | 7 | 16000 | B | 7 | 77777 | A | 7 | 0.9 | E | 8 | 0.06 | F | 8 | 0.2 | F | 8 | 0 | 1 | D | 9 | 0 | C | 8
2000-10-18 | 19:00 | 0 | 0 | 0 | 2 | 0 | 0 | 2 | 0 | 0 | 2 | 0 | 0 | 2 | 0 | 0 | 2 | 0 | 0 | 2 | 0 | 0 | 2 | 0 | 0 | E | 9 | 0 | E | 9 | 16.1 | A | 7 | -2.8 | A | 7 | 26 | A | 7 | 840 | A | 7 | 180 | A | 7 | 6.7 | A | 7 | 16000 | B | 7 | 77777 | A | 7 | 1 | E | 8 | 0.06 | F | 8 | 0.2 | F | 8 | 0 | 1 | D | 9 | 0 | C | 8
2000-10-18 | 20:00 | 0 | 0 | 0 | 2 | 0 | 0 | 2 | 0 | 0 | 2 | 0 | 0 | 2 | 0 | 0 | 2 | 0 | 0 | 2 | 0 | 0 | 2 | 0 | 0 | E | 9 | 0 | E | 9 | 10.6 | A | 7 | -3.3 | A | 7 | 36 | A | 7 | 837 | A | 7 | 180 | A | 7 | 3.6 | A | 7 | 16000 | B | 7 | 77777 | A | 7 | 1 | E | 8 | 0.06 | F | 8 | 0.2 | F | 8 | 0 | 1 | D | 9 | 0 | C | 8
2000-10-18 | 21:00 | 0 | 0 | 0 | 2 | 0 | 0 | 2 | 0 | 0 | 2 | 0 | 0 | 2 | 0 | 0 | 2 | 0 | 0 | 2 | 0 | 0 | 2 | 0 | 0 | E | 9 | 0 | E | 9 | 9.4 | A | 7 | -3.9 | A | 7 | 37 | A | 7 | 836 | A | 7 | 170 | A | 7 | 3.6 | A | 7 | 16000 | B | 7 | 77777 | A | 7 | 1.1 | E | 8 | 0.06 | F | 8 | 0.2 | F | 8 | 0 | 1 | D | 9 | 0 | C | 8
2000-10-18 | 22:00 | 0 | 0 | 0 | 2 | 0 | 0 | 2 | 0 | 0 | 2 | 0 | 0 | 2 | 0 | 0 | 2 | 0 | 0 | 2 | 0 | 0 | 2 | 0 | 0 | E | 9 | 0 | E | 9 | 12.2 | A | 7 | -2.8 | A | 7 | 34 | A | 7 | 837 | A | 7 | 210 | A | 7 | 5.7 | A | 7 | 16000 | B | 7 | 77777 | A | 7 | 1.1 | E | 8 | 0.06 | F | 8 | 0.2 | F | 8 | 0 | 1 | D | 9 | 0 | C | 8
2000-10-18 | 23:00 | 0 | 0 | 0 | 2 | 0 | 0 | 2 | 0 | 0 | 2 | 0 | 0 | 2 | 0 | 0 | 2 | 0 | 0 | 2 | 0 | 0 | 2 | 0 | 0 | E | 9 | 0 | E | 9 | 10.6 | A | 7 | -2.8 | A | 7 | 38 | A | 7 | 836 | A | 7 | 220 | A | 7 | 4.6 | A | 7 | 16000 | B | 7 | 77777 | A | 7 | 1.1 | E | 8 | 0.06 | F | 8 | 0.2 | F | 8 | 0 | 1 | D | 9 | 0 | C | 8
2000-10-18 | 24:00 | 0 | 0 | 0 | 2 | 0 | 0 | 2 | 0 | 0 | 2 | 0 | 0 | 2 | 0 | 0 | 2 | 0 | 0 | 2 | 0 | 0 | 2 | 0 | 0 | E | 9 | 0 | E | 9 | 11.1 | A | 7 | -3.3 | A | 7 | 35 | A | 7 | 835 | A | 7 | 240 | A | 7 | 3.6 | A | 7 | 16000 | B | 7 | 77777 | A | 7 | 1.1 | E | 8 | 0.06 | F | 8 | 0.2 | F | 8 | 0 | 1 | D | 9 | 0 | C | 8
2000-10-19 | 1:00 | 0 | 0 | 0 | 2 | 0 | 0 | 2 | 0 | 0 | 2 | 0 | 0 | 2 | 0 | 0 | 2 | 0 | 0 | 2 | 0 | 0 | 2 | 0 | 0 | E | 9 | 0 | E | 9 | 8.9 | A | 7 | -3.3 | A | 7 | 41 | A | 7 | 834 | A | 7 | 240 | A | 7 | 4.1 | A | 7 | 16000 | B | 7 | 77777 | A | 7 | 1.1 | E | 8 | 0.059 | F | 8 | 0.2 | F | 8 | 0 | 1 | D | 9 | 0 | C | 8
2000-10-19 | 2:00 | 0 | 0 | 0 | 2 | 0 | 0 | 2 | 0 | 0 | 2 | 0 | 0 | 2 | 0 | 0 | 2 | 0 | 0 | 2 | 0 | 0 | 2 | 0 | 0 | E | 9 | 0 | E | 9 | 8.9 | A | 7 | -4.4 | A | 7 | 37 | A | 7 | 834 | A | 7 | 230 | A | 7 | 3.6 | A | 7 | 16000 | B | 7 | 77777 | A | 7 | 1.1 | E | 8 | 0.059 | F | 8 | 0.2 | F | 8 | 0 | 1 | D | 9 | 0 | C | 8
2000-10-19 | 3:00 | 0 | 0 | 0 | 2 | 0 | 0 | 2 | 0 | 0 | 2 | 0 | 0 | 2 | 0 | 0 | 2 | 0 | 0 | 2 | 0 | 0 | 2 | 0 | 0 | E | 9 | 0 | E | 9 | 8.9 | A | 7 | -5 | A | 7 | 35 | A | 7 | 834 | A | 7 | 220 | A | 7 | 5.2 | A | 7 | 16000 | B | 7 | 77777 | A | 7 | 1.1 | E | 8 | 0.059 | F | 8 | 0.2 | F | 8 | 0 | 1 | D | 9 | 0 | C | 8
2000-10-19 | 4:00 | 0 | 0 | 0 | 2 | 0 | 0 | 2 | 0 | 0 | 2 | 0 | 0 | 2 | 0 | 0 | 2 | 0 | 0 | 2 | 0 | 0 | 2 | 0 | 0 | E | 9 | 0 | E | 9 | 10.6 | A | 7 | -5 | A | 7 | 31 | A | 7 | 834 | A | 7 | 220 | A | 7 | 4.1 | A | 7 | 16000 | B | 7 | 77777 | A | 7 | 1.1 | E | 8 | 0.059 | F | 8 | 0.2 | F | 8 | 0 | 1 | D | 9 | 0 | C | 8
2000-10-19 | 5:00 | 0 | 0 | 0 | 2 | 0 | 0 | 2 | 0 | 0 | 2 | 0 | 0 | 2 | 0 | 0 | 2 | 0 | 0 | 2 | 0 | 0 | 2 | 0 | 0 | E | 9 | 0 | E | 9 | 8.9 | A | 7 | -5.6 | A | 7 | 33 | A | 7 | 835 | A | 7 | 200 | A | 7 | 5.7 | A | 7 | 16000 | B | 7 | 77777 | A | 7 | 1.1 | E | 8 | 0.059 | F | 8 | 0.2 | F | 8 | 0 | 1 | D | 9 | 0 | C | 8
2000-10-19 | 6:00 | 0 | 0 | 0 | 2 | 0 | 0 | 2 | 0 | 0 | 2 | 0 | 0 | 2 | 0 | 0 | 2 | 0 | 0 | 2 | 0 | 0 | 2 | 0 | 0 | E | 9 | 0 | E | 9 | 8.9 | A | 7 | -6.1 | A | 7 | 32 | A | 7 | 835 | A | 7 | 210 | A | 7 | 5.7 | A | 7 | 16000 | B | 7 | 77777 | A | 7 | 1.1 | E | 8 | 0.059 | F | 8 | 0.2 | F | 8 | 0 | 1 | D | 9 | 0 | C | 8
2000-10-19 | 7:00 | 69 | 1023 | 9 | 2 | 9 | 55 | 2 | 21 | 7 | 2 | 9 | 13 | 2 | 9 | 24 | 2 | 21 | 11 | 2 | 9 | 12 | 2 | 25 | 3 | E | 9 | 2 | E | 9 | 10.6 | A | 7 | -5.6 | A | 7 | 30 | A | 7 | 836 | A | 7 | 200 | A | 7 | 6.7 | A | 7 | 16000 | B | 7 | 77777 | A | 7 | 1 | E | 8 | 0.059 | F | 8 | 0.2 | F | 8 | 0 | 1 | D | 9 | 0 | C | 8
2000-10-19 | 8:00 | 311 | 1379 | 134 | 2 | 9 | 155 | 2 | 21 | 99 | 2 | 9 | 144 | 2 | 9 | 127 | 2 | 21 | 116 | 2 | 9 | 215 | 2 | 25 | 3 | E | 9 | 2 | E | 9 | 12.8 | A | 7 | -3.9 | A | 7 | 30 | A | 7 | 838 | A | 7 | 220 | A | 7 | 5.7 | A | 7 | 16000 | B | 7 | 77777 | A | 7 | 1 | E | 8 | 0.059 | F | 8 | 0.2 | F | 8 | 0 | 1 | D | 9 | 0 | C | 8
2000-10-19 | 9:00 | 534 | 1379 | 401 | 2 | 9 | 673 | 2 | 21 | 139 | 2 | 9 | 404 | 2 | 9 | 618 | 2 | 21 | 164 | 2 | 9 | 248 | 2 | 25 | 0 | E | 9 | 0 | E | 9 | 16.1 | A | 7 | -3.9 | A | 7 | 24 | A | 7 | 839 | A | 7 | 210 | A | 7 | 5.7 | A | 7 | 16000 | B | 7 | 77777 | A | 7 | 1 | E | 8 | 0.059 | F | 8 | 0.2 | F | 8 | 0 | 1 | D | 9 | 0 | C | 8
2000-10-19 | 10:00 | 711 | 1379 | 504 | 2 | 9 | 647 | 2 | 21 | 169 | 2 | 9 | 534 | 2 | 9 | 651 | 2 | 21 | 197 | 2 | 9 | 361 | 2 | 25 | 1 | E | 9 | 1 | E | 9 | 20 | A | 7 | -3.9 | A | 7 | 19 | A | 7 | 840 | A | 7 | 180 | A | 7 | 2.1 | A | 7 | 16000 | B | 7 | 77777 | A | 7 | 1 | E | 8 | 0.059 | F | 8 | 0.2 | F | 8 | 0 | 1 | D | 9 | 0 | C | 8
2000-10-19 | 11:00 | 829 | 1379 | 647 | 2 | 9 | 913 | 2 | 21 | 96 | 2 | 9 | 671 | 2 | 9 | 902 | 2 | 21 | 127 | 2 | 9 | 194 | 2 | 25 | 3 | E | 9 | 3 | E | 9 | 21.1 | A | 7 | -5.6 | A | 7 | 15 | A | 7 | 835 | A | 7 | 140 | B | 8 | 1.5 | A | 7 | 16000 | B | 7 | 77777 | A | 7 | 1 | E | 8 | 0.059 | F | 8 | 0.2 | F | 8 | 0 | 1 | D | 9 | 0 | C | 8
2000-10-19 | 12:00 | 880 | 1379 | 672 | 2 | 9 | 902 | 2 | 21 | 95 | 2 | 9 | 698 | 2 | 9 | 894 | 2 | 21 | 125 | 2 | 9 | 209 | 2 | 25 | 5 | E | 9 | 4 | E | 9 | 22.2 | A | 7 | -5 | A | 7 | 15 | A | 7 | 840 | A | 7 | 90 | B | 8 | 2.6 | A | 7 | 16000 | B | 7 | 7620 | A | 7 | 1.1 | E | 8 | 0.059 | F | 8 | 0.2 | F | 8 | 0 | 1 | D | 9 | 0 | C | 8
2000-10-19 | 13:00 | 860 | 1379 | 614 | 2 | 9 | 694 | 2 | 21 | 180 | 2 | 9 | 639 | 2 | 9 | 693 | 2 | 21 | 205 | 2 | 9 | 429 | 2 | 25 | 4 | E | 9 | 4 | E | 9 | 22.8 | A | 7 | -4.4 | A | 7 | 15 | A | 7 | 839 | A | 7 | 50 | A | 7 | 3.6 | A | 7 | 16000 | B | 7 | 7620 | A | 7 | 1.2 | E | 8 | 0.059 | F | 8 | 0.2 | F | 8 | 0 | 1 | D | 9 | 0 | C | 8
2000-10-19 | 14:00 | 771 | 1379 | 544 | 2 | 9 | 778 | 2 | 21 | 108 | 2 | 9 | 565 | 2 | 9 | 767 | 2 | 21 | 134 | 2 | 9 | 231 | 2 | 25 | 5 | E | 9 | 5 | E | 9 | 22.2 | A | 7 | -5 | A | 7 | 15 | A | 7 | 839 | A | 7 | 90 | A | 7 | 4.6 | A | 7 | 16000 | B | 7 | 7620 | A | 7 | 1.3 | E | 8 | 0.059 | F | 8 | 0.2 | F | 8 | 0 | 1 | D | 9 | 0 | C | 8
2000-10-19 | 15:00 | 619 | 1379 | 406 | 2 | 9 | 552 | 2 | 21 | 158 | 2 | 9 | 426 | 2 | 9 | 542 | 2 | 21 | 182 | 2 | 9 | 322 | 2 | 25 | 6 | E | 9 | 6 | E | 9 | 21.7 | A | 7 | -5 | A | 7 | 15 | A | 7 | 839 | A | 7 | 70 | A | 7 | 5.7 | A | 7 | 16000 | B | 7 | 7620 | A | 7 | 1.4 | E | 8 | 0.059 | F | 8 | 0.2 | F | 8 | 0 | 1 | D | 9 | 0 | C | 8
2000-10-19 | 16:00 | 414 | 1379 | 126 | 2 | 9 | 34 | 2 | 21 | 115 | 2 | 9 | 137 | 2 | 9 | 31 | 2 | 21 | 128 | 2 | 9 | 304 | 2 | 25 | 7 | E | 9 | 6 | E | 9 | 21.7 | A | 7 | -5 | A | 7 | 15 | A | 7 | 838 | A | 7 | 90 | A | 7 | 6.2 | A | 7 | 16000 | B | 7 | 7620 | A | 7 | 1.5 | E | 8 | 0.059 | F | 8 | 0.2 | F | 8 | 0 | 1 | D | 9 | 0 | C | 8
2000-10-19 | 17:00 | 172 | 1379 | 51 | 2 | 9 | 74 | 2 | 21 | 42 | 2 | 9 | 56 | 2 | 9 | 46 | 2 | 21 | 50 | 2 | 9 | 88 | 2 | 25 | 8 | E | 9 | 8 | A | 7 | 18.3 | A | 7 | -3.9 | A | 7 | 21 | A | 7 | 833 | A | 7 | 80 | A | 7 | 4.1 | A | 7 | 16000 | B | 7 | 7620 | A | 7 | 1.6 | E | 8 | 0.059 | F | 8 | 0.2 | F | 8 | 0 | 1 | D | 9 | 0 | C | 8
2000-10-19 | 18:00 | 4 | 264 | 0 | 2 | 9 | 0 | 2 | 21 | 0 | 2 | 9 | 0 | 2 | 9 | 0 | 2 | 21 | 0 | 2 | 9 | 0 | 2 | 25 | 7 | E | 9 | 5 | E | 9 | 15.6 | A | 7 | -4.4 | A | 7 | 24 | A | 7 | 837 | A | 7 | 80 | A | 7 | 3.6 | A | 7 | 16000 | B | 7 | 3658 | A | 7 | 1.7 | E | 8 | 0.059 | F | 8 | 0.2 | F | 8 | 0 | 1 | D | 9 | 0 | C | 8
2000-10-19 | 19:00 | 0 | 0 | 0 | 2 | 0 | 0 | 2 | 0 | 0 | 2 | 0 | 0 | 2 | 0 | 0 | 2 | 0 | 0 | 2 | 0 | 0 | 2 | 0 | 7 | E | 9 | 7 | E | 9 | 15 | A | 7 | -3.9 | A | 7 | 26 | A | 7 | 837 | A | 7 | 120 | A | 7 | 3.1 | A | 7 | 16000 | B | 7 | 3658 | A | 7 | 1.9 | E | 8 | 0.059 | F | 8 | 0.2 | F | 8 | 0 | 1 | D | 9 | 0 | C | 8
2000-10-19 | 20:00 | 0 | 0 | 0 | 2 | 0 | 0 | 2 | 0 | 0 | 2 | 0 | 0 | 2 | 0 | 0 | 2 | 0 | 0 | 2 | 0 | 0 | 2 | 0 | 4 | E | 9 | 4 | E | 9 | 13.9 | A | 7 | -4.4 | A | 7 | 27 | A | 7 | 837 | A | 7 | 80 | A | 7 | 5.2 | A | 7 | 16000 | B | 7 | 3658 | A | 7 | 2 | E | 8 | 0.059 | F | 8 | 0.2 | F | 8 | 0 | 1 | D | 9 | 0 | C | 8
2000-10-19 | 21:00 | 0 | 0 | 0 | 2 | 0 | 0 | 2 | 0 | 0 | 2 | 0 | 0 | 2 | 0 | 0 | 2 | 0 | 0 | 2 | 0 | 0 | 2 | 0 | 5 | E | 9 | 5 | E | 9 | 12.2 | A | 7 | -5.6 | A | 7 | 27 | A | 7 | 836 | A | 7 | 90 | A | 7 | 2.1 | A | 7 | 16000 | B | 7 | 3658 | A | 7 | 2.1 | E | 8 | 0.059 | F | 8 | 0.2 | F | 8 | 0 | 1 | D | 9 | 0 | C | 8
2000-10-19 | 22:00 | 0 | 0 | 0 | 2 | 0 | 0 | 2 | 0 | 0 | 2 | 0 | 0 | 2 | 0 | 0 | 2 | 0 | 0 | 2 | 0 | 0 | 2 | 0 | 7 | E | 9 | 7 | E | 9 | 13.3 | A | 7 | -5.6 | A | 7 | 25 | A | 7 | 836 | A | 7 | 160 | A | 7 | 3.6 | A | 7 | 16000 | B | 7 | 3658 | A | 7 | 2.2 | E | 8 | 0.059 | F | 8 | 0.2 | F | 8 | 0 | 1 | D | 9 | 0 | C | 8
2000-10-19 | 23:00 | 0 | 0 | 0 | 2 | 0 | 0 | 2 | 0 | 0 | 2 | 0 | 0 | 2 | 0 | 0 | 2 | 0 | 0 | 2 | 0 | 0 | 2 | 0 | 7 | E | 9 | 6 | E | 9 | 12.8 | A | 7 | -3.9 | A | 7 | 30 | A | 7 | 836 | A | 7 | 50 | A | 7 | 4.6 | A | 7 | 16000 | B | 7 | 3658 | A | 7 | 2.3 | E | 8 | 0.059 | F | 8 | 0.2 | F | 8 | 0 | 1 | D | 9 | 0 | C | 8
2000-10-19 | 24:00 | 0 | 0 | 0 | 2 | 0 | 0 | 2 | 0 | 0 | 2 | 0 | 0 | 2 | 0 | 0 | 2 | 0 | 0 | 2 | 0 | 0 | 2 | 0 | 8 | E | 9 | 8 | E | 9 | 10 | A | 7 | -3.9 | A | 7 | 36 | A | 7 | 836 | A | 7 | 50 | A | 7 | 3.6 | A | 7 | 16000 | B | 7 | 3048 | A | 7 | 2.2 | E | 8 | 0.059 | F | 8 | 0.2 | F | 8 | 0 | 1 | D | 9 | 0 | C | 8
2000-10-20 | 1:00 | 0 | 0 | 0 | 2 | 0 | 0 | 2 | 0 | 0 | 2 | 0 | 0 | 2 | 0 | 0 | 2 | 0 | 0 | 2 | 0 | 0 | 2 | 0 | 8 | E | 9 | 8 | E | 9 | 7.8 | A | 7 | -2.8 | A | 7 | 46 | A | 7 | 836 | A | 7 | 50 | A | 7 | 3.6 | A | 7 | 16000 | B | 7 | 3048 | A | 7 | 2.1 | E | 8 | 0.059 | F | 8 | 0.2 | F | 8 | 0 | 1 | D | 9 | 0 | C | 8
2000-10-20 | 2:00 | 0 | 0 | 0 | 2 | 0 | 0 | 2 | 0 | 0 | 2 | 0 | 0 | 2 | 0 | 0 | 2 | 0 | 0 | 2 | 0 | 0 | 2 | 0 | 5 | E | 9 | 5 | E | 9 | 7.8 | A | 7 | -2.2 | A | 7 | 48 | A | 7 | 836 | A | 7 | 280 | A | 7 | 2.6 | A | 7 | 16000 | B | 7 | 77777 | A | 7 | 2 | E | 8 | 0.059 | F | 8 | 0.2 | F | 8 | 0 | 1 | D | 9 | 0 | C | 8
2000-10-20 | 3:00 | 0 | 0 | 0 | 2 | 0 | 0 | 2 | 0 | 0 | 2 | 0 | 0 | 2 | 0 | 0 | 2 | 0 | 0 | 2 | 0 | 0 | 2 | 0 | 3 | E | 9 | 3 | E | 9 | 6.7 | A | 7 | -2.2 | A | 7 | 52 | A | 7 | 836 | A | 7 | 280 | A | 7 | 3.1 | A | 7 | 16000 | B | 7 | 77777 | A | 7 | 1.9 | E | 8 | 0.059 | F | 8 | 0.2 | F | 8 | 0 | 1 | D | 9 | 0 | C | 8
2000-10-20 | 4:00 | 0 | 0 | 0 | 2 | 0 | 0 | 2 | 0 | 0 | 2 | 0 | 0 | 2 | 0 | 0 | 2 | 0 | 0 | 2 | 0 | 0 | 2 | 0 | 3 | E | 9 | 3 | E | 9 | 6.1 | A | 7 | -2.2 | A | 7 | 54 | A | 7 | 836 | A | 7 | 280 | A | 7 | 3.1 | A | 7 | 16000 | B | 7 | 77777 | A | 7 | 1.8 | E | 8 | 0.059 | F | 8 | 0.2 | F | 8 | 0 | 1 | D | 9 | 0 | C | 8
2000-10-20 | 5:00 | 0 | 0 | 0 | 2 | 0 | 0 | 2 | 0 | 0 | 2 | 0 | 0 | 2 | 0 | 0 | 2 | 0 | 0 | 2 | 0 | 0 | 2 | 0 | 0 | E | 9 | 0 | E | 9 | 7.2 | A | 7 | -1.1 | A | 7 | 55 | A | 7 | 838 | A | 7 | 340 | A | 7 | 2.6 | A | 7 | 16000 | B | 7 | 77777 | A | 7 | 1.7 | E | 8 | 0.059 | F | 8 | 0.2 | F | 8 | 0 | 1 | D | 9 | 0 | C | 8
2000-10-20 | 6:00 | 0 | 0 | 0 | 2 | 0 | 0 | 2 | 0 | 0 | 2 | 0 | 0 | 2 | 0 | 0 | 2 | 0 | 0 | 2 | 0 | 0 | 2 | 0 | 0 | E | 9 | 0 | E | 9 | 3.3 | A | 7 | -1.7 | A | 7 | 69 | A | 7 | 836 | A | 7 | 0 | A | 7 | 0 | A | 7 | 16000 | B | 7 | 77777 | A | 7 | 1.6 | E | 8 | 0.059 | F | 8 | 0.2 | F | 8 | 0 | 1 | D | 9 | 0 | C | 8
2000-10-20 | 7:00 | 66 | 1000 | 12 | 2 | 9 | 227 | 2 | 21 | 3 | 2 | 9 | 21 | 2 | 9 | 138 | 2 | 21 | 11 | 2 | 9 | 12 | 2 | 25 | 0 | E | 9 | 0 | E | 9 | 5.6 | A | 7 | -1.1 | A | 7 | 61 | A | 7 | 837 | A | 7 | 260 | A | 7 | 2.1 | A | 7 | 16000 | B | 7 | 77777 | A | 7 | 1.5 | E | 8 | 0.059 | F | 8 | 0.2 | F | 8 | 0 | 1 | D | 9 | 0 | C | 8
2000-10-20 | 8:00 | 305 | 1380 | 203 | 2 | 9 | 670 | 2 | 21 | 54 | 2 | 9 | 202 | 2 | 9 | 541 | 2 | 21 | 82 | 2 | 9 | 91 | 2 | 25 | 0 | E | 9 | 0 | E | 9 | 8.9 | A | 7 | 0 | A | 7 | 54 | A | 7 | 839 | A | 7 | 0 | A | 7 | 0 | A | 7 | 16000 | B | 7 | 77777 | A | 7 | 1.4 | E | 8 | 0.059 | F | 8 | 0.2 | F | 8 | 0 | 1 | D | 9 | 0 | C | 8
2000-10-20 | 9:00 | 529 | 1380 | 374 | 2 | 9 | 755 | 2 | 21 | 83 | 2 | 9 | 391 | 2 | 9 | 713 | 2 | 21 | 117 | 2 | 9 | 164 | 2 | 25 | 0 | E | 9 | 0 | E | 9 | 10.6 | A | 7 | 0 | A | 7 | 48 | A | 7 | 840 | A | 7 | 40 | B | 8 | 1.5 | A | 7 | 16000 | B | 7 | 77777 | A | 7 | 1.3 | E | 8 | 0.059 | F | 8 | 0.2 | F | 8 | 0 | 1 | D | 9 | 0 | C | 8
2000-10-20 | 10:00 | 705 | 1380 | 536 | 2 | 9 | 891 | 2 | 21 | 79 | 2 | 9 | 559 | 2 | 9 | 869 | 2 | 21 | 113 | 2 | 9 | 161 | 2 | 25 | 0 | E | 9 | 0 | E | 9 | 12.2 | A | 7 | 0 | A | 7 | 43 | A | 7 | 840 | A | 7 | 70 | A | 7 | 1.5 | A | 7 | 16000 | B | 7 | 77777 | A | 7 | 1.2 | E | 8 | 0.059 | F | 8 | 0.2 | F | 8 | 0 | 1 | D | 9 | 0 | C | 8
2000-10-20 | 11:00 | 823 | 1380 | 628 | 2 | 9 | 925 | 2 | 21 | 75 | 2 | 9 | 657 | 2 | 9 | 915 | 2 | 21 | 109 | 2 | 9 | 182 | 2 | 25 | 3 | E | 9 | 3 | E | 9 | 13.9 | A | 7 | 0 | A | 7 | 38 | A | 7 | 840 | A | 7 | 90 | B | 8 | 2.6 | A | 7 | 16000 | B | 7 | 77777 | A | 7 | 1.1 | E | 8 | 0.059 | F | 8 | 0.2 | F | 8 | 0 | 1 | D | 9 | 0 | C | 8
2000-10-20 | 12:00 | 874 | 1380 | 666 | 2 | 9 | 902 | 2 | 21 | 93 | 2 | 9 | 692 | 2 | 9 | 894 | 2 | 21 | 124 | 2 | 9 | 206 | 2 | 25 | 3 | E | 9 | 3 | E | 9 | 15.6 | A | 7 | 0.6 | A | 7 | 36 | A | 7 | 840 | A | 7 | 100 | A | 7 | 4.1 | A | 7 | 16000 | B | 7 | 77777 | A | 7 | 1.1 | E | 8 | 0.059 | F | 8 | 0.2 | F | 8 | 0 | 1 | D | 9 | 0 | C | 8
2000-10-20 | 13:00 | 854 | 1380 | 678 | 2 | 9 | 963 | 2 | 21 | 81 | 2 | 9 | 708 | 2 | 9 | 954 | 2 | 21 | 115 | 2 | 9 | 193 | 2 | 25 | 3 | E | 9 | 3 | E | 9 | 17.8 | A | 7 | 0 | A | 7 | 30 | A | 7 | 840 | A | 7 | 110 | A | 7 | 4.1 | A | 7 | 16000 | B | 7 | 77777 | A | 7 | 1.1 | E | 8 | 0.059 | F | 8 | 0.2 | F | 8 | 0 | 1 | D | 9 | 0 | C | 8
2000-10-20 | 14:00 | 764 | 1380 | 584 | 2 | 9 | 939 | 2 | 21 | 62 | 2 | 9 | 614 | 2 | 9 | 925 | 2 | 21 | 100 | 2 | 9 | 158 | 2 | 25 | 3 | E | 9 | 3 | E | 9 | 18.9 | A | 7 | 0 | A | 7 | 28 | A | 7 | 840 | A | 7 | 100 | A | 7 | 5.7 | A | 7 | 16000 | B | 7 | 77777 | A | 7 | 1.1 | E | 8 | 0.059 | F | 8 | 0.2 | F | 8 | 0 | 1 | D | 9 | 0 | C | 8
2000-10-20 | 15:00 | 612 | 1380 | 455 | 2 | 9 | 857 | 2 | 21 | 73 | 2 | 9 | 477 | 2 | 9 | 829 | 2 | 21 | 108 | 2 | 9 | 155 | 2 | 25 | 3 | E | 9 | 3 | E | 9 | 20 | A | 7 | -0.6 | A | 7 | 25 | A | 7 | 839 | A | 7 | 110 | A | 7 | 6.7 | A | 7 | 16000 | B | 7 | 77777 | A | 7 | 1.1 | E | 8 | 0.059 | F | 8 | 0.2 | F | 8 | 0 | 1 | D | 9 | 0 | C | 8
2000-10-20 | 16:00 | 407 | 1380 | 265 | 2 | 9 | 694 | 2 | 21 | 60 | 2 | 9 | 271 | 2 | 9 | 614 | 2 | 21 | 89 | 2 | 9 | 112 | 2 | 25 | 3 | E | 9 | 3 | E | 9 | 19.4 | A | 7 | -1.7 | A | 7 | 24 | A | 7 | 839 | A | 7 | 120 | A | 7 | 9.8 | A | 7 | 16000 | B | 7 | 77777 | A | 7 | 1.1 | E | 8 | 0.059 | F | 8 | 0.2 | F | 8 | 0 | 1 | D | 9 | 0 | C | 8
2000-10-20 | 17:00 | 165 | 1380 | 86 | 2 | 9 | 473 | 2 | 21 | 29 | 2 | 9 | 85 | 2 | 9 | 310 | 2 | 21 | 48 | 2 | 9 | 51 | 2 | 25 | 2 | E | 9 | 2 | A | 7 | 17.2 | A | 7 | -2.8 | A | 7 | 25 | A | 7 | 833 | A | 7 | 140 | A | 7 | 6.7 | A | 7 | 16000 | B | 7 | 77777 | A | 7 | 1.1 | E | 8 | 0.059 | F | 8 | 0.2 | F | 8 | 0 | 1 | D | 9 | 0 | C | 8
2000-10-20 | 18:00 | 3 | 218 | 0 | 2 | 9 | 0 | 2 | 21 | 0 | 2 | 9 | 0 | 2 | 9 | 0 | 2 | 21 | 0 | 2 | 9 | 0 | 2 | 25 | 0 | E | 9 | 0 | E | 9 | 13.3 | A | 7 | -2.2 | A | 7 | 33 | A | 7 | 837 | A | 7 | 140 | A | 7 | 6.2 | A | 7 | 16000 | B | 7 | 77777 | A | 7 | 1.1 | E | 8 | 0.059 | F | 8 | 0.2 | F | 8 | 0 | 1 | D | 9 | 0 | C | 8
2000-10-20 | 19:00 | 0 | 0 | 0 | 2 | 0 | 0 | 2 | 0 | 0 | 2 | 0 | 0 | 2 | 0 | 0 | 2 | 0 | 0 | 2 | 0 | 0 | 2 | 0 | 0 | E | 9 | 0 | E | 9 | 8.9 | A | 7 | -2.8 | A | 7 | 42 | A | 7 | 835 | A | 7 | 150 | A | 7 | 5.7 | A | 7 | 16000 | B | 7 | 77777 | A | 7 | 1.1 | E | 8 | 0.059 | F | 8 | 0.2 | F | 8 | 0 | 1 | D | 9 | 0 | C | 8
2000-10-20 | 20:00 | 0 | 0 | 0 | 2 | 0 | 0 | 2 | 0 | 0 | 2 | 0 | 0 | 2 | 0 | 0 | 2 | 0 | 0 | 2 | 0 | 0 | 2 | 0 | 0 | E | 9 | 0 | E | 9 | 7.8 | A | 7 | -2.8 | A | 7 | 46 | A | 7 | 833 | A | 7 | 150 | A | 7 | 6.2 | A | 7 | 16000 | B | 7 | 77777 | A | 7 | 1.1 | E | 8 | 0.059 | F | 8 | 0.2 | F | 8 | 0 | 1 | D | 9 | 0 | C | 8
2000-10-20 | 21:00 | 0 | 0 | 0 | 2 | 0 | 0 | 2 | 0 | 0 | 2 | 0 | 0 | 2 | 0 | 0 | 2 | 0 | 0 | 2 | 0 | 0 | 2 | 0 | 0 | E | 9 | 0 | E | 9 | 10.6 | A | 7 | -1.1 | A | 7 | 44 | A | 7 | 834 | A | 7 | 160 | A | 7 | 6.2 | A | 7 | 16000 | B | 7 | 77777 | A | 7 | 1.2 | E | 8 | 0.059 | F | 8 | 0.2 | F | 8 | 0 | 1 | D | 9 | 0 | C | 8
2000-10-20 | 22:00 | 0 | 0 | 0 | 2 | 0 | 0 | 2 | 0 | 0 | 2 | 0 | 0 | 2 | 0 | 0 | 2 | 0 | 0 | 2 | 0 | 0 | 2 | 0 | 0 | E | 9 | 0 | E | 9 | 7.8 | A | 7 | -2.2 | A | 7 | 48 | A | 7 | 832 | A | 7 | 160 | A | 7 | 4.1 | A | 7 | 16000 | B | 7 | 77777 | A | 7 | 1.2 | E | 8 | 0.059 | F | 8 | 0.2 | F | 8 | 0 | 1 | D | 9 | 0 | C | 8
2000-10-20 | 23:00 | 0 | 0 | 0 | 2 | 0 | 0 | 2 | 0 | 0 | 2 | 0 | 0 | 2 | 0 | 0 | 2 | 0 | 0 | 2 | 0 | 0 | 2 | 0 | 0 | E | 9 | 0 | E | 9 | 11.1 | A | 7 | -1.1 | A | 7 | 42 | A | 7 | 831 | A | 7 | 170 | A | 7 | 9.3 | A | 7 | 16000 | B | 7 | 77777 | A | 7 | 1.2 | E | 8 | 0.059 | F | 8 | 0.2 | F | 8 | 0 | 1 | D | 9 | 0 | C | 8
2000-10-20 | 24:00 | 0 | 0 | 0 | 2 | 0 | 0 | 2 | 0 | 0 | 2 | 0 | 0 | 2 | 0 | 0 | 2 | 0 | 0 | 2 | 0 | 0 | 2 | 0 | 0 | E | 9 | 0 | E | 9 | 11.1 | A | 7 | -1.1 | A | 7 | 42 | A | 7 | 831 | A | 7 | 170 | A | 7 | 9.3 | A | 7 | 16000 | B | 7 | 77777 | A | 7 | 1.2 | E | 8 | 0.059 | F | 8 | 0.2 | F | 8 | 0 | 1 | D | 9 | 0 | C | 8
2000-10-21 | 1:00 | 0 | 0 | 0 | 2 | 0 | 0 | 2 | 0 | 0 | 2 | 0 | 0 | 2 | 0 | 0 | 2 | 0 | 0 | 2 | 0 | 0 | 2 | 0 | 0 | E | 9 | 0 | E | 9 | 10.6 | A | 7 | -1.1 | A | 7 | 44 | A | 7 | 830 | A | 7 | 160 | A | 7 | 6.2 | A | 7 | 16000 | B | 7 | 77777 | A | 7 | 1.1 | E | 8 | 0.059 | F | 8 | 0.2 | F | 8 | 0 | 1 | D | 9 | 0 | C | 8
2000-10-21 | 2:00 | 0 | 0 | 0 | 2 | 0 | 0 | 2 | 0 | 0 | 2 | 0 | 0 | 2 | 0 | 0 | 2 | 0 | 0 | 2 | 0 | 0 | 2 | 0 | 0 | E | 9 | 0 | E | 9 | 11.1 | A | 7 | -1.1 | A | 7 | 42 | A | 7 | 830 | A | 7 | 180 | A | 7 | 8.2 | A | 7 | 16000 | B | 7 | 77777 | A | 7 | 1.1 | E | 8 | 0.059 | F | 8 | 0.2 | F | 8 | 0 | 1 | D | 9 | 0 | C | 8
2000-10-21 | 3:00 | 0 | 0 | 0 | 2 | 0 | 0 | 2 | 0 | 0 | 2 | 0 | 0 | 2 | 0 | 0 | 2 | 0 | 0 | 2 | 0 | 0 | 2 | 0 | 0 | E | 9 | 0 | E | 9 | 7.2 | A | 7 | -1.1 | A | 7 | 55 | A | 7 | 828 | A | 7 | 280 | A | 7 | 3.1 | A | 7 | 16000 | B | 7 | 77777 | A | 7 | 1.1 | E | 8 | 0.059 | F | 8 | 0.2 | F | 8 | 0 | 1 | D | 9 | 0 | C | 8
2000-10-21 | 4:00 | 0 | 0 | 0 | 2 | 0 | 0 | 2 | 0 | 0 | 2 | 0 | 0 | 2 | 0 | 0 | 2 | 0 | 0 | 2 | 0 | 0 | 2 | 0 | 0 | E | 9 | 0 | E | 9 | 3.9 | A | 7 | -0.6 | A | 7 | 72 | A | 7 | 826 | A | 7 | 270 | A | 7 | 3.6 | A | 7 | 16000 | B | 7 | 77777 | A | 7 | 1.1 | E | 8 | 0.059 | F | 8 | 0.2 | F | 8 | 0 | 1 | D | 9 | 0 | C | 8
2000-10-21 | 5:00 | 0 | 0 | 0 | 2 | 0 | 0 | 2 | 0 | 0 | 2 | 0 | 0 | 2 | 0 | 0 | 2 | 0 | 0 | 2 | 0 | 0 | 2 | 0 | 0 | E | 9 | 0 | E | 9 | 3.9 | A | 7 | -0.6 | A | 7 | 72 | A | 7 | 829 | A | 7 | 240 | A | 7 | 3.1 | A | 7 | 16000 | B | 7 | 77777 | A | 7 | 1.1 | E | 8 | 0.059 | F | 8 | 0.2 | F | 8 | 0 | 1 | D | 9 | 0 | C | 8
2000-10-21 | 6:00 | 0 | 0 | 0 | 2 | 0 | 0 | 2 | 0 | 0 | 2 | 0 | 0 | 2 | 0 | 0 | 2 | 0 | 0 | 2 | 0 | 0 | 2 | 0 | 0 | E | 9 | 0 | E | 9 | 5 | A | 7 | 0 | A | 7 | 70 | A | 7 | 827 | A | 7 | 260 | A | 7 | 3.6 | A | 7 | 16000 | B | 7 | 77777 | A | 7 | 1.1 | E | 8 | 0.059 | F | 8 | 0.2 | F | 8 | 0 | 1 | D | 9 | 0 | C | 8
2000-10-21 | 7:00 | 62 | 978 | 10 | 2 | 9 | 159 | 2 | 21 | 4 | 2 | 9 | 16 | 2 | 9 | 96 | 2 | 21 | 10 | 2 | 9 | 15 | 2 | 25 | 0 | E | 9 | 0 | E | 9 | 5 | A | 7 | 0 | A | 7 | 70 | A | 7 | 828 | A | 7 | 260 | A | 7 | 2.1 | A | 7 | 16000 | B | 7 | 77777 | A | 7 | 1.1 | E | 8 | 0.059 | F | 8 | 0.2 | F | 8 | 0 | 1 | D | 9 | 0 | C | 8
2000-10-21 | 8:00 | 300 | 1381 | 187 | 2 | 9 | 489 | 2 | 21 | 81 | 2 | 9 | 193 | 2 | 9 | 380 | 2 | 21 | 110 | 2 | 9 | 150 | 2 | 25 | 0 | E | 9 | 0 | E | 9 | 8.3 | A | 7 | 0.6 | A | 7 | 58 | A | 7 | 830 | A | 7 | 270 | A | 7 | 3.1 | A | 7 | 16000 | B | 7 | 77777 | A | 7 | 1.1 | E | 8 | 0.059 | F | 8 | 0.2 | F | 8 | 0 | 1 | D | 9 | 0 | C | 8
2000-10-21 | 9:00 | 523 | 1381 | 360 | 2 | 9 | 662 | 2 | 21 | 109 | 2 | 9 | 370 | 2 | 9 | 615 | 2 | 21 | 136 | 2 | 9 | 205 | 2 | 25 | 0 | E | 9 | 0 | E | 9 | 12.2 | A | 7 | 0.6 | A | 7 | 45 | A | 7 | 831 | A | 7 | 260 | A | 7 | 3.1 | A | 7 | 16000 | B | 7 | 77777 | A | 7 | 1.1 | E | 8 | 0.059 | F | 8 | 0.2 | F | 8 | 0 | 1 | D | 9 | 0 | C | 8
2000-10-21 | 10:00 | 700 | 1381 | 504 | 2 | 9 | 794 | 2 | 21 | 101 | 2 | 9 | 521 | 2 | 9 | 774 | 2 | 21 | 127 | 2 | 9 | 204 | 2 | 25 | 0 | E | 9 | 0 | E | 9 | 16.7 | A | 7 | 0 | A | 7 | 32 | A | 7 | 833 | A | 7 | 270 | A | 7 | 2.6 | A | 7 | 16000 | B | 7 | 77777 | A | 7 | 1.1 | E | 8 | 0.059 | F | 8 | 0.2 | F | 8 | 0 | 1 | D | 9 | 0 | C | 8
2000-10-21 | 11:00 | 817 | 1381 | 585 | 2 | 9 | 732 | 2 | 21 | 150 | 2 | 9 | 613 | 2 | 9 | 733 | 2 | 21 | 178 | 2 | 9 | 349 | 2 | 25 | 3 | E | 9 | 3 | E | 9 | 20 | A | 7 | -1.1 | A | 7 | 24 | A | 7 | 828 | A | 7 | 320 | B | 8 | 1.5 | A | 7 | 16000 | B | 7 | 77777 | A | 7 | 1.1 | E | 8 | 0.059 | F | 8 | 0.2 | F | 8 | 0 | 1 | D | 9 | 0 | C | 8
2000-10-21 | 12:00 | 868 | 1381 | 666 | 2 | 9 | 860 | 2 | 21 | 124 | 2 | 9 | 692 | 2 | 9 | 855 | 2 | 21 | 152 | 2 | 9 | 284 | 2 | 25 | 3 | E | 9 | 3 | E | 9 | 22.2 | A | 7 | -0.6 | A | 7 | 22 | A | 7 | 832 | A | 7 | 10 | A | 7 | 4.1 | A | 7 | 16000 | B | 7 | 77777 | A | 7 | 1.1 | E | 8 | 0.059 | F | 8 | 0.2 | F | 8 | 0 | 1 | D | 9 | 0 | C | 8
2000-10-21 | 13:00 | 847 | 1381 | 643 | 2 | 9 | 903 | 2 | 21 | 87 | 2 | 9 | 669 | 2 | 9 | 894 | 2 | 21 | 119 | 2 | 9 | 196 | 2 | 25 | 3 | E | 9 | 3 | E | 9 | 22.8 | A | 7 | -1.1 | A | 7 | 20 | A | 7 | 832 | A | 7 | 350 | A | 7 | 5.7 | A | 7 | 16000 | B | 7 | 77777 | A | 7 | 1.1 | E | 8 | 0.059 | F | 8 | 0.2 | F | 8 | 0 | 1 | D | 9 | 0 | C | 8
2000-10-21 | 14:00 | 758 | 1381 | 555 | 2 | 9 | 873 | 2 | 21 | 74 | 2 | 9 | 580 | 2 | 9 | 858 | 2 | 21 | 107 | 2 | 9 | 169 | 2 | 25 | 3 | E | 9 | 3 | E | 9 | 22.8 | A | 7 | -2.8 | A | 7 | 17 | A | 7 | 831 | A | 7 | 350 | A | 7 | 4.1 | A | 7 | 16000 | B | 7 | 77777 | A | 7 | 1.1 | E | 8 | 0.059 | F | 8 | 0.2 | F | 8 | 0 | 1 | D | 9 | 0 | C | 8
2000-10-21 | 15:00 | 606 | 1381 | 432 | 2 | 9 | 821 | 2 | 21 | 71 | 2 | 9 | 455 | 2 | 9 | 794 | 2 | 21 | 105 | 2 | 9 | 152 | 2 | 25 | 5 | E | 9 | 5 | E | 9 | 22.2 | A | 7 | -3.9 | A | 7 | 16 | A | 7 | 831 | A | 7 | 340 | A | 7 | 2.6 | A | 7 | 16000 | B | 7 | 77777 | A | 7 | 1.1 | E | 8 | 0.059 | F | 8 | 0.2 | F | 8 | 0 | 1 | D | 9 | 0 | C | 8
2000-10-21 | 16:00 | 401 | 1381 | 245 | 2 | 9 | 489 | 2 | 21 | 102 | 2 | 9 | 254 | 2 | 9 | 427 | 2 | 21 | 129 | 2 | 9 | 192 | 2 | 25 | 6 | E | 9 | 6 | E | 9 | 20.6 | A | 7 | -5 | A | 7 | 17 | A | 7 | 831 | A | 7 | 160 | A | 7 | 7.7 | A | 7 | 16000 | B | 7 | 77777 | A | 7 | 1.1 | E | 8 | 0.059 | F | 8 | 0.2 | F | 8 | 0 | 1 | D | 9 | 0 | C | 8
2000-10-21 | 17:00 | 159 | 1381 | 42 | 2 | 9 | 34 | 2 | 21 | 38 | 2 | 9 | 46 | 2 | 9 | 23 | 2 | 21 | 43 | 2 | 9 | 92 | 2 | 25 | 9 | E | 9 | 8 | A | 7 | 18.3 | A | 7 | -1.7 | A | 7 | 25 | A | 7 | 825 | A | 7 | 150 | A | 7 | 9.3 | A | 7 | 16000 | B | 7 | 6096 | A | 7 | 1.1 | E | 8 | 0.059 | F | 8 | 0.2 | F | 8 | 0 | 1 | D | 9 | 0 | C | 8
2000-10-21 | 18:00 | 2 | 196 | 0 | 2 | 9 | 0 | 2 | 21 | 0 | 2 | 9 | 0 | 2 | 9 | 0 | 2 | 21 | 0 | 2 | 9 | 0 | 2 | 25 | 8 | E | 9 | 6 | E | 9 | 15.6 | A | 7 | -2.2 | A | 7 | 29 | A | 7 | 830 | A | 7 | 140 | A | 7 | 5.7 | A | 7 | 16000 | B | 7 | 6096 | A | 7 | 1.1 | E | 8 | 0.059 | F | 8 | 0.2 | F | 8 | 0 | 1 | D | 9 | 0 | C | 8
2000-10-21 | 19:00 | 0 | 0 | 0 | 2 | 0 | 0 | 2 | 0 | 0 | 2 | 0 | 0 | 2 | 0 | 0 | 2 | 0 | 0 | 2 | 0 | 0 | 2 | 0 | 6 | E | 9 | 5 | E | 9 | 13.3 | A | 7 | -2.8 | A | 7 | 32 | A | 7 | 830 | A | 7 | 120 | A | 7 | 5.2 | A | 7 | 16000 | B | 7 | 6096 | A | 7 | 1.1 | E | 8 | 0.059 | F | 8 | 0.2 | F | 8 | 0 | 1 | D | 9 | 0 | C | 8
2000-10-21 | 20:00 | 0 | 0 | 0 | 2 | 0 | 0 | 2 | 0 | 0 | 2 | 0 | 0 | 2 | 0 | 0 | 2 | 0 | 0 | 2 | 0 | 0 | 2 | 0 | 5 | E | 9 | 4 | E | 9 | 13.9 | A | 7 | 2.8 | A | 7 | 47 | A | 7 | 830 | A | 7 | 150 | A | 7 | 6.7 | A | 7 | 16000 | B | 7 | 6096 | A | 7 | 1.1 | E | 8 | 0.059 | F | 8 | 0.2 | F | 8 | 0 | 1 | D | 9 | 0 | C | 8
2000-10-21 | 21:00 | 0 | 0 | 0 | 2 | 0 | 0 | 2 | 0 | 0 | 2 | 0 | 0 | 2 | 0 | 0 | 2 | 0 | 0 | 2 | 0 | 0 | 2 | 0 | 9 | E | 9 | 8 | E | 9 | 13.9 | A | 7 | 5.6 | A | 7 | 57 | A | 7 | 829 | A | 7 | 160 | A | 7 | 8.2 | A | 7 | 16000 | B | 7 | 3353 | A | 7 | 1.2 | E | 8 | 0.059 | F | 8 | 0.2 | F | 8 | 0 | 1 | D | 9 | 0 | C | 8
2000-10-21 | 22:00 | 0 | 0 | 0 | 2 | 0 | 0 | 2 | 0 | 0 | 2 | 0 | 0 | 2 | 0 | 0 | 2 | 0 | 0 | 2 | 0 | 0 | 2 | 0 | 8 | E | 9 | 8 | E | 9 | 12.2 | A | 7 | 5.6 | A | 7 | 64 | A | 7 | 828 | A | 7 | 150 | A | 7 | 6.7 | A | 7 | 16000 | B | 7 | 3353 | A | 7 | 1.2 | E | 8 | 0.059 | F | 8 | 0.2 | F | 8 | 0 | 1 | D | 9 | 0 | C | 8
2000-10-21 | 23:00 | 0 | 0 | 0 | 2 | 0 | 0 | 2 | 0 | 0 | 2 | 0 | 0 | 2 | 0 | 0 | 2 | 0 | 0 | 2 | 0 | 0 | 2 | 0 | 8 | E | 9 | 6 | E | 9 | 11.1 | A | 7 | 6.7 | A | 7 | 74 | A | 7 | 828 | A | 7 | 180 | A | 7 | 5.2 | A | 7 | 16000 | B | 7 | 6096 | A | 7 | 1.2 | E | 8 | 0.059 | F | 8 | 0.2 | F | 8 | 0 | 1 | D | 9 | 0 | C | 8
2000-10-21 | 24:00 | 0 | 0 | 0 | 2 | 0 | 0 | 2 | 0 | 0 | 2 | 0 | 0 | 2 | 0 | 0 | 2 | 0 | 0 | 2 | 0 | 0 | 2 | 0 | 5 | E | 9 | 4 | E | 9 | 10 | A | 7 | 6.1 | A | 7 | 77 | A | 7 | 827 | A | 7 | 140 | A | 7 | 3.1 | A | 7 | 16000 | B | 7 | 77777 | A | 7 | 1.2 | E | 8 | 0.059 | F | 8 | 0.2 | F | 8 | 0 | 1 | D | 9 | 0 | C | 8
2000-10-22 | 1:00 | 0 | 0 | 0 | 2 | 0 | 0 | 2 | 0 | 0 | 2 | 0 | 0 | 2 | 0 | 0 | 2 | 0 | 0 | 2 | 0 | 0 | 2 | 0 | 5 | E | 9 | 4 | E | 9 | 9.4 | A | 7 | 6.7 | A | 7 | 83 | A | 7 | 827 | A | 7 | 120 | A | 7 | 5.7 | A | 7 | 16000 | B | 7 | 77777 | A | 7 | 1.3 | E | 8 | 0.058 | F | 8 | 0.2 | F | 8 | 0 | 1 | D | 9 | 0 | C | 8
2000-10-22 | 2:00 | 0 | 0 | 0 | 2 | 0 | 0 | 2 | 0 | 0 | 2 | 0 | 0 | 2 | 0 | 0 | 2 | 0 | 0 | 2 | 0 | 0 | 2 | 0 | 8 | E | 9 | 6 | E | 9 | 7.8 | A | 7 | 6.7 | A | 7 | 93 | A | 7 | 827 | A | 7 | 100 | A | 7 | 3.6 | A | 7 | 16000 | B | 7 | 77777 | A | 7 | 1.3 | E | 8 | 0.058 | F | 8 | 0.2 | F | 8 | 0 | 1 | D | 9 | 0 | C | 8
2000-10-22 | 3:00 | 0 | 0 | 0 | 2 | 0 | 0 | 2 | 0 | 0 | 2 | 0 | 0 | 2 | 0 | 0 | 2 | 0 | 0 | 2 | 0 | 0 | 2 | 0 | 6 | E | 9 | 5 | E | 9 | 7.2 | A | 7 | 6.7 | A | 7 | 97 | A | 7 | 828 | A | 7 | 100 | A | 7 | 3.1 | A | 7 | 16000 | B | 7 | 6096 | A | 7 | 1.4 | E | 8 | 0.058 | F | 8 | 0.2 | F | 8 | 0 | 1 | D | 9 | 0 | C | 8
2000-10-22 | 4:00 | 0 | 0 | 0 | 2 | 0 | 0 | 2 | 0 | 0 | 2 | 0 | 0 | 2 | 0 | 0 | 2 | 0 | 0 | 2 | 0 | 0 | 2 | 0 | 3 | E | 9 | 2 | E | 9 | 6.1 | A | 7 | 6.1 | A | 7 | 100 | A | 7 | 828 | A | 7 | 140 | A | 7 | 3.1 | A | 7 | 16000 | B | 7 | 6096 | A | 7 | 1.4 | E | 8 | 0.058 | F | 8 | 0.2 | F | 8 | 0 | 1 | D | 9 | 0 | C | 8
2000-10-22 | 5:00 | 0 | 0 | 0 | 2 | 0 | 0 | 2 | 0 | 0 | 2 | 0 | 0 | 2 | 0 | 0 | 2 | 0 | 0 | 2 | 0 | 0 | 2 | 0 | 5 | E | 9 | 4 | E | 9 | 6.7 | A | 7 | 4.4 | A | 7 | 85 | A | 7 | 830 | A | 7 | 260 | A | 7 | 4.6 | A | 7 | 16000 | B | 7 | 3658 | A | 7 | 1.5 | E | 8 | 0.058 | F | 8 | 0.2 | F | 8 | 0 | 1 | D | 9 | 10 | C | 8
2000-10-22 | 6:00 | 0 | 0 | 0 | 2 | 0 | 0 | 2 | 0 | 0 | 2 | 0 | 0 | 2 | 0 | 0 | 2 | 0 | 0 | 2 | 0 | 0 | 2 | 0 | 8 | E | 9 | 6 | E | 9 | 5 | A | 7 | 3.9 | A | 7 | 93 | A | 7 | 830 | A | 7 | 310 | A | 7 | 1.5 | A | 7 | 16000 | B | 7 | 6096 | A | 7 | 1.5 | E | 8 | 0.058 | F | 8 | 0.2 | F | 8 | 0 | 1 | D | 9 | 10 | C | 8
2000-10-22 | 7:00 | 59 | 956 | 5 | 2 | 9 | 8 | 2 | 21 | 4 | 2 | 9 | 6 | 2 | 9 | 4 | 2 | 21 | 5 | 2 | 9 | 8 | 2 | 25 | 10 | E | 9 | 10 | E | 9 | 6.7 | A | 7 | 6.1 | A | 7 | 96 | A | 7 | 832 | A | 7 | 310 | A | 7 | 1.5 | A | 7 | 400 | B | 7 | 91 | A | 7 | 1.6 | E | 8 | 0.058 | F | 8 | 0.2 | F | 8 | 0 | 1 | D | 9 | 10 | C | 8
2000-10-22 | 8:00 | 295 | 1381 | 94 | 2 | 9 | 27 | 2 | 21 | 89 | 2 | 9 | 104 | 2 | 9 | 23 | 2 | 21 | 99 | 2 | 9 | 217 | 2 | 25 | 10 | E | 9 | 10 | E | 9 | 6.7 | A | 7 | 4.4 | A | 7 | 85 | A | 7 | 833 | A | 7 | 360 | A | 7 | 10.3 | A | 7 | 12800 | B | 7 | 244 | A | 7 | 1.6 | E | 8 | 0.058 | F | 8 | 0.2 | F | 8 | 0 | 1 | D | 9 | 0 | C | 8
2000-10-22 | 9:00 | 518 | 1381 | 69 | 2 | 9 | 0 | 2 | 21 | 69 | 2 | 9 | 82 | 2 | 9 | 0 | 2 | 21 | 82 | 2 | 9 | 304 | 2 | 25 | 10 | E | 9 | 10 | E | 9 | 5.6 | A | 7 | 3.9 | A | 7 | 89 | A | 7 | 834 | A | 7 | 360 | A | 7 | 7.2 | A | 7 | 16000 | B | 7 | 274 | A | 7 | 1.7 | E | 8 | 0.058 | F | 8 | 0.2 | F | 8 | 0 | 1 | D | 9 | 63 | C | 8
2000-10-22 | 10:00 | 694 | 1381 | 91 | 2 | 9 | 0 | 2 | 21 | 91 | 2 | 9 | 110 | 2 | 9 | 0 | 2 | 21 | 110 | 2 | 9 | 428 | 2 | 25 | 10 | E | 9 | 10 | E | 9 | 5 | A | 7 | 5 | A | 7 | 100 | A | 7 | 835 | A | 7 | 350 | A | 7 | 8.2 | A | 7 | 4000 | B | 7 | 152 | A | 7 | 1.7 | E | 8 | 0.058 | F | 8 | 0.2 | F | 8 | 0 | 1 | D | 9 | 10 | C | 8
2000-10-22 | 11:00 | 811 | 1381 | 100 | 2 | 9 | 0 | 2 | 21 | 100 | 2 | 9 | 123 | 2 | 9 | 0 | 2 | 21 | 123 | 2 | 9 | 492 | 2 | 25 | 10 | E | 9 | 10 | E | 9 | 5.6 | A | 7 | 5 | A | 7 | 96 | A | 7 | 836 | A | 7 | 320 | A | 7 | 7.7 | A | 7 | 3200 | B | 7 | 152 | A | 7 | 1.8 | E | 8 | 0.058 | F | 8 | 0.2 | F | 8 | 0 | 1 | D | 9 | 10 | C | 8
2000-10-22 | 12:00 | 862 | 1381 | 109 | 2 | 9 | 0 | 2 | 21 | 109 | 2 | 9 | 134 | 2 | 9 | 0 | 2 | 21 | 134 | 2 | 9 | 543 | 2 | 25 | 10 | E | 9 | 10 | E | 9 | 5 | A | 7 | 5 | A | 7 | 100 | A | 7 | 836 | A | 7 | 340 | A | 7 | 8.2 | A | 7 | 4800 | B | 7 | 152 | A | 7 | 1.8 | E | 8 | 0.058 | F | 8 | 0.2 | F | 8 | 0 | 1 | D | 9 | 61 | C | 8
2000-10-22 | 13:00 | 841 | 1381 | 106 | 2 | 9 | 0 | 2 | 21 | 106 | 2 | 9 | 130 | 2 | 9 | 0 | 2 | 21 | 130 | 2 | 9 | 525 | 2 | 25 | 10 | E | 9 | 10 | E | 9 | 5 | A | 7 | 4.4 | A | 7 | 96 | A | 7 | 837 | A | 7 | 330 | A | 7 | 6.2 | A | 7 | 4800 | B | 7 | 152 | A | 7 | 1.7 | E | 8 | 0.058 | F | 8 | 0.2 | F | 8 | 0 | 1 | D | 9 | 61 | C | 8
2000-10-22 | 14:00 | 752 | 1381 | 92 | 2 | 9 | 0 | 2 | 21 | 92 | 2 | 9 | 112 | 2 | 9 | 0 | 2 | 21 | 112 | 2 | 9 | 445 | 2 | 25 | 10 | E | 9 | 10 | E | 9 | 5 | A | 7 | 4.4 | A | 7 | 96 | A | 7 | 838 | A | 7 | 320 | A | 7 | 7.2 | A | 7 | 14400 | B | 7 | 152 | A | 7 | 1.7 | E | 8 | 0.058 | F | 8 | 0.2 | F | 8 | 0 | 1 | D | 9 | 10 | C | 8
2000-10-22 | 15:00 | 599 | 1381 | 71 | 2 | 9 | 0 | 2 | 21 | 71 | 2 | 9 | 86 | 2 | 9 | 0 | 2 | 21 | 86 | 2 | 9 | 327 | 2 | 25 | 10 | E | 9 | 10 | E | 9 | 5 | A | 7 | 4.4 | A | 7 | 96 | A | 7 | 839 | A | 7 | 340 | A | 7 | 5.7 | A | 7 | 2400 | B | 7 | 152 | A | 7 | 1.7 | E | 8 | 0.058 | F | 8 | 0.2 | F | 8 | 5 | 1 | D | 9 | 10 | C | 8
2000-10-22 | 16:00 | 395 | 1381 | 40 | 2 | 9 | 0 | 2 | 21 | 40 | 2 | 9 | 48 | 2 | 9 | 0 | 2 | 21 | 48 | 2 | 9 | 173 | 2 | 25 | 10 | E | 9 | 10 | E | 9 | 4.4 | A | 7 | 4.4 | A | 7 | 100 | A | 7 | 840 | A | 7 | 350 | A | 7 | 5.7 | A | 7 | 2400 | B | 7 | 152 | A | 7 | 1.7 | E | 8 | 0.058 | F | 8 | 0.2 | F | 8 | 0 | 1 | D | 9 | 10 | C | 8
2000-10-22 | 17:00 | 153 | 1381 | 14 | 2 | 9 | 0 | 2 | 21 | 14 | 2 | 9 | 17 | 2 | 9 | 0 | 2 | 21 | 17 | 2 | 9 | 55 | 2 | 25 | 10 | E | 9 | 10 | A | 7 | 4.4 | A | 7 | 4.4 | A | 7 | 100 | A | 7 | 841 | A | 7 | 330 | A | 7 | 6.7 | A | 7 | 2400 | B | 7 | 152 | A | 7 | 1.7 | E | 8 | 0.058 | F | 8 | 0.2 | F | 8 | 0 | 1 | D | 9 | 45 | C | 8
2000-10-22 | 18:00 | 2 | 173 | 0 | 2 | 9 | 0 | 2 | 21 | 0 | 2 | 9 | 0 | 2 | 9 | 0 | 2 | 21 | 0 | 2 | 9 | 0 | 2 | 25 | 10 | E | 9 | 10 | E | 9 | 4.4 | A | 7 | 3.9 | A | 7 | 97 | A | 7 | 841 | A | 7 | 330 | A | 7 | 4.6 | A | 7 | 12800 | B | 7 | 457 | A | 7 | 1.7 | E | 8 | 0.058 | F | 8 | 0.2 | F | 8 | 0 | 1 | D | 9 | 10 | C | 8
2000-10-22 | 19:00 | 0 | 0 | 0 | 2 | 0 | 0 | 2 | 0 | 0 | 2 | 0 | 0 | 2 | 0 | 0 | 2 | 0 | 0 | 2 | 0 | 0 | 2 | 0 | 10 | E | 9 | 10 | E | 9 | 3.9 | A | 7 | 3.9 | A | 7 | 100 | A | 7 | 842 | A | 7 | 300 | A | 7 | 5.2 | A | 7 | 4000 | B | 7 | 152 | A | 7 | 1.6 | E | 8 | 0.058 | F | 8 | 0.2 | F | 8 | 0 | 1 | D | 9 | 10 | C | 8
2000-10-22 | 20:00 | 0 | 0 | 0 | 2 | 0 | 0 | 2 | 0 | 0 | 2 | 0 | 0 | 2 | 0 | 0 | 2 | 0 | 0 | 2 | 0 | 0 | 2 | 0 | 10 | E | 9 | 10 | E | 9 | 3.9 | A | 7 | 3.9 | A | 7 | 100 | A | 7 | 842 | A | 7 | 330 | A | 7 | 5.2 | A | 7 | 4000 | B | 7 | 152 | A | 7 | 1.6 | E | 8 | 0.058 | F | 8 | 0.2 | F | 8 | 0 | 1 | D | 9 | 10 | C | 8
2000-10-22 | 21:00 | 0 | 0 | 0 | 2 | 0 | 0 | 2 | 0 | 0 | 2 | 0 | 0 | 2 | 0 | 0 | 2 | 0 | 0 | 2 | 0 | 0 | 2 | 0 | 10 | E | 9 | 10 | E | 9 | 3.9 | A | 7 | 3.9 | A | 7 | 100 | A | 7 | 843 | A | 7 | 340 | A | 7 | 4.6 | A | 7 | 4000 | B | 7 | 122 | A | 7 | 1.6 | E | 8 | 0.058 | F | 8 | 0.2 | F | 8 | 0 | 1 | D | 9 | 51 | C | 8
2000-10-22 | 22:00 | 0 | 0 | 0 | 2 | 0 | 0 | 2 | 0 | 0 | 2 | 0 | 0 | 2 | 0 | 0 | 2 | 0 | 0 | 2 | 0 | 0 | 2 | 0 | 10 | E | 9 | 10 | E | 9 | 3.9 | A | 7 | 3.9 | A | 7 | 100 | A | 7 | 843 | A | 7 | 310 | A | 7 | 4.1 | A | 7 | 4000 | B | 7 | 152 | A | 7 | 1.6 | E | 8 | 0.058 | F | 8 | 0.2 | F | 8 | 0 | 1 | D | 9 | 10 | C | 8
2000-10-22 | 23:00 | 0 | 0 | 0 | 2 | 0 | 0 | 2 | 0 | 0 | 2 | 0 | 0 | 2 | 0 | 0 | 2 | 0 | 0 | 2 | 0 | 0 | 2 | 0 | 10 | E | 9 | 10 | E | 9 | 3.9 | A | 7 | 3.9 | A | 7 | 100 | A | 7 | 843 | A | 7 | 330 | A | 7 | 3.6 | A | 7 | 4000 | B | 7 | 213 | A | 7 | 1.6 | E | 8 | 0.058 | F | 8 | 0.2 | F | 8 | 0 | 1 | D | 9 | 10 | C | 8
2000-10-22 | 24:00 | 0 | 0 | 0 | 2 | 0 | 0 | 2 | 0 | 0 | 2 | 0 | 0 | 2 | 0 | 0 | 2 | 0 | 0 | 2 | 0 | 0 | 2 | 0 | 10 | E | 9 | 10 | E | 9 | 3.9 | A | 7 | 3.9 | A | 7 | 100 | A | 7 | 843 | A | 7 | 350 | A | 7 | 2.6 | A | 7 | 4000 | B | 7 | 396 | A | 7 | 1.5 | E | 8 | 0.058 | F | 8 | 0.2 | F | 8 | 0 | 1 | D | 9 | 0 | C | 8
2000-10-23 | 1:00 | 0 | 0 | 0 | 2 | 0 | 0 | 2 | 0 | 0 | 2 | 0 | 0 | 2 | 0 | 0 | 2 | 0 | 0 | 2 | 0 | 0 | 2 | 0 | 10 | E | 9 | 10 | E | 9 | 4.4 | A | 7 | 3.9 | A | 7 | 97 | A | 7 | 842 | A | 7 | 10 | A | 7 | 2.6 | A | 7 | 11200 | B | 7 | 213 | A | 7 | 1.4 | E | 8 | 0.058 | F | 8 | 0.2 | F | 8 | 0 | 1 | D | 9 | 0 | C | 8
2000-10-23 | 2:00 | 0 | 0 | 0 | 2 | 0 | 0 | 2 | 0 | 0 | 2 | 0 | 0 | 2 | 0 | 0 | 2 | 0 | 0 | 2 | 0 | 0 | 2 | 0 | 10 | E | 9 | 10 | E | 9 | 3.9 | A | 7 | 3.9 | A | 7 | 100 | A | 7 | 842 | A | 7 | 20 | A | 7 | 2.6 | A | 7 | 11200 | B | 7 | 213 | A | 7 | 1.4 | E | 8 | 0.058 | F | 8 | 0.2 | F | 8 | 0 | 1 | D | 9 | 10 | C | 8
2000-10-23 | 3:00 | 0 | 0 | 0 | 2 | 0 | 0 | 2 | 0 | 0 | 2 | 0 | 0 | 2 | 0 | 0 | 2 | 0 | 0 | 2 | 0 | 0 | 2 | 0 | 10 | E | 9 | 10 | E | 9 | 4.4 | A | 7 | 3.9 | A | 7 | 97 | A | 7 | 842 | A | 7 | 20 | A | 7 | 1.5 | A | 7 | 9600 | B | 7 | 152 | A | 7 | 1.3 | E | 8 | 0.058 | F | 8 | 0.2 | F | 8 | 79 | 1 | D | 9 | 10 | C | 8
2000-10-23 | 4:00 | 0 | 0 | 0 | 2 | 0 | 0 | 2 | 0 | 0 | 2 | 0 | 0 | 2 | 0 | 0 | 2 | 0 | 0 | 2 | 0 | 0 | 2 | 0 | 10 | E | 9 | 10 | E | 9 | 4.4 | A | 7 | 3.9 | A | 7 | 97 | A | 7 | 843 | A | 7 | 0 | A | 7 | 0 | A | 7 | 9600 | B | 7 | 244 | A | 7 | 1.3 | E | 8 | 0.058 | F | 8 | 0.2 | F | 8 | 0 | 1 | D | 9 | 0 | C | 8
2000-10-23 | 5:00 | 0 | 0 | 0 | 2 | 0 | 0 | 2 | 0 | 0 | 2 | 0 | 0 | 2 | 0 | 0 | 2 | 0 | 0 | 2 | 0 | 0 | 2 | 0 | 10 | E | 9 | 10 | E | 9 | 4.4 | A | 7 | 3.9 | A | 7 | 97 | A | 7 | 843 | A | 7 | 0 | A | 7 | 0 | A | 7 | 11200 | B | 7 | 244 | A | 7 | 1.2 | E | 8 | 0.058 | F | 8 | 0.2 | F | 8 | 0 | 1 | D | 9 | 10 | C | 8
2000-10-23 | 6:00 | 0 | 0 | 0 | 2 | 0 | 0 | 2 | 0 | 0 | 2 | 0 | 0 | 2 | 0 | 0 | 2 | 0 | 0 | 2 | 0 | 0 | 2 | 0 | 10 | E | 9 | 10 | E | 9 | 4.4 | A | 7 | 3.9 | A | 7 | 97 | A | 7 | 843 | A | 7 | 90 | A | 7 | 1.5 | A | 7 | 11200 | B | 7 | 183 | A | 7 | 1.1 | E | 8 | 0.058 | F | 8 | 0.2 | F | 8 | 0 | 1 | D | 9 | 10 | C | 8
2000-10-23 | 7:00 | 56 | 933 | 2 | 2 | 9 | 0 | 2 | 21 | 2 | 2 | 9 | 3 | 2 | 9 | 0 | 2 | 21 | 3 | 2 | 9 | 8 | 2 | 25 | 10 | E | 9 | 10 | E | 9 | 5 | A | 7 | 3.9 | A | 7 | 93 | A | 7 | 843 | A | 7 | 90 | A | 7 | 1.5 | A | 7 | 9600 | B | 7 | 183 | A | 7 | 1.1 | E | 8 | 0.058 | F | 8 | 0.2 | F | 8 | 0 | 1 | D | 9 | 10 | C | 8
2000-10-23 | 8:00 | 290 | 1382 | 52 | 2 | 9 | 0 | 2 | 21 | 52 | 2 | 9 | 60 | 2 | 9 | 0 | 2 | 21 | 60 | 2 | 9 | 197 | 2 | 25 | 10 | E | 9 | 10 | E | 9 | 5 | A | 7 | 4.4 | A | 7 | 96 | A | 7 | 843 | A | 7 | 80 | A | 7 | 2.6 | A | 7 | 9600 | B | 7 | 183 | A | 7 | 1 | E | 8 | 0.058 | F | 8 | 0.2 | F | 8 | 0 | 1 | D | 9 | 0 | C | 8
2000-10-23 | 9:00 | 513 | 1382 | 97 | 2 | 9 | 0 | 2 | 21 | 97 | 2 | 9 | 113 | 2 | 9 | 0 | 2 | 21 | 113 | 2 | 9 | 401 | 2 | 25 | 10 | E | 9 | 10 | E | 9 | 6.1 | A | 7 | 5 | A | 7 | 93 | A | 7 | 845 | A | 7 | 170 | A | 7 | 2.6 | A | 7 | 11200 | B | 7 | 244 | A | 7 | 1 | E | 8 | 0.058 | F | 8 | 0.2 | F | 8 | 0 | 1 | D | 9 | 0 | C | 8
2000-10-23 | 10:00 | 689 | 1382 | 291 | 2 | 9 | 67 | 2 | 21 | 258 | 2 | 9 | 319 | 2 | 9 | 67 | 2 | 21 | 286 | 2 | 9 | 735 | 2 | 25 | 10 | E | 9 | 9 | E | 9 | 7.8 | A | 7 | 5.6 | A | 7 | 86 | A | 7 | 845 | A | 7 | 150 | B | 8 | 2.1 | A | 7 | 14400 | B | 7 | 305 | A | 7 | 0.9 | E | 8 | 0.058 | F | 8 | 0.2 | F | 8 | 0 | 1 | D | 9 | 0 | C | 8
2000-10-23 | 11:00 | 806 | 1382 | 318 | 2 | 9 | 48 | 2 | 21 | 289 | 2 | 9 | 348 | 2 | 9 | 49 | 2 | 21 | 320 | 2 | 9 | 895 | 2 | 25 | 9 | E | 9 | 9 | E | 9 | 8.9 | A | 7 | 5.6 | A | 7 | 80 | A | 7 | 843 | A | 7 | 120 | A | 7 | 2.1 | A | 7 | 16000 | B | 7 | 457 | A | 7 | 0.9 | E | 8 | 0.058 | F | 8 | 0.2 | F | 8 | 0 | 1 | D | 9 | 0 | C | 8
2000-10-23 | 12:00 | 856 | 1382 | 333 | 2 | 9 | 42 | 2 | 21 | 307 | 2 | 9 | 366 | 2 | 9 | 43 | 2 | 21 | 339 | 2 | 9 | 982 | 2 | 25 | 10 | E | 9 | 9 | E | 9 | 10 | A | 7 | 6.7 | A | 7 | 80 | A | 7 | 844 | A | 7 | 70 | A | 7 | 2.6 | A | 7 | 16000 | B | 7 | 457 | A | 7 | 0.9 | E | 8 | 0.058 | F | 8 | 0.2 | F | 8 | 0 | 1 | D | 9 | 0 | C | 8
2000-10-23 | 13:00 | 835 | 1382 | 389 | 2 | 9 | 149 | 2 | 21 | 298 | 2 | 9 | 421 | 2 | 9 | 156 | 2 | 21 | 327 | 2 | 9 | 810 | 2 | 25 | 9 | E | 9 | 9 | E | 9 | 11.7 | A | 7 | 7.8 | A | 7 | 77 | A | 7 | 844 | A | 7 | 80 | A | 7 | 5.2 | A | 7 | 16000 | B | 7 | 579 | A | 7 | 1 | E | 8 | 0.058 | F | 8 | 0.2 | F | 8 | 0 | 1 | D | 9 | 0 | C | 8
2000-10-23 | 14:00 | 746 | 1382 | 452 | 2 | 9 | 410 | 2 | 21 | 230 | 2 | 9 | 483 | 2 | 9 | 430 | 2 | 21 | 251 | 2 | 9 | 542 | 2 | 25 | 9 | E | 9 | 8 | E | 9 | 12.8 | A | 7 | 8.3 | A | 7 | 74 | A | 7 | 844 | A | 7 | 90 | A | 7 | 5.2 | A | 7 | 16000 | B | 7 | 1128 | A | 7 | 1 | E | 8 | 0.058 | F | 8 | 0.2 | F | 8 | 0 | 1 | D | 9 | 0 | C | 8
2000-10-23 | 15:00 | 593 | 1382 | 235 | 2 | 9 | 94 | 2 | 21 | 194 | 2 | 9 | 257 | 2 | 9 | 92 | 2 | 21 | 217 | 2 | 9 | 542 | 2 | 25 | 10 | E | 9 | 9 | E | 9 | 12.8 | A | 7 | 8.9 | A | 7 | 77 | A | 7 | 843 | A | 7 | 70 | A | 7 | 6.7 | A | 7 | 16000 | B | 7 | 1219 | A | 7 | 1.1 | E | 8 | 0.058 | F | 8 | 0.2 | F | 8 | 0 | 1 | D | 9 | 0 | C | 8
2000-10-23 | 16:00 | 388 | 1382 | 79 | 2 | 9 | 0 | 2 | 21 | 79 | 2 | 9 | 90 | 2 | 9 | 0 | 2 | 21 | 90 | 2 | 9 | 304 | 2 | 25 | 10 | E | 9 | 9 | E | 9 | 13.9 | A | 7 | 7.8 | A | 7 | 67 | A | 7 | 843 | A | 7 | 240 | A | 7 | 4.6 | A | 7 | 16000 | B | 7 | 1402 | A | 7 | 1.1 | E | 8 | 0.058 | F | 8 | 0.2 | F | 8 | 0 | 1 | D | 9 | 0 | C | 8
2000-10-23 | 17:00 | 147 | 1382 | 13 | 2 | 9 | 0 | 2 | 21 | 13 | 2 | 9 | 16 | 2 | 9 | 0 | 2 | 21 | 16 | 2 | 9 | 51 | 2 | 25 | 10 | E | 9 | 10 | A | 7 | 9.4 | A | 7 | 7.2 | A | 7 | 86 | A | 7 | 840 | A | 7 | 260 | A | 7 | 5.7 | A | 7 | 16000 | B | 7 | 6096 | A | 7 | 1.2 | E | 8 | 0.058 | F | 8 | 0.2 | F | 8 | 0 | 1 | D | 9 | 0 | C | 8
2000-10-23 | 18:00 | 1 | 127 | 0 | 2 | 9 | 0 | 2 | 21 | 0 | 2 | 9 | 0 | 2 | 9 | 0 | 2 | 21 | 0 | 2 | 9 | 0 | 2 | 25 | 9 | E | 9 | 7 | E | 9 | 7.8 | A | 7 | 6.7 | A | 7 | 93 | A | 7 | 842 | A | 7 | 280 | A | 7 | 4.1 | A | 7 | 14400 | B | 7 | 6096 | A | 7 | 1.2 | E | 8 | 0.058 | F | 8 | 0.2 | F | 8 | 0 | 1 | D | 9 | 0 | C | 8
2000-10-23 | 19:00 | 0 | 0 | 0 | 2 | 0 | 0 | 2 | 0 | 0 | 2 | 0 | 0 | 2 | 0 | 0 | 2 | 0 | 0 | 2 | 0 | 0 | 2 | 0 | 10 | E | 9 | 7 | E | 9 | 7.8 | A | 7 | 6.1 | A | 7 | 89 | A | 7 | 842 | A | 7 | 280 | A | 7 | 3.6 | A | 7 | 14400 | B | 7 | 6096 | A | 7 | 1.3 | E | 8 | 0.058 | F | 8 | 0.2 | F | 8 | 0 | 1 | D | 9 | 0 | C | 8
2000-10-23 | 20:00 | 0 | 0 | 0 | 2 | 0 | 0 | 2 | 0 | 0 | 2 | 0 | 0 | 2 | 0 | 0 | 2 | 0 | 0 | 2 | 0 | 0 | 2 | 0 | 10 | E | 9 | 9 | E | 9 | 7.8 | A | 7 | 6.7 | A | 7 | 93 | A | 7 | 842 | A | 7 | 210 | B | 8 | 1.5 | A | 7 | 12800 | B | 7 | 3048 | A | 7 | 1.3 | E | 8 | 0.058 | F | 8 | 0.2 | F | 8 | 0 | 1 | D | 9 | 0 | C | 8
2000-10-23 | 21:00 | 0 | 0 | 0 | 2 | 0 | 0 | 2 | 0 | 0 | 2 | 0 | 0 | 2 | 0 | 0 | 2 | 0 | 0 | 2 | 0 | 0 | 2 | 0 | 8 | E | 9 | 7 | E | 9 | 8.9 | A | 7 | 6.7 | A | 7 | 86 | A | 7 | 842 | A | 7 | 140 | A | 7 | 3.6 | A | 7 | 16000 | B | 7 | 6096 | A | 7 | 1.4 | E | 8 | 0.058 | F | 8 | 0.2 | F | 8 | 0 | 1 | D | 9 | 0 | C | 8
2000-10-23 | 22:00 | 0 | 0 | 0 | 2 | 0 | 0 | 2 | 0 | 0 | 2 | 0 | 0 | 2 | 0 | 0 | 2 | 0 | 0 | 2 | 0 | 0 | 2 | 0 | 10 | E | 9 | 9 | E | 9 | 8.9 | A | 7 | 6.7 | A | 7 | 86 | A | 7 | 841 | A | 7 | 190 | A | 7 | 5.2 | A | 7 | 16000 | B | 7 | 3048 | A | 7 | 1.4 | E | 8 | 0.058 | F | 8 | 0.2 | F | 8 | 0 | 1 | D | 9 | 0 | C | 8
2000-10-23 | 23:00 | 0 | 0 | 0 | 2 | 0 | 0 | 2 | 0 | 0 | 2 | 0 | 0 | 2 | 0 | 0 | 2 | 0 | 0 | 2 | 0 | 0 | 2 | 0 | 10 | E | 9 | 7 | E | 9 | 8.9 | A | 7 | 7.2 | A | 7 | 89 | A | 7 | 839 | A | 7 | 170 | A | 7 | 4.6 | A | 7 | 16000 | B | 7 | 6096 | A | 7 | 1.5 | E | 8 | 0.058 | F | 8 | 0.2 | F | 8 | 0 | 1 | D | 9 | 0 | C | 8
2000-10-23 | 24:00 | 0 | 0 | 0 | 2 | 0 | 0 | 2 | 0 | 0 | 2 | 0 | 0 | 2 | 0 | 0 | 2 | 0 | 0 | 2 | 0 | 0 | 2 | 0 | 10 | E | 9 | 9 | E | 9 | 8.3 | A | 7 | 6.7 | A | 7 | 90 | A | 7 | 839 | A | 7 | 160 | A | 7 | 3.1 | A | 7 | 16000 | B | 7 | 3048 | A | 7 | 1.5 | E | 8 | 0.058 | F | 8 | 0.2 | F | 8 | 0 | 1 | D | 9 | 0 | C | 8
2000-10-24 | 1:00 | 0 | 0 | 0 | 2 | 0 | 0 | 2 | 0 | 0 | 2 | 0 | 0 | 2 | 0 | 0 | 2 | 0 | 0 | 2 | 0 | 0 | 2 | 0 | 10 | E | 9 | 9 | E | 9 | 8.9 | A | 7 | 7.2 | A | 7 | 89 | A | 7 | 839 | A | 7 | 180 | A | 7 | 3.1 | A | 7 | 16000 | B | 7 | 2743 | A | 7 | 1.4 | E | 8 | 0.057 | F | 8 | 0.2 | F | 8 | 0 | 1 | D | 9 | 61 | C | 8
2000-10-24 | 2:00 | 0 | 0 | 0 | 2 | 0 | 0 | 2 | 0 | 0 | 2 | 0 | 0 | 2 | 0 | 0 | 2 | 0 | 0 | 2 | 0 | 0 | 2 | 0 | 10 | E | 9 | 9 | E | 9 | 8.9 | A | 7 | 7.2 | A | 7 | 89 | A | 7 | 838 | A | 7 | 140 | A | 7 | 4.6 | A | 7 | 16000 | B | 7 | 2743 | A | 7 | 1.4 | E | 8 | 0.057 | F | 8 | 0.2 | F | 8 | 0 | 1 | D | 9 | 0 | C | 8
2000-10-24 | 3:00 | 0 | 0 | 0 | 2 | 0 | 0 | 2 | 0 | 0 | 2 | 0 | 0 | 2 | 0 | 0 | 2 | 0 | 0 | 2 | 0 | 0 | 2 | 0 | 10 | E | 9 | 9 | E | 9 | 8.9 | A | 7 | 7.8 | A | 7 | 93 | A | 7 | 837 | A | 7 | 140 | A | 7 | 3.1 | A | 7 | 16000 | B | 7 | 2438 | A | 7 | 1.4 | E | 8 | 0.057 | F | 8 | 0.2 | F | 8 | 3 | 1 | D | 9 | 0 | C | 8
2000-10-24 | 4:00 | 0 | 0 | 0 | 2 | 0 | 0 | 2 | 0 | 0 | 2 | 0 | 0 | 2 | 0 | 0 | 2 | 0 | 0 | 2 | 0 | 0 | 2 | 0 | 9 | E | 9 | 7 | E | 9 | 8.9 | A | 7 | 7.2 | A | 7 | 89 | A | 7 | 836 | A | 7 | 120 | A | 7 | 4.6 | A | 7 | 16000 | B | 7 | 6096 | A | 7 | 1.4 | E | 8 | 0.057 | F | 8 | 0.2 | F | 8 | 0 | 1 | D | 9 | 0 | C | 8
2000-10-24 | 5:00 | 0 | 0 | 0 | 2 | 0 | 0 | 2 | 0 | 0 | 2 | 0 | 0 | 2 | 0 | 0 | 2 | 0 | 0 | 2 | 0 | 0 | 2 | 0 | 9 | E | 9 | 7 | E | 9 | 7.8 | A | 7 | 7.2 | A | 7 | 96 | A | 7 | 836 | A | 7 | 110 | A | 7 | 3.6 | A | 7 | 16000 | B | 7 | 6096 | A | 7 | 1.3 | E | 8 | 0.057 | F | 8 | 0.2 | F | 8 | 0 | 1 | D | 9 | 45 | C | 8
2000-10-24 | 6:00 | 0 | 0 | 0 | 2 | 0 | 0 | 2 | 0 | 0 | 2 | 0 | 0 | 2 | 0 | 0 | 2 | 0 | 0 | 2 | 0 | 0 | 2 | 0 | 10 | E | 9 | 10 | A | 7 | 5.6 | A | 7 | 5.6 | A | 7 | 100 | A | 7 | 836 | A | 7 | 260 | A | 7 | 4.1 | A | 7 | 400 | B | 7 | 30 | A | 7 | 1.3 | E | 8 | 0.057 | F | 8 | 0.2 | F | 8 | 0 | 1 | D | 9 | 45 | C | 8
2000-10-24 | 7:00 | 53 | 910 | 1 | 2 | 9 | 0 | 2 | 21 | 1 | 2 | 9 | 1 | 2 | 9 | 0 | 2 | 21 | 1 | 2 | 9 | 4 | 2 | 25 | 10 | E | 9 | 10 | A | 7 | 6.1 | A | 7 | 6.1 | A | 7 | 100 | A | 7 | 836 | A | 7 | 270 | A | 7 | 5.7 | A | 7 | 300 | B | 7 | 30 | A | 7 | 1.3 | E | 8 | 0.057 | F | 8 | 0.2 | F | 8 | 0 | 1 | D | 9 | 45 | C | 8
2000-10-24 | 8:00 | 285 | 1383 | 35 | 2 | 9 | 0 | 2 | 21 | 35 | 2 | 9 | 41 | 2 | 9 | 0 | 2 | 21 | 41 | 2 | 9 | 141 | 2 | 25 | 10 | E | 9 | 10 | A | 7 | 6.7 | A | 7 | 6.7 | A | 7 | 100 | A | 7 | 837 | A | 7 | 260 | A | 7 | 4.1 | A | 7 | 300 | B | 7 | 30 | A | 7 | 1.3 | E | 8 | 0.057 | F | 8 | 0.2 | F | 8 | 0 | 1 | D | 9 | 10 | C | 8
2000-10-24 | 9:00 | 507 | 1383 | 251 | 2 | 9 | 213 | 2 | 21 | 173 | 2 | 9 | 271 | 2 | 9 | 205 | 2 | 21 | 196 | 2 | 9 | 399 | 2 | 25 | 10 | E | 9 | 10 | E | 9 | 7.2 | A | 7 | 7.2 | A | 7 | 100 | A | 7 | 837 | A | 7 | 270 | A | 7 | 2.6 | A | 7 | 2000 | B | 7 | 30 | A | 7 | 1.2 | E | 8 | 0.057 | F | 8 | 0.2 | F | 8 | 0 | 1 | D | 9 | 10 | C | 8
2000-10-24 | 10:00 | 683 | 1383 | 136 | 2 | 9 | 0 | 2 | 21 | 136 | 2 | 9 | 159 | 2 | 9 | 0 | 2 | 21 | 159 | 2 | 9 | 595 | 2 | 25 | 8 | E | 9 | 8 | E | 9 | 8 | A | 7 | 7 | A | 7 | 93 | A | 7 | 837 | A | 7 | 250 | A | 7 | 3.1 | A | 7 | 4800 | B | 7 | 150 | A | 7 | 1.2 | E | 8 | 0.057 | F | 8 | 0.2 | F | 8 | 0 | 1 | D | 9 | 10 | C | 8
2000-10-24 | 11:00 | 800 | 1383 | 567 | 2 | 9 | 635 | 2 | 21 | 198 | 2 | 9 | 601 | 2 | 9 | 648 | 2 | 21 | 225 | 2 | 9 | 455 | 2 | 25 | 5 | E | 9 | 5 | E | 9 | 11.7 | A | 7 | 7.2 | A | 7 | 74 | A | 7 | 836 | A | 7 | 260 | A | 7 | 3.6 | A | 7 | 4800 | B | 7 | 77777 | A | 7 | 1.2 | E | 8 | 0.057 | F | 8 | 0.2 | F | 8 | 0 | 1 | D | 9 | 5 | C | 8
2000-10-24 | 12:00 | 850 | 1383 | 666 | 2 | 9 | 890 | 2 | 21 | 117 | 2 | 9 | 693 | 2 | 9 | 885 | 2 | 21 | 148 | 2 | 9 | 267 | 2 | 25 | 5 | E | 9 | 5 | E | 9 | 12.8 | A | 7 | 7.2 | A | 7 | 69 | A | 7 | 837 | A | 7 | 310 | A | 7 | 3.1 | A | 7 | 4800 | B | 7 | 77777 | A | 7 | 1.2 | E | 8 | 0.057 | F | 8 | 0.2 | F | 8 | 0 | 1 | D | 9 | 5 | C | 8
2000-10-24 | 13:00 | 829 | 1383 | 637 | 2 | 9 | 909 | 2 | 21 | 90 | 2 | 9 | 662 | 2 | 9 | 898 | 2 | 21 | 122 | 2 | 9 | 192 | 2 | 25 | 5 | E | 9 | 5 | E | 9 | 14.4 | A | 7 | 7.2 | A | 7 | 62 | A | 7 | 837 | A | 7 | 310 | A | 7 | 3.6 | A | 7 | 4800 | B | 7 | 77777 | A | 7 | 1.3 | E | 8 | 0.057 | F | 8 | 0.2 | F | 8 | 0 | 1 | D | 9 | 5 | C | 8
2000-10-24 | 14:00 | 739 | 1383 | 554 | 2 | 9 | 914 | 2 | 21 | 64 | 2 | 9 | 582 | 2 | 9 | 897 | 2 | 21 | 101 | 2 | 9 | 157 | 2 | 25 | 4 | E | 9 | 4 | E | 9 | 15.6 | A | 7 | 6.7 | A | 7 | 55 | A | 7 | 837 | A | 7 | 310 | A | 7 | 3.1 | A | 7 | 9600 | B | 7 | 77777 | A | 7 | 1.3 | E | 8 | 0.057 | F | 8 | 0.2 | F | 8 | 0 | 1 | D | 9 | 5 | C | 8
2000-10-24 | 15:00 | 587 | 1383 | 426 | 2 | 9 | 738 | 2 | 21 | 111 | 2 | 9 | 440 | 2 | 9 | 705 | 2 | 21 | 140 | 2 | 9 | 218 | 2 | 25 | 5 | E | 9 | 5 | E | 9 | 15.6 | A | 7 | 7.2 | A | 7 | 57 | A | 7 | 836 | A | 7 | 10 | A | 7 | 3.1 | A | 7 | 9600 | B | 7 | 77777 | A | 7 | 1.3 | E | 8 | 0.057 | F | 8 | 0.2 | F | 8 | 0 | 1 | D | 9 | 0 | C | 8
2000-10-24 | 16:00 | 382 | 1383 | 213 | 2 | 9 | 430 | 2 | 21 | 93 | 2 | 9 | 221 | 2 | 9 | 369 | 2 | 21 | 119 | 2 | 9 | 173 | 2 | 25 | 5 | E | 9 | 5 | E | 9 | 15.6 | A | 7 | 7.8 | A | 7 | 60 | A | 7 | 836 | A | 7 | 310 | A | 7 | 4.6 | A | 7 | 12800 | B | 7 | 77777 | A | 7 | 1.4 | E | 8 | 0.057 | F | 8 | 0.2 | F | 8 | 0 | 1 | D | 9 | 0 | C | 8
2000-10-24 | 17:00 | 141 | 1383 | 66 | 2 | 9 | 261 | 2 | 21 | 39 | 2 | 9 | 67 | 2 | 9 | 135 | 2 | 21 | 53 | 2 | 9 | 71 | 2 | 25 | 9 | E | 9 | 5 | A | 7 | 13.3 | A | 7 | 7.8 | A | 7 | 69 | A | 7 | 832 | A | 7 | 290 | A | 7 | 4.6 | A | 7 | 12800 | B | 7 | 77777 | A | 7 | 1.4 | E | 8 | 0.057 | F | 8 | 0.2 | F | 8 | 0 | 1 | D | 9 | 0 | C | 8
2000-10-24 | 18:00 | 1 | 104 | 0 | 2 | 9 | 0 | 2 | 21 | 0 | 2 | 9 | 0 | 2 | 9 | 0 | 2 | 21 | 0 | 2 | 9 | 0 | 2 | 25 | 3 | E | 9 | 3 | E | 9 | 11.1 | A | 7 | 7.2 | A | 7 | 77 | A | 7 | 835 | A | 7 | 270 | A | 7 | 2.1 | A | 7 | 16000 | B | 7 | 77777 | A | 7 | 1.4 | E | 8 | 0.057 | F | 8 | 0.2 | F | 8 | 0 | 1 | D | 9 | 0 | C | 8
2000-10-24 | 19:00 | 0 | 0 | 0 | 2 | 0 | 0 | 2 | 0 | 0 | 2 | 0 | 0 | 2 | 0 | 0 | 2 | 0 | 0 | 2 | 0 | 0 | 2 | 0 | 4 | E | 9 | 3 | E | 9 | 10.6 | A | 7 | 7.2 | A | 7 | 79 | A | 7 | 835 | A | 7 | 290 | A | 7 | 2.1 | A | 7 | 16000 | B | 7 | 77777 | A | 7 | 1.5 | E | 8 | 0.057 | F | 8 | 0.2 | F | 8 | 0 | 1 | D | 9 | 0 | C | 8
2000-10-24 | 20:00 | 0 | 0 | 0 | 2 | 0 | 0 | 2 | 0 | 0 | 2 | 0 | 0 | 2 | 0 | 0 | 2 | 0 | 0 | 2 | 0 | 0 | 2 | 0 | 3 | E | 9 | 3 | E | 9 | 10 | A | 7 | 6.7 | A | 7 | 80 | A | 7 | 835 | A | 7 | 300 | A | 7 | 3.1 | A | 7 | 16000 | B | 7 | 77777 | A | 7 | 1.5 | E | 8 | 0.057 | F | 8 | 0.2 | F | 8 | 0 | 1 | D | 9 | 0 | C | 8
2000-10-24 | 21:00 | 0 | 0 | 0 | 2 | 0 | 0 | 2 | 0 | 0 | 2 | 0 | 0 | 2 | 0 | 0 | 2 | 0 | 0 | 2 | 0 | 0 | 2 | 0 | 0 | E | 9 | 0 | E | 9 | 8.9 | A | 7 | 6.7 | A | 7 | 86 | A | 7 | 834 | A | 7 | 260 | A | 7 | 2.6 | A | 7 | 16000 | B | 7 | 77777 | A | 7 | 1.5 | E | 8 | 0.057 | F | 8 | 0.2 | F | 8 | 0 | 1 | D | 9 | 0 | C | 8
2000-10-24 | 22:00 | 0 | 0 | 0 | 2 | 0 | 0 | 2 | 0 | 0 | 2 | 0 | 0 | 2 | 0 | 0 | 2 | 0 | 0 | 2 | 0 | 0 | 2 | 0 | 3 | E | 9 | 3 | E | 9 | 8.3 | A | 7 | 6.1 | A | 7 | 86 | A | 7 | 834 | A | 7 | 240 | A | 7 | 2.6 | A | 7 | 16000 | B | 7 | 77777 | A | 7 | 1.5 | E | 8 | 0.057 | F | 8 | 0.2 | F | 8 | 0 | 1 | D | 9 | 0 | C | 8
2000-10-24 | 23:00 | 0 | 0 | 0 | 2 | 0 | 0 | 2 | 0 | 0 | 2 | 0 | 0 | 2 | 0 | 0 | 2 | 0 | 0 | 2 | 0 | 0 | 2 | 0 | 3 | E | 9 | 3 | E | 9 | 3.9 | A | 7 | 2.8 | A | 7 | 93 | A | 7 | 833 | A | 7 | 140 | A | 7 | 1.5 | A | 7 | 16000 | B | 7 | 77777 | A | 7 | 1.6 | E | 8 | 0.057 | F | 8 | 0.2 | F | 8 | 0 | 1 | D | 9 | 0 | C | 8
2000-10-24 | 24:00 | 0 | 0 | 0 | 2 | 0 | 0 | 2 | 0 | 0 | 2 | 0 | 0 | 2 | 0 | 0 | 2 | 0 | 0 | 2 | 0 | 0 | 2 | 0 | 3 | E | 9 | 3 | E | 9 | 4.4 | A | 7 | 3.3 | A | 7 | 93 | A | 7 | 832 | A | 7 | 150 | A | 7 | 3.1 | A | 7 | 14400 | B | 7 | 77777 | A | 7 | 1.6 | E | 8 | 0.057 | F | 8 | 0.2 | F | 8 | 0 | 1 | D | 9 | 0 | C | 8
2000-10-25 | 1:00 | 0 | 0 | 0 | 2 | 0 | 0 | 2 | 0 | 0 | 2 | 0 | 0 | 2 | 0 | 0 | 2 | 0 | 0 | 2 | 0 | 0 | 2 | 0 | 3 | E | 9 | 3 | E | 9 | 3.9 | A | 7 | 3.3 | A | 7 | 96 | A | 7 | 831 | A | 7 | 150 | A | 7 | 1.5 | A | 7 | 16000 | B | 7 | 77777 | A | 7 | 1.5 | E | 8 | 0.056 | F | 8 | 0.2 | F | 8 | 0 | 1 | D | 9 | 0 | C | 8
2000-10-25 | 2:00 | 0 | 0 | 0 | 2 | 0 | 0 | 2 | 0 | 0 | 2 | 0 | 0 | 2 | 0 | 0 | 2 | 0 | 0 | 2 | 0 | 0 | 2 | 0 | 3 | E | 9 | 3 | E | 9 | 3.3 | A | 7 | 2.8 | A | 7 | 97 | A | 7 | 830 | A | 7 | 150 | A | 7 | 4.1 | A | 7 | 16000 | B | 7 | 77777 | A | 7 | 1.5 | E | 8 | 0.056 | F | 8 | 0.2 | F | 8 | 0 | 1 | D | 9 | 0 | C | 8
2000-10-25 | 3:00 | 0 | 0 | 0 | 2 | 0 | 0 | 2 | 0 | 0 | 2 | 0 | 0 | 2 | 0 | 0 | 2 | 0 | 0 | 2 | 0 | 0 | 2 | 0 | 0 | E | 9 | 0 | E | 9 | 6.1 | A | 7 | 4.4 | A | 7 | 89 | A | 7 | 831 | A | 7 | 180 | A | 7 | 4.6 | A | 7 | 16000 | B | 7 | 77777 | A | 7 | 1.5 | E | 8 | 0.056 | F | 8 | 0.2 | F | 8 | 0 | 1 | D | 9 | 0 | C | 8
2000-10-25 | 4:00 | 0 | 0 | 0 | 2 | 0 | 0 | 2 | 0 | 0 | 2 | 0 | 0 | 2 | 0 | 0 | 2 | 0 | 0 | 2 | 0 | 0 | 2 | 0 | 0 | E | 9 | 0 | E | 9 | 5 | A | 7 | 1.7 | A | 7 | 79 | A | 7 | 831 | A | 7 | 200 | A | 7 | 4.6 | A | 7 | 16000 | B | 7 | 77777 | A | 7 | 1.5 | E | 8 | 0.056 | F | 8 | 0.2 | F | 8 | 0 | 1 | D | 9 | 0 | C | 8
2000-10-25 | 5:00 | 0 | 0 | 0 | 2 | 0 | 0 | 2 | 0 | 0 | 2 | 0 | 0 | 2 | 0 | 0 | 2 | 0 | 0 | 2 | 0 | 0 | 2 | 0 | 3 | E | 9 | 3 | E | 9 | 5 | A | 7 | 0.6 | A | 7 | 73 | A | 7 | 832 | A | 7 | 200 | A | 7 | 5.7 | A | 7 | 16000 | B | 7 | 77777 | A | 7 | 1.4 | E | 8 | 0.056 | F | 8 | 0.2 | F | 8 | 0 | 1 | D | 9 | 0 | C | 8
2000-10-25 | 6:00 | 0 | 0 | 0 | 2 | 0 | 0 | 2 | 0 | 0 | 2 | 0 | 0 | 2 | 0 | 0 | 2 | 0 | 0 | 2 | 0 | 0 | 2 | 0 | 3 | E | 9 | 3 | E | 9 | 5.6 | A | 7 | -0.6 | A | 7 | 64 | A | 7 | 832 | A | 7 | 200 | A | 7 | 5.2 | A | 7 | 16000 | B | 7 | 77777 | A | 7 | 1.4 | E | 8 | 0.056 | F | 8 | 0.2 | F | 8 | 0 | 1 | D | 9 | 0 | C | 8
2000-10-25 | 7:00 | 50 | 888 | 5 | 2 | 9 | 120 | 2 | 21 | 3 | 2 | 9 | 11 | 2 | 9 | 70 | 2 | 21 | 7 | 2 | 9 | 11 | 2 | 25 | 3 | E | 9 | 3 | E | 9 | 6.1 | A | 7 | -0.6 | A | 7 | 62 | A | 7 | 832 | A | 7 | 200 | A | 7 | 5.2 | A | 7 | 16000 | B | 7 | 77777 | A | 7 | 1.4 | E | 8 | 0.056 | F | 8 | 0.2 | F | 8 | 0 | 1 | D | 9 | 0 | C | 8
2000-10-25 | 8:00 | 280 | 1384 | 176 | 2 | 9 | 454 | 2 | 21 | 84 | 2 | 9 | 179 | 2 | 9 | 341 | 2 | 21 | 110 | 2 | 9 | 158 | 2 | 25 | 3 | E | 9 | 3 | E | 9 | 8.3 | A | 7 | 0 | A | 7 | 56 | A | 7 | 833 | A | 7 | 210 | A | 7 | 5.2 | A | 7 | 16000 | B | 7 | 77777 | A | 7 | 1.4 | E | 8 | 0.056 | F | 8 | 0.2 | F | 8 | 0 | 1 | D | 9 | 0 | C | 8
2000-10-25 | 9:00 | 502 | 1384 | 349 | 2 | 9 | 745 | 2 | 21 | 78 | 2 | 9 | 366 | 2 | 9 | 695 | 2 | 21 | 113 | 2 | 9 | 153 | 2 | 25 | 3 | E | 9 | 3 | E | 9 | 11.1 | A | 7 | -0.6 | A | 7 | 44 | A | 7 | 835 | A | 7 | 210 | A | 7 | 4.6 | A | 7 | 16000 | B | 7 | 77777 | A | 7 | 1.4 | E | 8 | 0.056 | F | 8 | 0.2 | F | 8 | 0 | 1 | D | 9 | 0 | C | 8
2000-10-25 | 10:00 | 677 | 1384 | 532 | 2 | 9 | 929 | 2 | 21 | 75 | 2 | 9 | 555 | 2 | 9 | 902 | 2 | 21 | 111 | 2 | 9 | 154 | 2 | 25 | 5 | E | 9 | 5 | A | 7 | 13.3 | A | 7 | -1.7 | A | 7 | 35 | A | 7 | 835 | A | 7 | 270 | A | 7 | 2.1 | A | 7 | 16000 | B | 7 | 77777 | A | 7 | 1.3 | E | 8 | 0.056 | F | 8 | 0.2 | F | 8 | 0 | 1 | D | 9 | 0 | C | 8
2000-10-25 | 11:00 | 794 | 1384 | 598 | 2 | 9 | 919 | 2 | 21 | 69 | 2 | 9 | 627 | 2 | 9 | 907 | 2 | 21 | 104 | 2 | 9 | 170 | 2 | 25 | 5 | E | 9 | 5 | A | 7 | 14.4 | A | 7 | -2.8 | A | 7 | 30 | A | 7 | 832 | A | 7 | 150 | A | 7 | 1.5 | A | 7 | 16000 | B | 7 | 77777 | A | 7 | 1.3 | E | 8 | 0.056 | F | 8 | 0.2 | F | 8 | 0 | 1 | D | 9 | 0 | C | 8
2000-10-25 | 12:00 | 843 | 1384 | 623 | 2 | 9 | 860 | 2 | 21 | 98 | 2 | 9 | 662 | 2 | 9 | 861 | 2 | 21 | 135 | 2 | 9 | 237 | 2 | 25 | 5 | E | 9 | 5 | A | 7 | 16.1 | A | 7 | -1.7 | A | 7 | 29 | A | 7 | 836 | A | 7 | 70 | A | 7 | 3.6 | A | 7 | 16000 | B | 7 | 77777 | A | 7 | 1.3 | E | 8 | 0.056 | F | 8 | 0.2 | F | 8 | 0 | 1 | D | 9 | 0 | C | 8
2000-10-25 | 13:00 | 823 | 1384 | 631 | 2 | 9 | 927 | 2 | 21 | 78 | 2 | 9 | 659 | 2 | 9 | 916 | 2 | 21 | 112 | 2 | 9 | 184 | 2 | 25 | 3 | E | 9 | 3 | E | 9 | 15.6 | A | 7 | -3.3 | A | 7 | 26 | A | 7 | 835 | A | 7 | 30 | B | 8 | 2.1 | A | 7 | 16000 | B | 7 | 77777 | A | 7 | 1.3 | E | 8 | 0.056 | F | 8 | 0.2 | F | 8 | 0 | 1 | D | 9 | 0 | C | 8
2000-10-25 | 14:00 | 733 | 1384 | 543 | 2 | 9 | 831 | 2 | 21 | 101 | 2 | 9 | 563 | 2 | 9 | 816 | 2 | 21 | 129 | 2 | 9 | 212 | 2 | 25 | 4 | E | 9 | 3 | E | 9 | 16.1 | A | 7 | -4.4 | A | 7 | 23 | A | 7 | 835 | A | 7 | 350 | A | 7 | 1.5 | A | 7 | 16000 | B | 7 | 77777 | A | 7 | 1.3 | E | 8 | 0.056 | F | 8 | 0.2 | F | 8 | 0 | 1 | D | 9 | 0 | C | 8
2000-10-25 | 15:00 | 581 | 1384 | 381 | 2 | 9 | 615 | 2 | 21 | 122 | 2 | 9 | 391 | 2 | 9 | 583 | 2 | 21 | 146 | 2 | 9 | 234 | 2 | 25 | 4 | E | 9 | 4 | E | 9 | 16.7 | A | 7 | -3.3 | A | 7 | 24 | A | 7 | 835 | A | 7 | 50 | A | 7 | 2.6 | A | 7 | 16000 | B | 7 | 77777 | A | 7 | 1.3 | E | 8 | 0.056 | F | 8 | 0.2 | F | 8 | 0 | 1 | D | 9 | 0 | C | 8
2000-10-25 | 16:00 | 376 | 1384 | 256 | 2 | 9 | 576 | 2 | 21 | 99 | 2 | 9 | 265 | 2 | 9 | 491 | 2 | 21 | 131 | 2 | 9 | 186 | 2 | 25 | 5 | E | 9 | 5 | E | 9 | 15 | A | 7 | -3.3 | A | 7 | 27 | A | 7 | 835 | A | 7 | 0 | A | 7 | 0 | A | 7 | 16000 | B | 7 | 77777 | A | 7 | 1.3 | E | 8 | 0.056 | F | 8 | 0.2 | F | 8 | 0 | 1 | D | 9 | 0 | C | 8
2000-10-25 | 17:00 | 135 | 1384 | 26 | 2 | 9 | 0 | 2 | 21 | 26 | 2 | 9 | 30 | 2 | 9 | 0 | 2 | 21 | 30 | 2 | 9 | 91 | 2 | 25 | 9 | E | 9 | 8 | E | 9 | 13.9 | A | 7 | -1.7 | A | 7 | 33 | A | 7 | 831 | A | 7 | 200 | A | 7 | 1.5 | A | 7 | 16000 | B | 7 | 3048 | A | 7 | 1.2 | E | 8 | 0.056 | F | 8 | 0.2 | F | 8 | 0 | 1 | D | 9 | 0 | C | 8
2000-10-25 | 18:00 | 0 | 81 | 0 | 2 | 9 | 0 | 2 | 21 | 0 | 2 | 9 | 0 | 2 | 9 | 0 | 2 | 21 | 0 | 2 | 9 | 0 | 2 | 25 | 5 | E | 9 | 5 | E | 9 | 11.7 | A | 7 | 0 | A | 7 | 44 | A | 7 | 834 | A | 7 | 240 | A | 7 | 2.6 | A | 7 | 16000 | B | 7 | 77777 | A | 7 | 1.2 | E | 8 | 0.056 | F | 8 | 0.2 | F | 8 | 0 | 1 | D | 9 | 0 | C | 8
2000-10-25 | 19:00 | 0 | 0 | 0 | 2 | 0 | 0 | 2 | 0 | 0 | 2 | 0 | 0 | 2 | 0 | 0 | 2 | 0 | 0 | 2 | 0 | 0 | 2 | 0 | 3 | E | 9 | 3 | E | 9 | 10 | A | 7 | -1.1 | A | 7 | 45 | A | 7 | 834 | A | 7 | 290 | A | 7 | 3.6 | A | 7 | 16000 | B | 7 | 77777 | A | 7 | 1.2 | E | 8 | 0.056 | F | 8 | 0.2 | F | 8 | 0 | 1 | D | 9 | 0 | C | 8
2000-10-25 | 20:00 | 0 | 0 | 0 | 2 | 0 | 0 | 2 | 0 | 0 | 2 | 0 | 0 | 2 | 0 | 0 | 2 | 0 | 0 | 2 | 0 | 0 | 2 | 0 | 3 | E | 9 | 3 | E | 9 | 10 | A | 7 | -1.7 | A | 7 | 43 | A | 7 | 833 | A | 7 | 280 | A | 7 | 2.6 | A | 7 | 16000 | B | 7 | 77777 | A | 7 | 1.2 | E | 8 | 0.056 | F | 8 | 0.2 | F | 8 | 0 | 1 | D | 9 | 0 | C | 8
2000-10-25 | 21:00 | 0 | 0 | 0 | 2 | 0 | 0 | 2 | 0 | 0 | 2 | 0 | 0 | 2 | 0 | 0 | 2 | 0 | 0 | 2 | 0 | 0 | 2 | 0 | 3 | E | 9 | 3 | E | 9 | 10 | A | 7 | -1.7 | A | 7 | 43 | A | 7 | 834 | A | 7 | 250 | A | 7 | 3.1 | A | 7 | 16000 | B | 7 | 77777 | A | 7 | 1.2 | E | 8 | 0.056 | F | 8 | 0.2 | F | 8 | 0 | 1 | D | 9 | 0 | C | 8
2000-10-25 | 22:00 | 0 | 0 | 0 | 2 | 0 | 0 | 2 | 0 | 0 | 2 | 0 | 0 | 2 | 0 | 0 | 2 | 0 | 0 | 2 | 0 | 0 | 2 | 0 | 5 | E | 9 | 5 | E | 9 | 6.7 | A | 7 | -1.7 | A | 7 | 54 | A | 7 | 832 | A | 7 | 210 | A | 7 | 2.1 | A | 7 | 16000 | B | 7 | 6096 | A | 7 | 1.2 | E | 8 | 0.056 | F | 8 | 0.2 | F | 8 | 0 | 1 | D | 9 | 0 | C | 8
2000-10-25 | 23:00 | 0 | 0 | 0 | 2 | 0 | 0 | 2 | 0 | 0 | 2 | 0 | 0 | 2 | 0 | 0 | 2 | 0 | 0 | 2 | 0 | 0 | 2 | 0 | 4 | E | 9 | 4 | E | 9 | 4.4 | A | 7 | -1.7 | A | 7 | 63 | A | 7 | 832 | A | 7 | 0 | A | 7 | 0 | A | 7 | 16000 | B | 7 | 6096 | A | 7 | 1.2 | E | 8 | 0.056 | F | 8 | 0.2 | F | 8 | 0 | 1 | D | 9 | 0 | C | 8
2000-10-25 | 24:00 | 0 | 0 | 0 | 2 | 0 | 0 | 2 | 0 | 0 | 2 | 0 | 0 | 2 | 0 | 0 | 2 | 0 | 0 | 2 | 0 | 0 | 2 | 0 | 3 | E | 9 | 3 | E | 9 | 6.1 | A | 7 | -1.7 | A | 7 | 56 | A | 7 | 831 | A | 7 | 210 | A | 7 | 3.6 | A | 7 | 16000 | B | 7 | 77777 | A | 7 | 1.1 | E | 8 | 0.056 | F | 8 | 0.2 | F | 8 | 0 | 1 | D | 9 | 0 | C | 8
2000-10-26 | 1:00 | 0 | 0 | 0 | 2 | 0 | 0 | 2 | 0 | 0 | 2 | 0 | 0 | 2 | 0 | 0 | 2 | 0 | 0 | 2 | 0 | 0 | 2 | 0 | 3 | E | 9 | 3 | E | 9 | 2.2 | A | 7 | -1.1 | A | 7 | 78 | A | 7 | 829 | A | 7 | 170 | A | 7 | 5.2 | A | 7 | 16000 | B | 7 | 77777 | A | 7 | 1.1 | E | 8 | 0.056 | F | 8 | 0.2 | F | 8 | 0 | 1 | D | 9 | 0 | C | 8
2000-10-26 | 2:00 | 0 | 0 | 0 | 2 | 0 | 0 | 2 | 0 | 0 | 2 | 0 | 0 | 2 | 0 | 0 | 2 | 0 | 0 | 2 | 0 | 0 | 2 | 0 | 3 | E | 9 | 3 | E | 9 | 4.4 | A | 7 | -2.2 | A | 7 | 61 | A | 7 | 830 | A | 7 | 200 | A | 7 | 5.2 | A | 7 | 16000 | B | 7 | 77777 | A | 7 | 1.1 | E | 8 | 0.056 | F | 8 | 0.2 | F | 8 | 0 | 1 | D | 9 | 0 | C | 8
2000-10-26 | 3:00 | 0 | 0 | 0 | 2 | 0 | 0 | 2 | 0 | 0 | 2 | 0 | 0 | 2 | 0 | 0 | 2 | 0 | 0 | 2 | 0 | 0 | 2 | 0 | 0 | E | 9 | 0 | E | 9 | 5.6 | A | 7 | -3.3 | A | 7 | 51 | A | 7 | 831 | A | 7 | 210 | A | 7 | 5.7 | A | 7 | 16000 | B | 7 | 77777 | A | 7 | 1 | E | 8 | 0.056 | F | 8 | 0.2 | F | 8 | 0 | 1 | D | 9 | 0 | C | 8
2000-10-26 | 4:00 | 0 | 0 | 0 | 2 | 0 | 0 | 2 | 0 | 0 | 2 | 0 | 0 | 2 | 0 | 0 | 2 | 0 | 0 | 2 | 0 | 0 | 2 | 0 | 0 | E | 9 | 0 | E | 9 | 4.4 | A | 7 | -3.3 | A | 7 | 55 | A | 7 | 830 | A | 7 | 210 | A | 7 | 5.2 | A | 7 | 16000 | B | 7 | 77777 | A | 7 | 1 | E | 8 | 0.056 | F | 8 | 0.2 | F | 8 | 0 | 1 | D | 9 | 0 | C | 8
2000-10-26 | 5:00 | 0 | 0 | 0 | 2 | 0 | 0 | 2 | 0 | 0 | 2 | 0 | 0 | 2 | 0 | 0 | 2 | 0 | 0 | 2 | 0 | 0 | 2 | 0 | 0 | E | 9 | 0 | E | 9 | 4.4 | A | 7 | -3.9 | A | 7 | 53 | A | 7 | 832 | A | 7 | 210 | A | 7 | 6.2 | A | 7 | 16000 | B | 7 | 77777 | A | 7 | 1 | E | 8 | 0.056 | F | 8 | 0.2 | F | 8 | 0 | 1 | D | 9 | 0 | C | 8
2000-10-26 | 6:00 | 0 | 0 | 0 | 2 | 0 | 0 | 2 | 0 | 0 | 2 | 0 | 0 | 2 | 0 | 0 | 2 | 0 | 0 | 2 | 0 | 0 | 2 | 0 | 0 | E | 9 | 0 | E | 9 | 3.9 | A | 7 | -3.9 | A | 7 | 55 | A | 7 | 831 | A | 7 | 220 | A | 7 | 6.2 | A | 7 | 16000 | B | 7 | 77777 | A | 7 | 1 | E | 8 | 0.056 | F | 8 | 0.2 | F | 8 | 0 | 1 | D | 9 | 0 | C | 8
2000-10-26 | 7:00 | 47 | 865 | 5 | 2 | 9 | 168 | 2 | 21 | 2 | 2 | 9 | 13 | 2 | 9 | 98 | 2 | 21 | 8 | 2 | 9 | 8 | 2 | 25 | 0 | E | 9 | 0 | E | 9 | 3.9 | A | 7 | -3.3 | A | 7 | 57 | A | 7 | 832 | A | 7 | 220 | A | 7 | 5.7 | A | 7 | 16000 | B | 7 | 77777 | A | 7 | 0.9 | E | 8 | 0.056 | F | 8 | 0.2 | F | 8 | 0 | 1 | D | 9 | 0 | C | 8
2000-10-26 | 8:00 | 275 | 1385 | 195 | 2 | 9 | 670 | 2 | 21 | 62 | 2 | 9 | 197 | 2 | 9 | 504 | 2 | 21 | 97 | 2 | 9 | 107 | 2 | 25 | 0 | E | 9 | 0 | E | 9 | 7.2 | A | 7 | -2.8 | A | 7 | 48 | A | 7 | 834 | A | 7 | 230 | A | 7 | 4.6 | A | 7 | 16000 | B | 7 | 77777 | A | 7 | 0.9 | E | 8 | 0.056 | F | 8 | 0.2 | F | 8 | 0 | 1 | D | 9 | 0 | C | 8
2000-10-26 | 9:00 | 496 | 1385 | 364 | 2 | 9 | 846 | 2 | 21 | 59 | 2 | 9 | 380 | 2 | 9 | 789 | 2 | 21 | 96 | 2 | 9 | 123 | 2 | 25 | 0 | E | 9 | 0 | E | 9 | 10 | A | 7 | -1.7 | A | 7 | 43 | A | 7 | 835 | A | 7 | 240 | A | 7 | 4.6 | A | 7 | 16000 | B | 7 | 77777 | A | 7 | 0.9 | E | 8 | 0.056 | F | 8 | 0.2 | F | 8 | 0 | 1 | D | 9 | 0 | C | 8
2000-10-26 | 10:00 | 672 | 1385 | 506 | 2 | 9 | 850 | 2 | 21 | 92 | 2 | 9 | 524 | 2 | 9 | 827 | 2 | 21 | 121 | 2 | 9 | 188 | 2 | 25 | 0 | E | 9 | 0 | E | 9 | 11.7 | A | 7 | -2.2 | A | 7 | 37 | A | 7 | 836 | A | 7 | 240 | A | 7 | 2.6 | A | 7 | 16000 | B | 7 | 77777 | A | 7 | 0.8 | E | 8 | 0.056 | F | 8 | 0.2 | F | 8 | 0 | 1 | D | 9 | 0 | C | 8
2000-10-26 | 11:00 | 788 | 1385 | 611 | 2 | 9 | 962 | 2 | 21 | 61 | 2 | 9 | 642 | 2 | 9 | 949 | 2 | 21 | 100 | 2 | 9 | 160 | 2 | 25 | 0 | E | 9 | 0 | E | 9 | 13.3 | A | 7 | 0 | A | 7 | 40 | A | 7 | 833 | A | 7 | 260 | A | 7 | 2.1 | A | 7 | 16000 | B | 7 | 77777 | A | 7 | 0.8 | E | 8 | 0.056 | F | 8 | 0.2 | F | 8 | 0 | 1 | D | 9 | 0 | C | 8
2000-10-26 | 12:00 | 837 | 1385 | 642 | 2 | 9 | 914 | 2 | 21 | 87 | 2 | 9 | 668 | 2 | 9 | 904 | 2 | 21 | 119 | 2 | 9 | 193 | 2 | 25 | 0 | E | 9 | 0 | E | 9 | 15 | A | 7 | 0 | A | 7 | 36 | A | 7 | 836 | A | 7 | 110 | A | 7 | 2.6 | A | 7 | 16000 | B | 7 | 77777 | A | 7 | 0.8 | E | 8 | 0.056 | F | 8 | 0.2 | F | 8 | 0 | 1 | D | 9 | 0 | C | 8
2000-10-26 | 13:00 | 817 | 1385 | 607 | 2 | 9 | 843 | 2 | 21 | 108 | 2 | 9 | 634 | 2 | 9 | 837 | 2 | 21 | 138 | 2 | 9 | 243 | 2 | 25 | 0 | E | 9 | 0 | E | 9 | 16.1 | A | 7 | -1.1 | A | 7 | 30 | A | 7 | 836 | A | 7 | 100 | B | 8 | 2.1 | A | 7 | 16000 | B | 7 | 77777 | A | 7 | 0.9 | E | 8 | 0.056 | F | 8 | 0.2 | F | 8 | 0 | 1 | D | 9 | 0 | C | 8
2000-10-26 | 14:00 | 727 | 1385 | 508 | 2 | 9 | 801 | 2 | 21 | 86 | 2 | 9 | 536 | 2 | 9 | 791 | 2 | 21 | 119 | 2 | 9 | 191 | 2 | 25 | 3 | E | 9 | 3 | E | 9 | 16.1 | A | 7 | -3.3 | A | 7 | 25 | A | 7 | 836 | A | 7 | 80 | B | 8 | 1.5 | A | 7 | 16000 | B | 7 | 77777 | A | 7 | 0.9 | E | 8 | 0.056 | F | 8 | 0.2 | F | 8 | 0 | 1 | D | 9 | 0 | C | 8
2000-10-26 | 15:00 | 575 | 1385 | 414 | 2 | 9 | 837 | 2 | 21 | 65 | 2 | 9 | 436 | 2 | 9 | 803 | 2 | 21 | 101 | 2 | 9 | 139 | 2 | 25 | 3 | E | 9 | 3 | E | 9 | 17.2 | A | 7 | -3.9 | A | 7 | 22 | A | 7 | 836 | A | 7 | 70 | A | 7 | 3.1 | A | 7 | 16000 | B | 7 | 77777 | A | 7 | 0.9 | E | 8 | 0.056 | F | 8 | 0.2 | F | 8 | 0 | 1 | D | 9 | 0 | C | 8
2000-10-26 | 16:00 | 370 | 1385 | 241 | 2 | 9 | 700 | 2 | 21 | 53 | 2 | 9 | 246 | 2 | 9 | 604 | 2 | 21 | 84 | 2 | 9 | 101 | 2 | 25 | 3 | E | 9 | 3 | E | 9 | 16.7 | A | 7 | -3.3 | A | 7 | 24 | A | 7 | 836 | A | 7 | 60 | A | 7 | 3.1 | A | 7 | 16000 | B | 7 | 77777 | A | 7 | 0.9 | E | 8 | 0.056 | F | 8 | 0.2 | F | 8 | 0 | 1 | D | 9 | 0 | C | 8
2000-10-26 | 17:00 | 130 | 1385 | 50 | 2 | 9 | 270 | 2 | 21 | 25 | 2 | 9 | 51 | 2 | 9 | 147 | 2 | 21 | 38 | 2 | 9 | 45 | 2 | 25 | 5 | E | 9 | 5 | A | 7 | 12.8 | A | 7 | -0.6 | A | 7 | 39 | A | 7 | 832 | A | 7 | 60 | A | 7 | 3.6 | A | 7 | 16000 | B | 7 | 77777 | A | 7 | 1 | E | 8 | 0.056 | F | 8 | 0.2 | F | 8 | 0 | 1 | D | 9 | 0 | C | 8
2000-10-26 | 18:00 | 0 | 35 | 0 | 2 | 9 | 0 | 2 | 21 | 0 | 2 | 9 | 0 | 2 | 9 | 0 | 2 | 21 | 0 | 2 | 9 | 0 | 2 | 25 | 3 | E | 9 | 3 | E | 9 | 9.4 | A | 7 | 0 | A | 7 | 52 | A | 7 | 834 | A | 7 | 40 | A | 7 | 3.6 | A | 7 | 16000 | B | 7 | 77777 | A | 7 | 1 | E | 8 | 0.056 | F | 8 | 0.2 | F | 8 | 0 | 1 | D | 9 | 0 | C | 8
2000-10-26 | 19:00 | 0 | 0 | 0 | 2 | 0 | 0 | 2 | 0 | 0 | 2 | 0 | 0 | 2 | 0 | 0 | 2 | 0 | 0 | 2 | 0 | 0 | 2 | 0 | 3 | E | 9 | 3 | E | 9 | 9.4 | A | 7 | -0.6 | A | 7 | 49 | A | 7 | 835 | A | 7 | 60 | A | 7 | 2.1 | A | 7 | 16000 | B | 7 | 77777 | A | 7 | 1 | E | 8 | 0.056 | F | 8 | 0.2 | F | 8 | 0 | 1 | D | 9 | 0 | C | 8
2000-10-26 | 20:00 | 0 | 0 | 0 | 2 | 0 | 0 | 2 | 0 | 0 | 2 | 0 | 0 | 2 | 0 | 0 | 2 | 0 | 0 | 2 | 0 | 0 | 2 | 0 | 1 | E | 9 | 1 | E | 9 | 7.2 | A | 7 | 0 | A | 7 | 60 | A | 7 | 833 | A | 7 | 80 | A | 7 | 2.1 | A | 7 | 16000 | B | 7 | 77777 | A | 7 | 1.1 | E | 8 | 0.056 | F | 8 | 0.2 | F | 8 | 0 | 1 | D | 9 | 0 | C | 8
2000-10-26 | 21:00 | 0 | 0 | 0 | 2 | 0 | 0 | 2 | 0 | 0 | 2 | 0 | 0 | 2 | 0 | 0 | 2 | 0 | 0 | 2 | 0 | 0 | 2 | 0 | 3 | E | 9 | 2 | E | 9 | 5.6 | A | 7 | 0 | A | 7 | 67 | A | 7 | 832 | A | 7 | 190 | A | 7 | 3.6 | A | 7 | 16000 | B | 7 | 77777 | A | 7 | 1.1 | E | 8 | 0.056 | F | 8 | 0.2 | F | 8 | 0 | 1 | D | 9 | 0 | C | 8
2000-10-26 | 22:00 | 0 | 0 | 0 | 2 | 0 | 0 | 2 | 0 | 0 | 2 | 0 | 0 | 2 | 0 | 0 | 2 | 0 | 0 | 2 | 0 | 0 | 2 | 0 | 1 | E | 9 | 1 | E | 9 | 7.8 | A | 7 | -0.6 | A | 7 | 55 | A | 7 | 833 | A | 7 | 210 | A | 7 | 5.7 | A | 7 | 16000 | B | 7 | 77777 | A | 7 | 1.1 | E | 8 | 0.056 | F | 8 | 0.2 | F | 8 | 0 | 1 | D | 9 | 0 | C | 8
2000-10-26 | 23:00 | 0 | 0 | 0 | 2 | 0 | 0 | 2 | 0 | 0 | 2 | 0 | 0 | 2 | 0 | 0 | 2 | 0 | 0 | 2 | 0 | 0 | 2 | 0 | 1 | E | 9 | 1 | E | 9 | 6.7 | A | 7 | 0.6 | A | 7 | 65 | A | 7 | 833 | A | 7 | 210 | A | 7 | 6.2 | A | 7 | 16000 | B | 7 | 77777 | A | 7 | 1.2 | E | 8 | 0.056 | F | 8 | 0.2 | F | 8 | 0 | 1 | D | 9 | 0 | C | 8
2000-10-26 | 24:00 | 0 | 0 | 0 | 2 | 0 | 0 | 2 | 0 | 0 | 2 | 0 | 0 | 2 | 0 | 0 | 2 | 0 | 0 | 2 | 0 | 0 | 2 | 0 | 2 | E | 9 | 2 | E | 9 | 5 | A | 7 | -1.1 | A | 7 | 64 | A | 7 | 832 | A | 7 | 200 | A | 7 | 4.6 | A | 7 | 16000 | B | 7 | 77777 | A | 7 | 1.2 | E | 8 | 0.056 | F | 8 | 0.2 | F | 8 | 0 | 1 | D | 9 | 0 | C | 8
2000-10-27 | 1:00 | 0 | 0 | 0 | 2 | 0 | 0 | 2 | 0 | 0 | 2 | 0 | 0 | 2 | 0 | 0 | 2 | 0 | 0 | 2 | 0 | 0 | 2 | 0 | 7 | E | 9 | 4 | E | 9 | 3.9 | A | 7 | -1.1 | A | 7 | 69 | A | 7 | 831 | A | 7 | 130 | A | 7 | 2.6 | A | 7 | 16000 | B | 7 | 77777 | A | 7 | 1.3 | E | 8 | 0.055 | F | 8 | 0.2 | F | 8 | 0 | 1 | D | 9 | 0 | C | 8
2000-10-27 | 2:00 | 0 | 0 | 0 | 2 | 0 | 0 | 2 | 0 | 0 | 2 | 0 | 0 | 2 | 0 | 0 | 2 | 0 | 0 | 2 | 0 | 0 | 2 | 0 | 1 | E | 9 | 1 | E | 9 | 5.6 | A | 7 | -1.1 | A | 7 | 61 | A | 7 | 832 | A | 7 | 190 | A | 7 | 4.6 | A | 7 | 16000 | B | 7 | 77777 | A | 7 | 1.3 | E | 8 | 0.055 | F | 8 | 0.2 | F | 8 | 0 | 1 | D | 9 | 0 | C | 8
2000-10-27 | 3:00 | 0 | 0 | 0 | 2 | 0 | 0 | 2 | 0 | 0 | 2 | 0 | 0 | 2 | 0 | 0 | 2 | 0 | 0 | 2 | 0 | 0 | 2 | 0 | 4 | E | 9 | 3 | E | 9 | 3.9 | A | 7 | -1.1 | A | 7 | 69 | A | 7 | 831 | A | 7 | 190 | B | 8 | 1.5 | A | 7 | 16000 | B | 7 | 77777 | A | 7 | 1.4 | E | 8 | 0.055 | F | 8 | 0.2 | F | 8 | 0 | 1 | D | 9 | 0 | C | 8
2000-10-27 | 4:00 | 0 | 0 | 0 | 2 | 0 | 0 | 2 | 0 | 0 | 2 | 0 | 0 | 2 | 0 | 0 | 2 | 0 | 0 | 2 | 0 | 0 | 2 | 0 | 5 | E | 9 | 3 | E | 9 | 2.8 | A | 7 | -0.6 | A | 7 | 78 | A | 7 | 831 | A | 7 | 180 | A | 7 | 2.1 | A | 7 | 16000 | B | 7 | 77777 | A | 7 | 1.5 | E | 8 | 0.055 | F | 8 | 0.2 | F | 8 | 0 | 1 | D | 9 | 0 | C | 8
2000-10-27 | 5:00 | 0 | 0 | 0 | 2 | 0 | 0 | 2 | 0 | 0 | 2 | 0 | 0 | 2 | 0 | 0 | 2 | 0 | 0 | 2 | 0 | 0 | 2 | 0 | 5 | E | 9 | 3 | E | 9 | 6.1 | A | 7 | -0.6 | A | 7 | 62 | A | 7 | 834 | A | 7 | 210 | A | 7 | 3.6 | A | 7 | 16000 | B | 7 | 77777 | A | 7 | 1.5 | E | 8 | 0.055 | F | 8 | 0.2 | F | 8 | 0 | 1 | D | 9 | 0 | C | 8
2000-10-27 | 6:00 | 0 | 0 | 0 | 2 | 0 | 0 | 2 | 0 | 0 | 2 | 0 | 0 | 2 | 0 | 0 | 2 | 0 | 0 | 2 | 0 | 0 | 2 | 0 | 4 | E | 9 | 2 | E | 9 | 4.4 | A | 7 | 0 | A | 7 | 73 | A | 7 | 833 | A | 7 | 240 | A | 7 | 2.1 | A | 7 | 16000 | B | 7 | 7620 | A | 7 | 1.6 | E | 8 | 0.055 | F | 8 | 0.2 | F | 8 | 0 | 1 | D | 9 | 0 | C | 8
2000-10-27 | 7:00 | 44 | 843 | 3 | 2 | 9 | 82 | 2 | 21 | 2 | 2 | 9 | 7 | 2 | 9 | 47 | 2 | 21 | 5 | 2 | 9 | 8 | 2 | 25 | 3 | E | 9 | 1 | E | 9 | 4.4 | A | 7 | 0.6 | A | 7 | 76 | A | 7 | 833 | A | 7 | 220 | A | 7 | 2.6 | A | 7 | 16000 | B | 7 | 7620 | A | 7 | 1.7 | E | 8 | 0.055 | F | 8 | 0.2 | F | 8 | 0 | 1 | D | 9 | 0 | C | 8
2000-10-27 | 8:00 | 270 | 1385 | 143 | 2 | 9 | 347 | 2 | 21 | 75 | 2 | 9 | 146 | 2 | 9 | 256 | 2 | 21 | 96 | 2 | 9 | 139 | 2 | 25 | 2 | E | 9 | 1 | E | 9 | 7.8 | A | 7 | 0.6 | A | 7 | 60 | A | 7 | 836 | A | 7 | 240 | A | 7 | 1.5 | A | 7 | 16000 | B | 7 | 7620 | A | 7 | 1.7 | E | 8 | 0.055 | F | 8 | 0.2 | F | 8 | 0 | 1 | D | 9 | 0 | C | 8
2000-10-27 | 9:00 | 491 | 1385 | 308 | 2 | 9 | 571 | 2 | 21 | 105 | 2 | 9 | 315 | 2 | 9 | 521 | 2 | 21 | 130 | 2 | 9 | 193 | 2 | 25 | 4 | E | 9 | 2 | E | 9 | 9.4 | A | 7 | -0.6 | A | 7 | 49 | A | 7 | 837 | A | 7 | 0 | A | 7 | 0 | A | 7 | 16000 | B | 7 | 7620 | A | 7 | 1.8 | E | 8 | 0.055 | F | 8 | 0.2 | F | 8 | 0 | 1 | D | 9 | 0 | C | 8
2000-10-27 | 10:00 | 666 | 1385 | 422 | 2 | 9 | 440 | 2 | 21 | 209 | 2 | 9 | 448 | 2 | 9 | 453 | 2 | 21 | 230 | 2 | 9 | 472 | 2 | 25 | 5 | E | 9 | 4 | E | 9 | 11.1 | A | 7 | 1.7 | A | 7 | 52 | A | 7 | 837 | A | 7 | 70 | A | 7 | 2.1 | A | 7 | 16000 | B | 7 | 7620 | A | 7 | 1.9 | E | 8 | 0.055 | F | 8 | 0.2 | F | 8 | 0 | 1 | D | 9 | 0 | C | 8
2000-10-27 | 11:00 | 782 | 1385 | 542 | 2 | 9 | 732 | 2 | 21 | 127 | 2 | 9 | 572 | 2 | 9 | 734 | 2 | 21 | 156 | 2 | 9 | 291 | 2 | 25 | 3 | E | 9 | 2 | E | 9 | 12.8 | A | 7 | 3.3 | A | 7 | 52 | A | 7 | 835 | A | 7 | 90 | B | 8 | 2.1 | A | 7 | 16000 | B | 7 | 7620 | A | 7 | 1.9 | E | 8 | 0.055 | F | 8 | 0.2 | F | 8 | 0 | 1 | D | 9 | 0 | C | 8
2000-10-27 | 12:00 | 831 | 1385 | 545 | 2 | 9 | 577 | 2 | 21 | 197 | 2 | 9 | 581 | 2 | 9 | 592 | 2 | 21 | 224 | 2 | 9 | 465 | 2 | 25 | 4 | E | 9 | 3 | E | 9 | 15 | A | 7 | 5.6 | A | 7 | 53 | A | 7 | 838 | A | 7 | 100 | A | 7 | 4.1 | A | 7 | 16000 | B | 7 | 7620 | A | 7 | 1.9 | E | 8 | 0.055 | F | 8 | 0.2 | F | 8 | 0 | 1 | D | 9 | 0 | C | 8
2000-10-27 | 13:00 | 811 | 1385 | 607 | 2 | 9 | 819 | 2 | 21 | 126 | 2 | 9 | 643 | 2 | 9 | 825 | 2 | 21 | 159 | 2 | 9 | 297 | 2 | 25 | 5 | E | 9 | 4 | E | 9 | 16.1 | A | 7 | 5.6 | A | 7 | 50 | A | 7 | 837 | A | 7 | 80 | A | 7 | 3.6 | A | 7 | 16000 | B | 7 | 7620 | A | 7 | 1.9 | E | 8 | 0.055 | F | 8 | 0.2 | F | 8 | 0 | 1 | D | 9 | 0 | C | 8
2000-10-27 | 14:00 | 721 | 1385 | 548 | 2 | 9 | 730 | 2 | 21 | 167 | 2 | 9 | 562 | 2 | 9 | 711 | 2 | 21 | 191 | 2 | 9 | 342 | 2 | 25 | 5 | E | 9 | 4 | E | 9 | 16.1 | A | 7 | 6.7 | A | 7 | 54 | A | 7 | 836 | A | 7 | 60 | A | 7 | 6.7 | A | 7 | 16000 | B | 7 | 7620 | A | 7 | 1.9 | E | 8 | 0.055 | F | 8 | 0.2 | F | 8 | 0 | 1 | D | 9 | 0 | C | 8
2000-10-27 | 15:00 | 568 | 1385 | 228 | 2 | 9 | 99 | 2 | 21 | 187 | 2 | 9 | 250 | 2 | 9 | 96 | 2 | 21 | 210 | 2 | 9 | 514 | 2 | 25 | 9 | E | 9 | 6 | E | 9 | 15.6 | A | 7 | 7.2 | A | 7 | 57 | A | 7 | 836 | A | 7 | 50 | A | 7 | 5.2 | A | 7 | 16000 | B | 7 | 7620 | A | 7 | 1.9 | E | 8 | 0.055 | F | 8 | 0.2 | F | 8 | 0 | 1 | D | 9 | 0 | C | 8
2000-10-27 | 16:00 | 364 | 1385 | 73 | 2 | 9 | 0 | 2 | 21 | 73 | 2 | 9 | 84 | 2 | 9 | 0 | 2 | 21 | 84 | 2 | 9 | 279 | 2 | 25 | 9 | E | 9 | 5 | E | 9 | 14.4 | A | 7 | 7.8 | A | 7 | 65 | A | 7 | 836 | A | 7 | 360 | A | 7 | 6.2 | A | 7 | 16000 | B | 7 | 6706 | A | 7 | 1.9 | E | 8 | 0.055 | F | 8 | 0.2 | F | 8 | 0 | 1 | D | 9 | 0 | C | 8
2000-10-27 | 17:00 | 124 | 1385 | 46 | 2 | 9 | 124 | 2 | 21 | 35 | 2 | 9 | 48 | 2 | 9 | 55 | 2 | 21 | 43 | 2 | 9 | 65 | 2 | 25 | 9 | E | 9 | 8 | A | 7 | 12.8 | A | 7 | 7.8 | A | 7 | 72 | A | 7 | 832 | A | 7 | 280 | A | 7 | 5.2 | A | 7 | 16000 | B | 7 | 6706 | A | 7 | 1.9 | E | 8 | 0.055 | F | 8 | 0.2 | F | 8 | 0 | 1 | D | 9 | 0 | C | 8
2000-10-27 | 18:00 | 0 | 12 | 0 | 2 | 0 | 0 | 2 | 0 | 0 | 2 | 0 | 0 | 2 | 1 | 0 | 2 | 2 | 0 | 2 | 2 | 0 | 2 | 1 | 7 | E | 9 | 5 | E | 9 | 10 | A | 7 | 7.2 | A | 7 | 83 | A | 7 | 835 | A | 7 | 290 | A | 7 | 5.2 | A | 7 | 12800 | B | 7 | 6706 | A | 7 | 1.8 | E | 8 | 0.055 | F | 8 | 0.2 | F | 8 | 0 | 1 | D | 9 | 0 | C | 8
2000-10-27 | 19:00 | 0 | 0 | 0 | 2 | 0 | 0 | 2 | 0 | 0 | 2 | 0 | 0 | 2 | 0 | 0 | 2 | 0 | 0 | 2 | 0 | 0 | 2 | 0 | 10 | E | 9 | 4 | E | 9 | 9.4 | A | 7 | 6.7 | A | 7 | 83 | A | 7 | 835 | A | 7 | 0 | A | 7 | 0 | A | 7 | 12800 | B | 7 | 6096 | A | 7 | 1.8 | E | 8 | 0.055 | F | 8 | 0.2 | F | 8 | 0 | 1 | D | 9 | 0 | C | 8
2000-10-27 | 20:00 | 0 | 0 | 0 | 2 | 0 | 0 | 2 | 0 | 0 | 2 | 0 | 0 | 2 | 0 | 0 | 2 | 0 | 0 | 2 | 0 | 0 | 2 | 0 | 10 | E | 9 | 4 | E | 9 | 7.8 | A | 7 | 6.1 | A | 7 | 89 | A | 7 | 834 | A | 7 | 220 | A | 7 | 1.5 | A | 7 | 9600 | B | 7 | 6096 | A | 7 | 1.8 | E | 8 | 0.055 | F | 8 | 0.2 | F | 8 | 0 | 1 | D | 9 | 10 | C | 8
2000-10-27 | 21:00 | 0 | 0 | 0 | 2 | 0 | 0 | 2 | 0 | 0 | 2 | 0 | 0 | 2 | 0 | 0 | 2 | 0 | 0 | 2 | 0 | 0 | 2 | 0 | 9 | E | 9 | 4 | E | 9 | 8.9 | A | 7 | 6.7 | A | 7 | 86 | A | 7 | 834 | A | 7 | 240 | A | 7 | 1.5 | A | 7 | 11200 | B | 7 | 6096 | A | 7 | 1.8 | E | 8 | 0.055 | F | 8 | 0.2 | F | 8 | 0 | 1 | D | 9 | 0 | C | 8
2000-10-27 | 22:00 | 0 | 0 | 0 | 2 | 0 | 0 | 2 | 0 | 0 | 2 | 0 | 0 | 2 | 0 | 0 | 2 | 0 | 0 | 2 | 0 | 0 | 2 | 0 | 9 | E | 9 | 4 | E | 9 | 6.1 | A | 7 | 5 | A | 7 | 93 | A | 7 | 832 | A | 7 | 140 | A | 7 | 2.1 | A | 7 | 8000 | B | 7 | 6096 | A | 7 | 1.8 | E | 8 | 0.055 | F | 8 | 0.2 | F | 8 | 0 | 1 | D | 9 | 10 | C | 8
2000-10-27 | 23:00 | 0 | 0 | 0 | 2 | 0 | 0 | 2 | 0 | 0 | 2 | 0 | 0 | 2 | 0 | 0 | 2 | 0 | 0 | 2 | 0 | 0 | 2 | 0 | 10 | E | 9 | 9 | E | 9 | 6.1 | A | 7 | 5.6 | A | 7 | 97 | A | 7 | 832 | A | 7 | 150 | A | 7 | 3.1 | A | 7 | 8000 | B | 7 | 3353 | A | 7 | 1.8 | E | 8 | 0.055 | F | 8 | 0.2 | F | 8 | 0 | 1 | D | 9 | 10 | C | 8
2000-10-27 | 24:00 | 0 | 0 | 0 | 2 | 0 | 0 | 2 | 0 | 0 | 2 | 0 | 0 | 2 | 0 | 0 | 2 | 0 | 0 | 2 | 0 | 0 | 2 | 0 | 8 | E | 9 | 4 | E | 9 | 6.1 | A | 7 | 5 | A | 7 | 93 | A | 7 | 831 | A | 7 | 130 | A | 7 | 3.1 | A | 7 | 11200 | B | 7 | 3658 | A | 7 | 1.8 | E | 8 | 0.055 | F | 8 | 0.2 | F | 8 | 0 | 1 | D | 9 | 0 | C | 8
2000-10-28 | 1:00 | 0 | 0 | 0 | 2 | 0 | 0 | 2 | 0 | 0 | 2 | 0 | 0 | 2 | 0 | 0 | 2 | 0 | 0 | 2 | 0 | 0 | 2 | 0 | 10 | E | 9 | 4 | E | 9 | 8.3 | A | 7 | 6.1 | A | 7 | 86 | A | 7 | 831 | A | 7 | 160 | A | 7 | 4.6 | A | 7 | 16000 | B | 7 | 3658 | A | 7 | 1.7 | E | 8 | 0.054 | F | 8 | 0.2 | F | 8 | 0 | 1 | D | 9 | 0 | C | 8
2000-10-28 | 2:00 | 0 | 0 | 0 | 2 | 0 | 0 | 2 | 0 | 0 | 2 | 0 | 0 | 2 | 0 | 0 | 2 | 0 | 0 | 2 | 0 | 0 | 2 | 0 | 8 | E | 9 | 4 | E | 9 | 9.4 | A | 7 | 6.1 | A | 7 | 80 | A | 7 | 831 | A | 7 | 180 | A | 7 | 4.1 | A | 7 | 16000 | B | 7 | 6096 | A | 7 | 1.7 | E | 8 | 0.054 | F | 8 | 0.2 | F | 8 | 0 | 1 | D | 9 | 0 | C | 8
2000-10-28 | 3:00 | 0 | 0 | 0 | 2 | 0 | 0 | 2 | 0 | 0 | 2 | 0 | 0 | 2 | 0 | 0 | 2 | 0 | 0 | 2 | 0 | 0 | 2 | 0 | 9 | E | 9 | 4 | E | 9 | 9.4 | A | 7 | 6.1 | A | 7 | 80 | A | 7 | 831 | A | 7 | 170 | A | 7 | 4.1 | A | 7 | 16000 | B | 7 | 6096 | A | 7 | 1.7 | E | 8 | 0.054 | F | 8 | 0.2 | F | 8 | 0 | 1 | D | 9 | 0 | C | 8
2000-10-28 | 4:00 | 0 | 0 | 0 | 2 | 0 | 0 | 2 | 0 | 0 | 2 | 0 | 0 | 2 | 0 | 0 | 2 | 0 | 0 | 2 | 0 | 0 | 2 | 0 | 10 | E | 9 | 6 | E | 9 | 8.9 | A | 7 | 6.1 | A | 7 | 83 | A | 7 | 830 | A | 7 | 160 | A | 7 | 2.6 | A | 7 | 16000 | B | 7 | 6096 | A | 7 | 1.6 | E | 8 | 0.054 | F | 8 | 0.2 | F | 8 | 0 | 1 | D | 9 | 0 | C | 8
2000-10-28 | 5:00 | 0 | 0 | 0 | 2 | 0 | 0 | 2 | 0 | 0 | 2 | 0 | 0 | 2 | 0 | 0 | 2 | 0 | 0 | 2 | 0 | 0 | 2 | 0 | 10 | E | 9 | 9 | E | 9 | 8.3 | A | 7 | 6.7 | A | 7 | 90 | A | 7 | 830 | A | 7 | 0 | A | 7 | 0 | A | 7 | 16000 | B | 7 | 2438 | A | 7 | 1.6 | E | 8 | 0.054 | F | 8 | 0.2 | F | 8 | 0 | 1 | D | 9 | 0 | C | 8
2000-10-28 | 6:00 | 0 | 0 | 0 | 2 | 0 | 0 | 2 | 0 | 0 | 2 | 0 | 0 | 2 | 0 | 0 | 2 | 0 | 0 | 2 | 0 | 0 | 2 | 0 | 10 | E | 9 | 8 | E | 9 | 8.3 | A | 7 | 7.2 | A | 7 | 93 | A | 7 | 830 | A | 7 | 120 | A | 7 | 3.6 | A | 7 | 16000 | B | 7 | 2438 | A | 7 | 1.6 | E | 8 | 0.054 | F | 8 | 0.2 | F | 8 | 0 | 1 | D | 9 | 0 | C | 8
2000-10-28 | 7:00 | 41 | 820 | 1 | 2 | 9 | 0 | 2 | 21 | 1 | 2 | 9 | 1 | 2 | 9 | 0 | 2 | 21 | 1 | 2 | 9 | 4 | 2 | 25 | 10 | E | 9 | 8 | E | 9 | 9.4 | A | 7 | 8.3 | A | 7 | 93 | A | 7 | 831 | A | 7 | 140 | A | 7 | 3.6 | A | 7 | 16000 | B | 7 | 3353 | A | 7 | 1.5 | E | 8 | 0.054 | F | 8 | 0.2 | F | 8 | 0 | 1 | D | 9 | 0 | C | 8
2000-10-28 | 8:00 | 264 | 1386 | 54 | 2 | 9 | 0 | 2 | 21 | 54 | 2 | 9 | 61 | 2 | 9 | 0 | 2 | 21 | 61 | 2 | 9 | 196 | 2 | 25 | 9 | E | 9 | 7 | E | 9 | 10 | A | 7 | 8.9 | A | 7 | 93 | A | 7 | 831 | A | 7 | 130 | A | 7 | 3.6 | A | 7 | 16000 | B | 7 | 5486 | A | 7 | 1.5 | E | 8 | 0.054 | F | 8 | 0.2 | F | 8 | 0 | 1 | D | 9 | 10 | C | 8
2000-10-28 | 9:00 | 486 | 1386 | 105 | 2 | 9 | 0 | 2 | 21 | 105 | 2 | 9 | 120 | 2 | 9 | 0 | 2 | 21 | 120 | 2 | 9 | 416 | 2 | 25 | 9 | E | 9 | 5 | E | 9 | 8.3 | A | 7 | 6.7 | A | 7 | 90 | A | 7 | 830 | A | 7 | 250 | A | 7 | 3.6 | A | 7 | 8000 | B | 7 | 6096 | A | 7 | 1.4 | E | 8 | 0.054 | F | 8 | 0.2 | F | 8 | 0 | 1 | D | 9 | 5 | C | 8
2000-10-28 | 10:00 | 660 | 1386 | 227 | 2 | 9 | 12 | 2 | 21 | 221 | 2 | 9 | 254 | 2 | 9 | 10 | 2 | 21 | 249 | 2 | 9 | 819 | 2 | 25 | 10 | E | 9 | 7 | E | 9 | 10.6 | A | 7 | 7.2 | A | 7 | 79 | A | 7 | 831 | A | 7 | 270 | A | 7 | 2.6 | A | 7 | 9600 | B | 7 | 6096 | A | 7 | 1.4 | E | 8 | 0.054 | F | 8 | 0.2 | F | 8 | 0 | 1 | D | 9 | 0 | C | 8
2000-10-28 | 11:00 | 776 | 1386 | 268 | 2 | 9 | 30 | 2 | 21 | 251 | 2 | 9 | 304 | 2 | 9 | 27 | 2 | 21 | 288 | 2 | 9 | 989 | 2 | 25 | 9 | E | 9 | 8 | E | 9 | 11.7 | A | 7 | 7.2 | A | 7 | 74 | A | 7 | 829 | A | 7 | 280 | A | 7 | 2.1 | A | 7 | 11200 | B | 7 | 3353 | A | 7 | 1.4 | E | 8 | 0.054 | F | 8 | 0.2 | F | 8 | 0 | 1 | D | 9 | 5 | C | 8
2000-10-28 | 12:00 | 826 | 1386 | 103 | 2 | 9 | 0 | 2 | 21 | 103 | 2 | 9 | 126 | 2 | 9 | 0 | 2 | 21 | 126 | 2 | 9 | 508 | 2 | 25 | 9 | E | 9 | 6 | E | 9 | 15 | A | 7 | 7.8 | A | 7 | 62 | A | 7 | 831 | A | 7 | 220 | A | 7 | 3.1 | A | 7 | 16000 | B | 7 | 6096 | A | 7 | 1.4 | E | 8 | 0.054 | F | 8 | 0.2 | F | 8 | 0 | 1 | D | 9 | 5 | C | 8
2000-10-28 | 13:00 | 805 | 1386 | 295 | 2 | 9 | 72 | 2 | 21 | 253 | 2 | 9 | 324 | 2 | 9 | 73 | 2 | 21 | 282 | 2 | 9 | 805 | 2 | 25 | 10 | E | 9 | 7 | E | 9 | 14.4 | A | 7 | 8.3 | A | 7 | 67 | A | 7 | 829 | A | 7 | 310 | A | 7 | 5.7 | A | 7 | 9600 | B | 7 | 6096 | A | 7 | 1.3 | E | 8 | 0.054 | F | 8 | 0.2 | F | 8 | 0 | 1 | D | 9 | 5 | C | 8
2000-10-28 | 14:00 | 715 | 1386 | 160 | 2 | 9 | 12 | 2 | 21 | 154 | 2 | 9 | 187 | 2 | 9 | 9 | 2 | 21 | 182 | 2 | 9 | 669 | 2 | 25 | 8 | E | 9 | 6 | E | 9 | 12.2 | A | 7 | 7.8 | A | 7 | 74 | A | 7 | 828 | A | 7 | 300 | A | 7 | 4.6 | A | 7 | 9600 | B | 7 | 6096 | A | 7 | 1.3 | E | 8 | 0.054 | F | 8 | 0.2 | F | 8 | 0 | 1 | D | 9 | 5 | C | 8
2000-10-28 | 15:00 | 563 | 1386 | 239 | 2 | 9 | 129 | 2 | 21 | 187 | 2 | 9 | 259 | 2 | 9 | 127 | 2 | 21 | 207 | 2 | 9 | 440 | 2 | 25 | 10 | E | 9 | 7 | E | 9 | 12.8 | A | 7 | 7.8 | A | 7 | 72 | A | 7 | 828 | A | 7 | 360 | A | 7 | 4.1 | A | 7 | 9600 | B | 7 | 6096 | A | 7 | 1.3 | E | 8 | 0.054 | F | 8 | 0.2 | F | 8 | 0 | 1 | D | 9 | 0 | C | 8
2000-10-28 | 16:00 | 358 | 1386 | 190 | 2 | 9 | 349 | 2 | 21 | 100 | 2 | 9 | 196 | 2 | 9 | 291 | 2 | 21 | 120 | 2 | 9 | 188 | 2 | 25 | 9 | E | 9 | 7 | E | 9 | 13.3 | A | 7 | 6.7 | A | 7 | 64 | A | 7 | 828 | A | 7 | 110 | A | 7 | 5.2 | A | 7 | 16000 | B | 7 | 6096 | A | 7 | 1.2 | E | 8 | 0.054 | F | 8 | 0.2 | F | 8 | 0 | 1 | D | 9 | 0 | C | 8
2000-10-28 | 17:00 | 119 | 1375 | 54 | 2 | 9 | 236 | 2 | 21 | 33 | 2 | 9 | 56 | 2 | 9 | 114 | 2 | 21 | 46 | 2 | 9 | 60 | 2 | 25 | 10 | E | 9 | 10 | A | 7 | 12.2 | A | 7 | 6.7 | A | 7 | 69 | A | 7 | 825 | A | 7 | 250 | A | 7 | 4.1 | A | 7 | 16000 | B | 7 | 6096 | A | 7 | 1.2 | E | 8 | 0.054 | F | 8 | 0.2 | F | 8 | 0 | 1 | D | 9 | 0 | C | 8
2000-10-28 | 18:00 | 0 | 0 | 0 | 2 | 0 | 0 | 2 | 0 | 0 | 2 | 0 | 0 | 2 | 0 | 0 | 2 | 0 | 0 | 2 | 0 | 0 | 2 | 0 | 8 | E | 9 | 7 | E | 9 | 10 | A | 7 | 7.2 | A | 7 | 83 | A | 7 | 827 | A | 7 | 280 | A | 7 | 3.6 | A | 7 | 16000 | B | 7 | 7620 | A | 7 | 1.2 | E | 8 | 0.054 | F | 8 | 0.2 | F | 8 | 0 | 1 | D | 9 | 0 | C | 8
2000-10-28 | 19:00 | 0 | 0 | 0 | 2 | 0 | 0 | 2 | 0 | 0 | 2 | 0 | 0 | 2 | 0 | 0 | 2 | 0 | 0 | 2 | 0 | 0 | 2 | 0 | 9 | B | 8 | 7 | B | 8 | 9.4 | B | 8 | 7.3 | B | 8 | 87 | A | 7 | 826 | B | 8 | 270 | B | 8 | 3.4 | B | 8 | 16000 | C | 8 | 6858 | B | 8 | 1.2 | E | 8 | 0.054 | F | 8 | 0.2 | F | 8 | 0 | 1 | D | 9 | 0 | C | 8
2000-10-28 | 20:00 | 0 | 0 | 0 | 2 | 0 | 0 | 2 | 0 | 0 | 2 | 0 | 0 | 2 | 0 | 0 | 2 | 0 | 0 | 2 | 0 | 0 | 2 | 0 | 9 | E | 9 | 7 | E | 9 | 9.4 | A | 7 | 7.2 | A | 7 | 86 | A | 7 | 826 | A | 7 | 260 | A | 7 | 3.1 | A | 7 | 16000 | B | 7 | 6096 | A | 7 | 1.1 | E | 8 | 0.054 | F | 8 | 0.2 | F | 8 | 0 | 1 | D | 9 | 0 | C | 8
2000-10-28 | 21:00 | 0 | 0 | 0 | 2 | 0 | 0 | 2 | 0 | 0 | 2 | 0 | 0 | 2 | 0 | 0 | 2 | 0 | 0 | 2 | 0 | 0 | 2 | 0 | 9 | E | 9 | 5 | E | 9 | 8.9 | A | 7 | 7.2 | A | 7 | 89 | A | 7 | 826 | A | 7 | 320 | A | 7 | 2.1 | A | 7 | 16000 | B | 7 | 6096 | A | 7 | 1.1 | E | 8 | 0.054 | F | 8 | 0.2 | F | 8 | 0 | 1 | D | 9 | 0 | C | 8
2000-10-28 | 22:00 | 0 | 0 | 0 | 2 | 0 | 0 | 2 | 0 | 0 | 2 | 0 | 0 | 2 | 0 | 0 | 2 | 0 | 0 | 2 | 0 | 0 | 2 | 0 | 10 | E | 9 | 9 | E | 9 | 8.3 | A | 7 | 7.2 | A | 7 | 93 | A | 7 | 827 | A | 7 | 340 | A | 7 | 3.1 | A | 7 | 16000 | B | 7 | 2134 | A | 7 | 1.1 | E | 8 | 0.054 | F | 8 | 0.2 | F | 8 | 0 | 1 | D | 9 | 0 | C | 8
2000-10-28 | 23:00 | 0 | 0 | 0 | 2 | 0 | 0 | 2 | 0 | 0 | 2 | 0 | 0 | 2 | 0 | 0 | 2 | 0 | 0 | 2 | 0 | 0 | 2 | 0 | 10 | E | 9 | 10 | E | 9 | 7.2 | A | 7 | 6.7 | A | 7 | 97 | A | 7 | 826 | A | 7 | 350 | A | 7 | 2.1 | A | 7 | 16000 | B | 7 | 2134 | A | 7 | 1 | E | 8 | 0.054 | F | 8 | 0.2 | F | 8 | 0 | 1 | D | 9 | 0 | C | 8
2000-10-28 | 24:00 | 0 | 0 | 0 | 2 | 0 | 0 | 2 | 0 | 0 | 2 | 0 | 0 | 2 | 0 | 0 | 2 | 0 | 0 | 2 | 0 | 0 | 2 | 0 | 10 | E | 9 | 10 | E | 9 | 7.8 | A | 7 | 7.2 | A | 7 | 96 | A | 7 | 826 | A | 7 | 360 | A | 7 | 3.1 | A | 7 | 16000 | B | 7 | 1219 | A | 7 | 1 | E | 8 | 0.054 | F | 8 | 0.2 | F | 8 | 0 | 1 | D | 9 | 0 | C | 8
2000-10-29 | 1:00 | 0 | 0 | 0 | 2 | 0 | 0 | 2 | 0 | 0 | 2 | 0 | 0 | 2 | 0 | 0 | 2 | 0 | 0 | 2 | 0 | 0 | 2 | 0 | 10 | E | 9 | 10 | E | 9 | 8.3 | A | 7 | 8.3 | A | 7 | 100 | A | 7 | 825 | A | 7 | 310 | A | 7 | 5.7 | A | 7 | 4000 | B | 7 | 30 | A | 7 | 1 | E | 8 | 0.054 | F | 8 | 0.2 | F | 8 | 0 | 1 | D | 9 | 10 | C | 8
2000-10-29 | 2:00 | 0 | 0 | 0 | 2 | 0 | 0 | 2 | 0 | 0 | 2 | 0 | 0 | 2 | 0 | 0 | 2 | 0 | 0 | 2 | 0 | 0 | 2 | 0 | 10 | E | 9 | 10 | E | 9 | 8.3 | A | 7 | 8.3 | A | 7 | 100 | A | 7 | 825 | A | 7 | 310 | A | 7 | 5.2 | A | 7 | 4000 | B | 7 | 30 | A | 7 | 1 | E | 8 | 0.054 | F | 8 | 0.2 | F | 8 | 0 | 1 | D | 9 | 10 | C | 8
2000-10-29 | 3:00 | 0 | 0 | 0 | 2 | 0 | 0 | 2 | 0 | 0 | 2 | 0 | 0 | 2 | 0 | 0 | 2 | 0 | 0 | 2 | 0 | 0 | 2 | 0 | 10 | E | 9 | 10 | E | 9 | 8.3 | A | 7 | 8.3 | A | 7 | 100 | A | 7 | 825 | A | 7 | 310 | A | 7 | 3.1 | A | 7 | 5600 | B | 7 | 30 | A | 7 | 1 | E | 8 | 0.054 | F | 8 | 0.2 | F | 8 | 3 | 1 | D | 9 | 10 | C | 8
2000-10-29 | 4:00 | 0 | 0 | 0 | 2 | 0 | 0 | 2 | 0 | 0 | 2 | 0 | 0 | 2 | 0 | 0 | 2 | 0 | 0 | 2 | 0 | 0 | 2 | 0 | 10 | E | 9 | 10 | E | 9 | 8.3 | A | 7 | 7.8 | A | 7 | 97 | A | 7 | 825 | A | 7 | 260 | A | 7 | 3.1 | A | 7 | 800 | B | 7 | 1402 | A | 7 | 1 | E | 8 | 0.054 | F | 8 | 0.2 | F | 8 | 0 | 1 | D | 9 | 0 | C | 8
2000-10-29 | 5:00 | 0 | 0 | 0 | 2 | 0 | 0 | 2 | 0 | 0 | 2 | 0 | 0 | 2 | 0 | 0 | 2 | 0 | 0 | 2 | 0 | 0 | 2 | 0 | 10 | E | 9 | 10 | E | 9 | 8.3 | A | 7 | 7.2 | A | 7 | 93 | A | 7 | 826 | A | 7 | 290 | A | 7 | 2.1 | A | 7 | 16000 | B | 7 | 1981 | A | 7 | 1 | E | 8 | 0.054 | F | 8 | 0.2 | F | 8 | 0 | 1 | D | 9 | 0 | C | 8
2000-10-29 | 6:00 | 0 | 0 | 0 | 2 | 0 | 0 | 2 | 0 | 0 | 2 | 0 | 0 | 2 | 0 | 0 | 2 | 0 | 0 | 2 | 0 | 0 | 2 | 0 | 10 | E | 9 | 10 | E | 9 | 8.3 | A | 7 | 6.7 | A | 7 | 90 | A | 7 | 827 | A | 7 | 0 | A | 7 | 0 | A | 7 | 11200 | B | 7 | 2316 | A | 7 | 1 | E | 8 | 0.054 | F | 8 | 0.2 | F | 8 | 0 | 1 | D | 9 | 0 | C | 8
2000-10-29 | 7:00 | 38 | 774 | 1 | 2 | 9 | 6 | 2 | 21 | 1 | 2 | 9 | 2 | 2 | 9 | 2 | 2 | 21 | 2 | 2 | 9 | 2 | 2 | 25 | 9 | E | 9 | 9 | E | 9 | 7.2 | A | 7 | 6.1 | A | 7 | 93 | A | 7 | 827 | A | 7 | 80 | A | 7 | 3.1 | A | 7 | 16000 | B | 7 | 3353 | A | 7 | 1 | E | 8 | 0.054 | F | 8 | 0.2 | F | 8 | 0 | 1 | D | 9 | 0 | C | 8
2000-10-29 | 8:00 | 259 | 1387 | 91 | 2 | 9 | 28 | 2 | 21 | 86 | 2 | 9 | 100 | 2 | 9 | 23 | 2 | 21 | 95 | 2 | 9 | 201 | 2 | 25 | 9 | E | 9 | 9 | E | 9 | 7.8 | A | 7 | 6.7 | A | 7 | 93 | A | 7 | 829 | A | 7 | 100 | A | 7 | 2.6 | A | 7 | 16000 | B | 7 | 2438 | A | 7 | 1 | E | 8 | 0.054 | F | 8 | 0.2 | F | 8 | 0 | 1 | D | 9 | 0 | C | 8
2000-10-29 | 9:00 | 480 | 1387 | 141 | 2 | 9 | 0 | 2 | 21 | 141 | 2 | 9 | 158 | 2 | 9 | 0 | 2 | 21 | 158 | 2 | 9 | 507 | 2 | 25 | 8 | E | 9 | 8 | E | 9 | 8.3 | A | 7 | 6.7 | A | 7 | 90 | A | 7 | 829 | A | 7 | 130 | A | 7 | 3.1 | A | 7 | 16000 | B | 7 | 2438 | A | 7 | 1 | E | 8 | 0.054 | F | 8 | 0.2 | F | 8 | 0 | 1 | D | 9 | 0 | C | 8
2000-10-29 | 10:00 | 655 | 1387 | 234 | 2 | 9 | 43 | 2 | 21 | 214 | 2 | 9 | 257 | 2 | 9 | 43 | 2 | 21 | 237 | 2 | 9 | 618 | 2 | 25 | 8 | E | 9 | 8 | E | 9 | 9.4 | A | 7 | 6.7 | A | 7 | 83 | A | 7 | 830 | A | 7 | 130 | A | 7 | 3.6 | A | 7 | 16000 | B | 7 | 2591 | A | 7 | 1 | E | 8 | 0.054 | F | 8 | 0.2 | F | 8 | 0 | 1 | D | 9 | 0 | C | 8
2000-10-29 | 11:00 | 770 | 1387 | 530 | 2 | 9 | 611 | 2 | 21 | 189 | 2 | 9 | 561 | 2 | 9 | 621 | 2 | 21 | 215 | 2 | 9 | 423 | 2 | 25 | 5 | E | 9 | 5 | E | 9 | 12.2 | A | 7 | 6.7 | A | 7 | 69 | A | 7 | 831 | A | 7 | 160 | A | 7 | 3.6 | A | 7 | 16000 | B | 7 | 77777 | A | 7 | 1 | E | 8 | 0.054 | F | 8 | 0.2 | F | 8 | 0 | 1 | D | 9 | 0 | C | 8
2000-10-29 | 12:00 | 820 | 1387 | 599 | 2 | 9 | 830 | 2 | 21 | 107 | 2 | 9 | 627 | 2 | 9 | 825 | 2 | 21 | 137 | 2 | 9 | 243 | 2 | 25 | 4 | E | 9 | 4 | E | 9 | 15.6 | A | 7 | 3.3 | A | 7 | 44 | A | 7 | 831 | A | 7 | 290 | A | 7 | 3.1 | A | 7 | 16000 | B | 7 | 77777 | A | 7 | 1 | E | 8 | 0.054 | F | 8 | 0.2 | F | 8 | 0 | 1 | D | 9 | 0 | C | 8
2000-10-29 | 13:00 | 799 | 1387 | 583 | 2 | 9 | 843 | 2 | 21 | 96 | 2 | 9 | 615 | 2 | 9 | 839 | 2 | 21 | 130 | 2 | 9 | 221 | 2 | 25 | 4 | E | 9 | 4 | E | 9 | 17.8 | A | 7 | 1.1 | A | 7 | 32 | A | 7 | 832 | A | 7 | 260 | A | 7 | 5.2 | A | 7 | 16000 | B | 7 | 77777 | A | 7 | 1 | E | 8 | 0.054 | F | 8 | 0.2 | F | 8 | 0 | 1 | D | 9 | 0 | C | 8
2000-10-29 | 14:00 | 709 | 1387 | 485 | 2 | 9 | 771 | 2 | 21 | 89 | 2 | 9 | 507 | 2 | 9 | 758 | 2 | 21 | 118 | 2 | 9 | 191 | 2 | 25 | 3 | E | 9 | 3 | E | 9 | 17.8 | A | 7 | -3.3 | A | 7 | 23 | A | 7 | 832 | A | 7 | 270 | A | 7 | 4.6 | A | 7 | 16000 | B | 7 | 77777 | A | 7 | 1 | E | 8 | 0.054 | F | 8 | 0.2 | F | 8 | 0 | 1 | D | 9 | 0 | C | 8
2000-10-29 | 15:00 | 557 | 1387 | 380 | 2 | 9 | 766 | 2 | 21 | 71 | 2 | 9 | 395 | 2 | 9 | 727 | 2 | 21 | 102 | 2 | 9 | 144 | 2 | 25 | 3 | E | 9 | 3 | E | 9 | 17.2 | A | 7 | -3.9 | A | 7 | 22 | A | 7 | 832 | A | 7 | 280 | B | 8 | 2.1 | A | 7 | 16000 | B | 7 | 77777 | A | 7 | 1 | E | 8 | 0.054 | F | 8 | 0.2 | F | 8 | 0 | 1 | D | 9 | 0 | C | 8
2000-10-29 | 16:00 | 352 | 1387 | 228 | 2 | 9 | 725 | 2 | 21 | 43 | 2 | 9 | 237 | 2 | 9 | 623 | 2 | 21 | 78 | 2 | 9 | 88 | 2 | 25 | 3 | E | 9 | 3 | E | 9 | 17.2 | A | 7 | -3.3 | A | 7 | 24 | A | 7 | 832 | A | 7 | 290 | A | 7 | 4.1 | A | 7 | 16000 | B | 7 | 77777 | A | 7 | 1 | E | 8 | 0.054 | F | 8 | 0.2 | F | 8 | 0 | 1 | D | 9 | 0 | C | 8
2000-10-29 | 17:00 | 113 | 1352 | 46 | 2 | 9 | 328 | 2 | 21 | 20 | 2 | 9 | 49 | 2 | 9 | 194 | 2 | 21 | 32 | 2 | 9 | 38 | 2 | 25 | 5 | E | 9 | 5 | A | 7 | 14.4 | A | 7 | -2.2 | A | 7 | 31 | A | 7 | 829 | A | 7 | 270 | A | 7 | 3.6 | A | 7 | 16000 | B | 7 | 77777 | A | 7 | 1 | E | 8 | 0.054 | F | 8 | 0.2 | F | 8 | 0 | 1 | D | 9 | 0 | C | 8
2000-10-29 | 18:00 | 0 | 0 | 0 | 2 | 0 | 0 | 2 | 0 | 0 | 2 | 0 | 0 | 2 | 0 | 0 | 2 | 0 | 0 | 2 | 0 | 0 | 2 | 0 | 3 | E | 9 | 3 | E | 9 | 12.2 | A | 7 | -2.2 | A | 7 | 36 | A | 7 | 832 | A | 7 | 280 | A | 7 | 3.1 | A | 7 | 16000 | B | 7 | 77777 | A | 7 | 1 | E | 8 | 0.054 | F | 8 | 0.2 | F | 8 | 0 | 1 | D | 9 | 0 | C | 8
2000-10-29 | 19:00 | 0 | 0 | 0 | 2 | 0 | 0 | 2 | 0 | 0 | 2 | 0 | 0 | 2 | 0 | 0 | 2 | 0 | 0 | 2 | 0 | 0 | 2 | 0 | 0 | E | 9 | 0 | E | 9 | 6.7 | A | 7 | -1.7 | A | 7 | 54 | A | 7 | 830 | A | 7 | 110 | A | 7 | 3.1 | A | 7 | 16000 | B | 7 | 77777 | A | 7 | 1 | E | 8 | 0.054 | F | 8 | 0.2 | F | 8 | 0 | 1 | D | 9 | 0 | C | 8
2000-10-29 | 20:00 | 0 | 0 | 0 | 2 | 0 | 0 | 2 | 0 | 0 | 2 | 0 | 0 | 2 | 0 | 0 | 2 | 0 | 0 | 2 | 0 | 0 | 2 | 0 | 1 | E | 9 | 1 | E | 9 | 12.2 | A | 7 | -3.9 | A | 7 | 31 | A | 7 | 833 | A | 7 | 0 | A | 7 | 0 | A | 7 | 16000 | B | 7 | 77777 | A | 7 | 1 | E | 8 | 0.054 | F | 8 | 0.2 | F | 8 | 0 | 1 | D | 9 | 0 | C | 8
2000-10-29 | 21:00 | 0 | 0 | 0 | 2 | 0 | 0 | 2 | 0 | 0 | 2 | 0 | 0 | 2 | 0 | 0 | 2 | 0 | 0 | 2 | 0 | 0 | 2 | 0 | 1 | E | 9 | 0 | E | 9 | 5 | A | 7 | -0.6 | A | 7 | 67 | A | 7 | 830 | A | 7 | 150 | A | 7 | 3.6 | A | 7 | 16000 | B | 7 | 77777 | A | 7 | 1 | E | 8 | 0.054 | F | 8 | 0.2 | F | 8 | 0 | 1 | D | 9 | 0 | C | 8
2000-10-29 | 22:00 | 0 | 0 | 0 | 2 | 0 | 0 | 2 | 0 | 0 | 2 | 0 | 0 | 2 | 0 | 0 | 2 | 0 | 0 | 2 | 0 | 0 | 2 | 0 | 1 | E | 9 | 1 | E | 9 | 6.1 | A | 7 | 1.1 | A | 7 | 70 | A | 7 | 830 | A | 7 | 160 | A | 7 | 3.6 | A | 7 | 16000 | B | 7 | 77777 | A | 7 | 1 | E | 8 | 0.054 | F | 8 | 0.2 | F | 8 | 0 | 1 | D | 9 | 0 | C | 8
2000-10-29 | 23:00 | 0 | 0 | 0 | 2 | 0 | 0 | 2 | 0 | 0 | 2 | 0 | 0 | 2 | 0 | 0 | 2 | 0 | 0 | 2 | 0 | 0 | 2 | 0 | 0 | E | 9 | 0 | E | 9 | 6.1 | A | 7 | 2.8 | A | 7 | 79 | A | 7 | 830 | A | 7 | 160 | A | 7 | 4.1 | A | 7 | 16000 | B | 7 | 77777 | A | 7 | 1 | E | 8 | 0.054 | F | 8 | 0.2 | F | 8 | 0 | 1 | D | 9 | 0 | C | 8
2000-10-29 | 24:00 | 0 | 0 | 0 | 2 | 0 | 0 | 2 | 0 | 0 | 2 | 0 | 0 | 2 | 0 | 0 | 2 | 0 | 0 | 2 | 0 | 0 | 2 | 0 | 3 | E | 9 | 2 | E | 9 | 5.6 | A | 7 | 0.6 | A | 7 | 70 | A | 7 | 829 | A | 7 | 210 | A | 7 | 4.6 | A | 7 | 16000 | B | 7 | 77777 | A | 7 | 1 | E | 8 | 0.054 | F | 8 | 0.2 | F | 8 | 0 | 1 | D | 9 | 0 | C | 8
2000-10-30 | 1:00 | 0 | 0 | 0 | 2 | 0 | 0 | 2 | 0 | 0 | 2 | 0 | 0 | 2 | 0 | 0 | 2 | 0 | 0 | 2 | 0 | 0 | 2 | 0 | 4 | E | 9 | 3 | E | 9 | 4.4 | A | 7 | -1.1 | A | 7 | 67 | A | 7 | 828 | A | 7 | 220 | A | 7 | 3.6 | A | 7 | 16000 | B | 7 | 77777 | A | 7 | 1 | E | 8 | 0.053 | F | 8 | 0.2 | F | 8 | 0 | 1 | D | 9 | 0 | C | 8
2000-10-30 | 2:00 | 0 | 0 | 0 | 2 | 0 | 0 | 2 | 0 | 0 | 2 | 0 | 0 | 2 | 0 | 0 | 2 | 0 | 0 | 2 | 0 | 0 | 2 | 0 | 4 | E | 9 | 3 | E | 9 | 5.6 | A | 7 | -1.7 | A | 7 | 58 | A | 7 | 828 | A | 7 | 230 | A | 7 | 3.1 | A | 7 | 16000 | B | 7 | 77777 | A | 7 | 0.9 | E | 8 | 0.053 | F | 8 | 0.2 | F | 8 | 0 | 1 | D | 9 | 0 | C | 8
2000-10-30 | 3:00 | 0 | 0 | 0 | 2 | 0 | 0 | 2 | 0 | 0 | 2 | 0 | 0 | 2 | 0 | 0 | 2 | 0 | 0 | 2 | 0 | 0 | 2 | 0 | 6 | E | 9 | 4 | E | 9 | 4.4 | A | 7 | -1.7 | A | 7 | 63 | A | 7 | 828 | A | 7 | 210 | A | 7 | 3.6 | A | 7 | 16000 | B | 7 | 77777 | A | 7 | 0.9 | E | 8 | 0.053 | F | 8 | 0.2 | F | 8 | 0 | 1 | D | 9 | 0 | C | 8
2000-10-30 | 4:00 | 0 | 0 | 0 | 2 | 0 | 0 | 2 | 0 | 0 | 2 | 0 | 0 | 2 | 0 | 0 | 2 | 0 | 0 | 2 | 0 | 0 | 2 | 0 | 7 | E | 9 | 4 | E | 9 | 4.4 | A | 7 | -2.2 | A | 7 | 61 | A | 7 | 828 | A | 7 | 210 | A | 7 | 4.1 | A | 7 | 16000 | B | 7 | 77777 | A | 7 | 0.9 | E | 8 | 0.053 | F | 8 | 0.2 | F | 8 | 0 | 1 | D | 9 | 0 | C | 8
2000-10-30 | 5:00 | 0 | 0 | 0 | 2 | 0 | 0 | 2 | 0 | 0 | 2 | 0 | 0 | 2 | 0 | 0 | 2 | 0 | 0 | 2 | 0 | 0 | 2 | 0 | 7 | E | 9 | 4 | E | 9 | 1.7 | A | 7 | -1.7 | A | 7 | 77 | A | 7 | 830 | A | 7 | 190 | A | 7 | 3.1 | A | 7 | 16000 | B | 7 | 77777 | A | 7 | 0.9 | E | 8 | 0.053 | F | 8 | 0.2 | F | 8 | 0 | 1 | D | 9 | 0 | C | 8
2000-10-30 | 6:00 | 0 | 0 | 0 | 2 | 0 | 0 | 2 | 0 | 0 | 2 | 0 | 0 | 2 | 0 | 0 | 2 | 0 | 0 | 2 | 0 | 0 | 2 | 0 | 9 | E | 9 | 4 | E | 9 | 3.9 | A | 7 | -2.2 | A | 7 | 63 | A | 7 | 829 | A | 7 | 210 | A | 7 | 5.2 | A | 7 | 16000 | B | 7 | 7620 | A | 7 | 0.9 | E | 8 | 0.053 | F | 8 | 0.2 | F | 8 | 0 | 1 | D | 9 | 0 | C | 8
2000-10-30 | 7:00 | 36 | 752 | 1 | 2 | 9 | 20 | 2 | 21 | 1 | 2 | 9 | 3 | 2 | 9 | 11 | 2 | 21 | 2 | 2 | 9 | 3 | 2 | 25 | 8 | E | 9 | 4 | E | 9 | 3.3 | A | 7 | -1.7 | A | 7 | 69 | A | 7 | 829 | A | 7 | 240 | A | 7 | 3.6 | A | 7 | 16000 | B | 7 | 77777 | A | 7 | 0.9 | E | 8 | 0.053 | F | 8 | 0.2 | F | 8 | 0 | 1 | D | 9 | 0 | C | 8
2000-10-30 | 8:00 | 254 | 1388 | 101 | 2 | 9 | 106 | 2 | 21 | 82 | 2 | 9 | 109 | 2 | 9 | 79 | 2 | 21 | 95 | 2 | 9 | 176 | 2 | 25 | 4 | E | 9 | 2 | E | 9 | 5 | A | 7 | -0.6 | A | 7 | 67 | A | 7 | 830 | A | 7 | 240 | A | 7 | 3.6 | A | 7 | 16000 | B | 7 | 6706 | A | 7 | 0.9 | E | 8 | 0.053 | F | 8 | 0.2 | F | 8 | 0 | 1 | D | 9 | 0 | C | 8
2000-10-30 | 9:00 | 475 | 1388 | 360 | 2 | 9 | 660 | 2 | 21 | 133 | 2 | 9 | 371 | 2 | 9 | 606 | 2 | 21 | 162 | 2 | 9 | 258 | 2 | 25 | 1 | E | 9 | 1 | E | 9 | 7.2 | A | 7 | 0.6 | A | 7 | 63 | A | 7 | 832 | A | 7 | 270 | A | 7 | 5.2 | A | 7 | 16000 | B | 7 | 6706 | A | 7 | 0.9 | E | 8 | 0.053 | F | 8 | 0.2 | F | 8 | 0 | 1 | D | 9 | 0 | C | 8
2000-10-30 | 10:00 | 649 | 1388 | 507 | 2 | 9 | 924 | 2 | 21 | 74 | 2 | 9 | 530 | 2 | 9 | 892 | 2 | 21 | 111 | 2 | 9 | 148 | 2 | 25 | 2 | E | 9 | 2 | E | 9 | 9.4 | A | 7 | 3.9 | A | 7 | 68 | A | 7 | 832 | A | 7 | 260 | A | 7 | 3.1 | A | 7 | 16000 | B | 7 | 77777 | A | 7 | 0.9 | E | 8 | 0.053 | F | 8 | 0.2 | F | 8 | 0 | 1 | D | 9 | 0 | C | 8
2000-10-30 | 11:00 | 765 | 1388 | 549 | 2 | 9 | 781 | 2 | 21 | 117 | 2 | 9 | 581 | 2 | 9 | 783 | 2 | 21 | 149 | 2 | 9 | 266 | 2 | 25 | 3 | E | 9 | 3 | E | 9 | 11.1 | A | 7 | 5 | A | 7 | 66 | A | 7 | 830 | A | 7 | 310 | B | 8 | 1.5 | A | 7 | 16000 | B | 7 | 77777 | A | 7 | 0.9 | E | 8 | 0.053 | F | 8 | 0.2 | F | 8 | 0 | 1 | D | 9 | 0 | C | 8
2000-10-30 | 12:00 | 814 | 1388 | 611 | 2 | 9 | 787 | 2 | 21 | 148 | 2 | 9 | 641 | 2 | 9 | 787 | 2 | 21 | 177 | 2 | 9 | 342 | 2 | 25 | 6 | E | 9 | 5 | E | 9 | 12.2 | A | 7 | 4.4 | A | 7 | 59 | A | 7 | 832 | A | 7 | 0 | A | 7 | 0 | A | 7 | 16000 | B | 7 | 6706 | A | 7 | 0.9 | E | 8 | 0.053 | F | 8 | 0.2 | F | 8 | 0 | 1 | D | 9 | 0 | C | 8
2000-10-30 | 13:00 | 793 | 1388 | 459 | 2 | 9 | 341 | 2 | 21 | 264 | 2 | 9 | 490 | 2 | 9 | 360 | 2 | 21 | 283 | 2 | 9 | 652 | 2 | 25 | 1 | E | 9 | 1 | E | 9 | 12.8 | A | 7 | 3.9 | A | 7 | 55 | A | 7 | 832 | A | 7 | 250 | A | 7 | 2.1 | A | 7 | 16000 | B | 7 | 6706 | A | 7 | 0.9 | E | 8 | 0.053 | F | 8 | 0.2 | F | 8 | 0 | 1 | D | 9 | 0 | C | 8
2000-10-30 | 14:00 | 703 | 1388 | 513 | 2 | 9 | 765 | 2 | 21 | 124 | 2 | 9 | 536 | 2 | 9 | 754 | 2 | 21 | 153 | 2 | 9 | 264 | 2 | 25 | 1 | E | 9 | 1 | E | 9 | 15 | A | 7 | 3.9 | A | 7 | 47 | A | 7 | 832 | A | 7 | 170 | B | 8 | 2.1 | A | 7 | 16000 | B | 7 | 6706 | A | 7 | 1 | E | 8 | 0.053 | F | 8 | 0.2 | F | 8 | 0 | 1 | D | 9 | 0 | C | 8
2000-10-30 | 15:00 | 551 | 1388 | 379 | 2 | 9 | 742 | 2 | 21 | 83 | 2 | 9 | 398 | 2 | 9 | 707 | 2 | 21 | 116 | 2 | 9 | 167 | 2 | 25 | 1 | E | 9 | 0 | E | 9 | 15.6 | A | 7 | 3.3 | A | 7 | 44 | A | 7 | 833 | A | 7 | 80 | A | 7 | 2.6 | A | 7 | 16000 | B | 7 | 77777 | A | 7 | 1 | E | 8 | 0.053 | F | 8 | 0.2 | F | 8 | 0 | 1 | D | 9 | 0 | C | 8
2000-10-30 | 16:00 | 347 | 1388 | 194 | 2 | 9 | 482 | 2 | 21 | 73 | 2 | 9 | 197 | 2 | 9 | 397 | 2 | 21 | 98 | 2 | 9 | 130 | 2 | 25 | 6 | E | 9 | 6 | E | 9 | 15 | A | 7 | 3.3 | A | 7 | 45 | A | 7 | 832 | A | 7 | 10 | A | 7 | 3.1 | A | 7 | 16000 | B | 7 | 77777 | A | 7 | 1 | E | 8 | 0.053 | F | 8 | 0.2 | F | 8 | 0 | 1 | D | 9 | 0 | C | 8
2000-10-30 | 17:00 | 108 | 1307 | 45 | 2 | 9 | 248 | 2 | 21 | 26 | 2 | 9 | 48 | 2 | 9 | 129 | 2 | 21 | 37 | 2 | 9 | 45 | 2 | 25 | 9 | E | 9 | 9 | A | 7 | 11.7 | A | 7 | 3.9 | A | 7 | 59 | A | 7 | 832 | A | 7 | 350 | A | 7 | 4.6 | A | 7 | 16000 | B | 7 | 6706 | A | 7 | 1.1 | E | 8 | 0.053 | F | 8 | 0.2 | F | 8 | 0 | 1 | D | 9 | 0 | C | 8
2000-10-30 | 18:00 | 0 | 0 | 0 | 2 | 0 | 0 | 2 | 0 | 0 | 2 | 0 | 0 | 2 | 0 | 0 | 2 | 0 | 0 | 2 | 0 | 0 | 2 | 0 | 5 | E | 9 | 5 | E | 9 | 10.6 | A | 7 | 2.8 | A | 7 | 58 | A | 7 | 831 | A | 7 | 330 | A | 7 | 3.1 | A | 7 | 16000 | B | 7 | 6706 | A | 7 | 1.1 | E | 8 | 0.053 | F | 8 | 0.2 | F | 8 | 0 | 1 | D | 9 | 0 | C | 8
2000-10-30 | 19:00 | 0 | 0 | 0 | 2 | 0 | 0 | 2 | 0 | 0 | 2 | 0 | 0 | 2 | 0 | 0 | 2 | 0 | 0 | 2 | 0 | 0 | 2 | 0 | 4 | E | 9 | 3 | E | 9 | 9.4 | A | 7 | 3.3 | A | 7 | 66 | A | 7 | 831 | A | 7 | 300 | A | 7 | 3.6 | A | 7 | 16000 | B | 7 | 77777 | A | 7 | 1.1 | E | 8 | 0.053 | F | 8 | 0.2 | F | 8 | 0 | 1 | D | 9 | 0 | C | 8
2000-10-30 | 20:00 | 0 | 0 | 0 | 2 | 0 | 0 | 2 | 0 | 0 | 2 | 0 | 0 | 2 | 0 | 0 | 2 | 0 | 0 | 2 | 0 | 0 | 2 | 0 | 5 | E | 9 | 5 | E | 9 | 9.4 | A | 7 | 3.3 | A | 7 | 66 | A | 7 | 831 | A | 7 | 280 | A | 7 | 2.1 | A | 7 | 16000 | B | 7 | 77777 | A | 7 | 1.1 | E | 8 | 0.053 | F | 8 | 0.2 | F | 8 | 0 | 1 | D | 9 | 0 | C | 8
2000-10-30 | 21:00 | 0 | 0 | 0 | 2 | 0 | 0 | 2 | 0 | 0 | 2 | 0 | 0 | 2 | 0 | 0 | 2 | 0 | 0 | 2 | 0 | 0 | 2 | 0 | 6 | E | 9 | 6 | E | 9 | 7.8 | A | 7 | 2.8 | A | 7 | 71 | A | 7 | 830 | A | 7 | 220 | A | 7 | 3.1 | A | 7 | 16000 | B | 7 | 77777 | A | 7 | 1.2 | E | 8 | 0.053 | F | 8 | 0.2 | F | 8 | 0 | 1 | D | 9 | 0 | C | 8
2000-10-30 | 22:00 | 0 | 0 | 0 | 2 | 0 | 0 | 2 | 0 | 0 | 2 | 0 | 0 | 2 | 0 | 0 | 2 | 0 | 0 | 2 | 0 | 0 | 2 | 0 | 5 | E | 9 | 5 | E | 9 | 6.1 | A | 7 | 2.2 | A | 7 | 76 | A | 7 | 828 | A | 7 | 220 | A | 7 | 4.1 | A | 7 | 16000 | B | 7 | 77777 | A | 7 | 1.2 | E | 8 | 0.053 | F | 8 | 0.2 | F | 8 | 0 | 1 | D | 9 | 0 | C | 8
2000-10-30 | 23:00 | 0 | 0 | 0 | 2 | 0 | 0 | 2 | 0 | 0 | 2 | 0 | 0 | 2 | 0 | 0 | 2 | 0 | 0 | 2 | 0 | 0 | 2 | 0 | 3 | E | 9 | 3 | E | 9 | 6.1 | A | 7 | 2.2 | A | 7 | 76 | A | 7 | 828 | A | 7 | 200 | A | 7 | 4.6 | A | 7 | 16000 | B | 7 | 77777 | A | 7 | 1.2 | E | 8 | 0.053 | F | 8 | 0.2 | F | 8 | 0 | 1 | D | 9 | 0 | C | 8
2000-10-30 | 24:00 | 0 | 0 | 0 | 2 | 0 | 0 | 2 | 0 | 0 | 2 | 0 | 0 | 2 | 0 | 0 | 2 | 0 | 0 | 2 | 0 | 0 | 2 | 0 | 0 | E | 9 | 0 | E | 9 | 6.1 | A | 7 | 1.7 | A | 7 | 73 | A | 7 | 827 | A | 7 | 220 | A | 7 | 4.1 | A | 7 | 16000 | B | 7 | 77777 | A | 7 | 1.2 | E | 8 | 0.053 | F | 8 | 0.2 | F | 8 | 0 | 1 | D | 9 | 0 | C | 8
2000-10-31 | 1:00 | 0 | 0 | 0 | 2 | 0 | 0 | 2 | 0 | 0 | 2 | 0 | 0 | 2 | 0 | 0 | 2 | 0 | 0 | 2 | 0 | 0 | 2 | 0 | 0 | E | 9 | 0 | E | 9 | 4.4 | A | 7 | 1.1 | A | 7 | 79 | A | 7 | 827 | A | 7 | 220 | A | 7 | 2.6 | A | 7 | 16000 | B | 7 | 77777 | A | 7 | 1.1 | E | 8 | 0.052 | F | 8 | 0.2 | F | 8 | 0 | 1 | D | 9 | 0 | C | 8
2000-10-31 | 2:00 | 0 | 0 | 0 | 2 | 0 | 0 | 2 | 0 | 0 | 2 | 0 | 0 | 2 | 0 | 0 | 2 | 0 | 0 | 2 | 0 | 0 | 2 | 0 | 0 | E | 9 | 0 | E | 9 | 4.4 | A | 7 | 1.1 | A | 7 | 79 | A | 7 | 826 | A | 7 | 240 | A | 7 | 3.1 | A | 7 | 16000 | B | 7 | 77777 | A | 7 | 1.1 | E | 8 | 0.052 | F | 8 | 0.2 | F | 8 | 0 | 1 | D | 9 | 0 | C | 8
2000-10-31 | 3:00 | 0 | 0 | 0 | 2 | 0 | 0 | 2 | 0 | 0 | 2 | 0 | 0 | 2 | 0 | 0 | 2 | 0 | 0 | 2 | 0 | 0 | 2 | 0 | 0 | E | 9 | 0 | E | 9 | 2.8 | A | 7 | 0.6 | A | 7 | 85 | A | 7 | 825 | A | 7 | 240 | A | 7 | 3.6 | A | 7 | 16000 | B | 7 | 77777 | A | 7 | 1 | E | 8 | 0.052 | F | 8 | 0.2 | F | 8 | 0 | 1 | D | 9 | 0 | C | 8
2000-10-31 | 4:00 | 0 | 0 | 0 | 2 | 0 | 0 | 2 | 0 | 0 | 2 | 0 | 0 | 2 | 0 | 0 | 2 | 0 | 0 | 2 | 0 | 0 | 2 | 0 | 0 | E | 9 | 0 | E | 9 | 2.8 | A | 7 | 0.6 | A | 7 | 85 | A | 7 | 826 | A | 7 | 230 | A | 7 | 4.1 | A | 7 | 16000 | B | 7 | 77777 | A | 7 | 1 | E | 8 | 0.052 | F | 8 | 0.2 | F | 8 | 0 | 1 | D | 9 | 0 | C | 8
2000-10-31 | 5:00 | 0 | 0 | 0 | 2 | 0 | 0 | 2 | 0 | 0 | 2 | 0 | 0 | 2 | 0 | 0 | 2 | 0 | 0 | 2 | 0 | 0 | 2 | 0 | 0 | E | 9 | 0 | E | 9 | 2.2 | A | 7 | 0 | A | 7 | 85 | A | 7 | 828 | A | 7 | 240 | A | 7 | 4.1 | A | 7 | 16000 | B | 7 | 6096 | A | 7 | 1 | E | 8 | 0.052 | F | 8 | 0.2 | F | 8 | 0 | 1 | D | 9 | 0 | C | 8
2000-10-31 | 6:00 | 0 | 0 | 0 | 2 | 0 | 0 | 2 | 0 | 0 | 2 | 0 | 0 | 2 | 0 | 0 | 2 | 0 | 0 | 2 | 0 | 0 | 2 | 0 | 8 | E | 9 | 8 | E | 9 | 2.8 | A | 7 | 1.1 | A | 7 | 89 | A | 7 | 827 | A | 7 | 270 | A | 7 | 2.6 | A | 7 | 16000 | B | 7 | 183 | A | 7 | 0.9 | E | 8 | 0.052 | F | 8 | 0.2 | F | 8 | 0 | 1 | D | 9 | 0 | C | 8
2000-10-31 | 7:00 | 33 | 729 | 1 | 2 | 9 | 56 | 2 | 21 | 0 | 2 | 9 | 0 | 2 | 9 | 0 | 2 | 21 | 0 | 2 | 9 | 0 | 2 | 25 | 10 | E | 9 | 10 | E | 9 | 4.4 | A | 7 | 2.8 | A | 7 | 89 | A | 7 | 827 | A | 7 | 360 | A | 7 | 3.1 | A | 7 | 16000 | B | 7 | 244 | A | 7 | 0.9 | E | 8 | 0.052 | F | 8 | 0.2 | F | 8 | 0 | 1 | D | 9 | 0 | C | 8
2000-10-31 | 8:00 | 249 | 1388 | 168 | 2 | 9 | 318 | 2 | 21 | 111 | 2 | 9 | 170 | 2 | 9 | 222 | 2 | 21 | 130 | 2 | 9 | 242 | 2 | 25 | 10 | E | 9 | 10 | E | 9 | 4.4 | A | 7 | 2.8 | A | 7 | 89 | A | 7 | 828 | A | 7 | 10 | A | 7 | 4.1 | A | 7 | 16000 | B | 7 | 244 | A | 7 | 0.8 | E | 8 | 0.052 | F | 8 | 0.2 | F | 8 | 0 | 1 | D | 9 | 0 | C | 8
2000-10-31 | 9:00 | 469 | 1388 | 191 | 2 | 9 | 107 | 2 | 21 | 154 | 2 | 9 | 205 | 2 | 9 | 101 | 2 | 21 | 171 | 2 | 9 | 350 | 2 | 25 | 10 | E | 9 | 10 | E | 9 | 5 | A | 7 | 3.3 | A | 7 | 89 | A | 7 | 828 | A | 7 | 360 | A | 7 | 2.1 | A | 7 | 12800 | B | 7 | 183 | A | 7 | 0.8 | E | 8 | 0.052 | F | 8 | 0.2 | F | 8 | 0 | 1 | D | 9 | 10 | C | 8
2000-10-31 | 10:00 | 643 | 1388 | 195 | 2 | 9 | 6 | 2 | 21 | 192 | 2 | 9 | 220 | 2 | 9 | 5 | 2 | 21 | 218 | 2 | 9 | 738 | 2 | 25 | 10 | E | 9 | 10 | E | 9 | 5 | A | 7 | 4 | A | 7 | 93 | A | 7 | 828 | A | 7 | 320 | A | 7 | 3.6 | A | 7 | 1600 | B | 7 | 120 | A | 7 | 0.8 | E | 8 | 0.052 | F | 8 | 0.2 | F | 8 | 0 | 1 | D | 9 | 10 | C | 8
2000-10-31 | 11:00 | 759 | 1388 | 106 | 2 | 9 | 0 | 2 | 21 | 106 | 2 | 9 | 128 | 2 | 9 | 0 | 2 | 21 | 128 | 2 | 9 | 504 | 2 | 25 | 10 | E | 9 | 10 | E | 9 | 5 | A | 7 | 3.9 | A | 7 | 93 | A | 7 | 828 | A | 7 | 340 | A | 7 | 2.1 | A | 7 | 2400 | B | 7 | 122 | A | 7 | 0.7 | E | 8 | 0.052 | F | 8 | 0.2 | F | 8 | 0 | 1 | D | 9 | 10 | C | 8
2000-10-31 | 12:00 | 808 | 1388 | 97 | 2 | 9 | 0 | 2 | 21 | 97 | 2 | 9 | 119 | 2 | 9 | 0 | 2 | 21 | 119 | 2 | 9 | 478 | 2 | 25 | 10 | E | 9 | 10 | E | 9 | 6 | A | 7 | 5 | A | 7 | 93 | A | 7 | 827 | A | 7 | 20 | A | 7 | 2.1 | A | 7 | 2800 | B | 7 | 120 | A | 7 | 0.7 | E | 8 | 0.052 | F | 8 | 0.2 | F | 8 | 3 | 1 | D | 9 | 10 | C | 8
2000-10-31 | 13:00 | 787 | 1388 | 94 | 2 | 9 | 0 | 2 | 21 | 94 | 2 | 9 | 115 | 2 | 9 | 0 | 2 | 21 | 115 | 2 | 9 | 460 | 2 | 25 | 10 | E | 9 | 10 | E | 9 | 6 | A | 7 | 5 | A | 7 | 93 | A | 7 | 827 | A | 7 | 0 | A | 7 | 0 | A | 7 | 2800 | B | 7 | 90 | A | 7 | 0.7 | E | 8 | 0.052 | F | 8 | 0.2 | F | 8 | 0 | 1 | D | 9 | 10 | C | 8
2000-10-31 | 14:00 | 697 | 1388 | 108 | 2 | 9 | 0 | 2 | 21 | 108 | 2 | 9 | 129 | 2 | 9 | 0 | 2 | 21 | 129 | 2 | 9 | 496 | 2 | 25 | 10 | E | 9 | 10 | E | 9 | 5.6 | A | 7 | 5 | A | 7 | 96 | A | 7 | 826 | A | 7 | 280 | A | 7 | 1.5 | A | 7 | 1600 | B | 7 | 183 | A | 7 | 0.7 | E | 8 | 0.052 | F | 8 | 0.2 | F | 8 | 0 | 1 | D | 9 | 10 | C | 8
2000-10-31 | 15:00 | 545 | 1388 | 76 | 2 | 9 | 0 | 2 | 21 | 76 | 2 | 9 | 91 | 2 | 9 | 0 | 2 | 21 | 91 | 2 | 9 | 335 | 2 | 25 | 10 | E | 9 | 10 | E | 9 | 6.1 | A | 7 | 5 | A | 7 | 93 | A | 7 | 826 | A | 7 | 260 | A | 7 | 3.6 | A | 7 | 9600 | B | 7 | 183 | A | 7 | 0.7 | E | 8 | 0.052 | F | 8 | 0.2 | F | 8 | 3 | 1 | D | 9 | 10 | C | 8
2000-10-31 | 16:00 | 341 | 1388 | 63 | 2 | 9 | 0 | 2 | 21 | 63 | 2 | 9 | 72 | 2 | 9 | 0 | 2 | 21 | 72 | 2 | 9 | 243 | 2 | 25 | 9 | E | 9 | 8 | E | 9 | 6.7 | A | 7 | 5.6 | A | 7 | 93 | A | 7 | 825 | A | 7 | 100 | A | 7 | 3.1 | A | 7 | 11200 | B | 7 | 2896 | A | 7 | 0.7 | E | 8 | 0.052 | F | 8 | 0.2 | F | 8 | 0 | 1 | D | 9 | 0 | C | 8
2000-10-31 | 17:00 | 104 | 1284 | 8 | 2 | 9 | 0 | 2 | 21 | 8 | 2 | 9 | 10 | 2 | 9 | 0 | 2 | 21 | 10 | 2 | 9 | 32 | 2 | 25 | 10 | E | 9 | 10 | A | 7 | 6.1 | A | 7 | 5 | A | 7 | 93 | A | 7 | 823 | A | 7 | 310 | A | 7 | 2.6 | A | 7 | 14400 | B | 7 | 1981 | A | 7 | 0.6 | E | 8 | 0.052 | F | 8 | 0.2 | F | 8 | 0 | 1 | D | 9 | 10 | C | 8
2000-10-31 | 18:00 | 0 | 0 | 0 | 2 | 0 | 0 | 2 | 0 | 0 | 2 | 0 | 0 | 2 | 0 | 0 | 2 | 0 | 0 | 2 | 0 | 0 | 2 | 0 | 9 | E | 9 | 9 | E | 9 | 5.6 | A | 7 | 5 | A | 7 | 96 | A | 7 | 824 | A | 7 | 270 | A | 7 | 2.6 | A | 7 | 9600 | B | 7 | 3048 | A | 7 | 0.6 | E | 8 | 0.052 | F | 8 | 0.2 | F | 8 | 0 | 1 | D | 9 | 10 | C | 8
2000-10-31 | 19:00 | 0 | 0 | 0 | 2 | 0 | 0 | 2 | 0 | 0 | 2 | 0 | 0 | 2 | 0 | 0 | 2 | 0 | 0 | 2 | 0 | 0 | 2 | 0 | 10 | E | 9 | 10 | E | 9 | 5.6 | A | 7 | 5 | A | 7 | 96 | A | 7 | 824 | A | 7 | 260 | A | 7 | 6.2 | A | 7 | 9600 | B | 7 | 549 | A | 7 | 0.6 | E | 8 | 0.052 | F | 8 | 0.2 | F | 8 | 0 | 1 | D | 9 | 10 | C | 8
2000-10-31 | 20:00 | 0 | 0 | 0 | 2 | 0 | 0 | 2 | 0 | 0 | 2 | 0 | 0 | 2 | 0 | 0 | 2 | 0 | 0 | 2 | 0 | 0 | 2 | 0 | 10 | E | 9 | 10 | E | 9 | 3.9 | A | 7 | 2.2 | A | 7 | 89 | A | 7 | 823 | A | 7 | 310 | A | 7 | 11.3 | A | 7 | 12800 | B | 7 | 762 | A | 7 | 0.6 | E | 8 | 0.052 | F | 8 | 0.2 | F | 8 | 0 | 1 | D | 9 | 0 | C | 8
2000-10-31 | 21:00 | 0 | 0 | 0 | 2 | 0 | 0 | 2 | 0 | 0 | 2 | 0 | 0 | 2 | 0 | 0 | 2 | 0 | 0 | 2 | 0 | 0 | 2 | 0 | 10 | E | 9 | 10 | E | 9 | 2.8 | A | 7 | 1.1 | A | 7 | 89 | A | 7 | 823 | A | 7 | 300 | A | 7 | 8.8 | A | 7 | 11200 | B | 7 | 579 | A | 7 | 0.6 | E | 8 | 0.052 | F | 8 | 0.2 | F | 8 | 0 | 1 | D | 9 | 61 | C | 8
2000-10-31 | 22:00 | 0 | 0 | 0 | 2 | 0 | 0 | 2 | 0 | 0 | 2 | 0 | 0 | 2 | 0 | 0 | 2 | 0 | 0 | 2 | 0 | 0 | 2 | 0 | 10 | E | 9 | 10 | E | 9 | 1.2 | A | 7 | -0.4 | A | 7 | 92 | A | 7 | 822 | A | 7 | 60 | A | 7 | 7.8 | A | 7 | 16000 | B | 7 | 1219 | A | 7 | 0.6 | E | 8 | 0.052 | F | 8 | 0.2 | F | 8 | 13 | 1 | D | 9 | 61 | C | 8
2000-10-31 | 23:00 | 0 | 0 | 0 | 2 | 0 | 0 | 2 | 0 | 0 | 2 | 0 | 0 | 2 | 0 | 0 | 2 | 0 | 0 | 2 | 0 | 0 | 2 | 0 | 10 | E | 9 | 10 | E | 9 | -0.3 | A | 7 | -2 | A | 7 | 92 | A | 7 | 823 | A | 7 | 170 | A | 7 | 6.7 | A | 7 | 16000 | B | 7 | 1981 | A | 7 | 0.6 | E | 8 | 0.052 | F | 8 | 0.2 | F | 8 | 0 | 1 | D | 9 | 0 | C | 8
2000-10-31 | 24:00 | 0 | 0 | 0 | 2 | 0 | 0 | 2 | 0 | 0 | 2 | 0 | 0 | 2 | 0 | 0 | 2 | 0 | 0 | 2 | 0 | 0 | 2 | 0 | 10 | E | 9 | 10 | E | 9 | -1.9 | A | 7 | -3.6 | A | 7 | 89 | A | 7 | 822 | A | 7 | 170 | A | 7 | 5.7 | A | 7 | 16000 | B | 7 | 2896 | A | 7 | 0.5 | E | 8 | 0.052 | F | 8 | 0.2 | F | 8 | 0 | 1 | D | 9 | 0 | C | 8
2002-11-01 | 1:00 | 0 | 0 | 0 | 2 | 0 | 0 | 2 | 0 | 0 | 2 | 0 | 0 | 2 | 0 | 0 | 2 | 0 | 0 | 2 | 0 | 0 | 2 | 0 | 10 | E | 9 | 10 | A | 7 | -3.4 | A | 7 | -5.1 | A | 7 | 91 | A | 7 | 836 | A | 7 | 0 | A | 7 | 4.6 | A | 7 | 4000 | B | 7 | 1158 | A | 7 | 0.8 | E | 8 | 0.052 | F | 8 | 0.2 | F | 8 | 0 | 1 | D | 9 | 10 | C | 8
2002-11-01 | 2:00 | 0 | 0 | 0 | 2 | 0 | 0 | 2 | 0 | 0 | 2 | 0 | 0 | 2 | 0 | 0 | 2 | 0 | 0 | 2 | 0 | 0 | 2 | 0 | 10 | E | 9 | 10 | A | 7 | -5 | A | 7 | -6.7 | A | 7 | 91 | A | 7 | 836 | A | 7 | 20 | A | 7 | 3.6 | A | 7 | 4800 | B | 7 | 1250 | A | 7 | 0.8 | E | 8 | 0.052 | F | 8 | 0.2 | F | 8 | 0 | 1 | D | 9 | 0 | C | 8
2002-11-01 | 3:00 | 0 | 0 | 0 | 2 | 0 | 0 | 2 | 0 | 0 | 2 | 0 | 0 | 2 | 0 | 0 | 2 | 0 | 0 | 2 | 0 | 0 | 2 | 0 | 10 | E | 9 | 10 | A | 7 | -6.6 | A | 7 | -8.3 | A | 7 | 91 | A | 7 | 837 | A | 7 | 80 | A | 7 | 2.5 | A | 7 | 14400 | B | 7 | 1128 | A | 7 | 0.8 | E | 8 | 0.052 | F | 8 | 0.2 | F | 8 | 0 | 1 | D | 9 | 0 | C | 8
2002-11-01 | 4:00 | 0 | 0 | 0 | 2 | 0 | 0 | 2 | 0 | 0 | 2 | 0 | 0 | 2 | 0 | 0 | 2 | 0 | 0 | 2 | 0 | 0 | 2 | 0 | 10 | E | 9 | 10 | A | 7 | -8.3 | A | 7 | -10 | A | 7 | 86 | A | 7 | 837 | A | 7 | 90 | A | 7 | 1.5 | A | 7 | 16000 | B | 7 | 945 | A | 7 | 0.8 | E | 8 | 0.052 | F | 8 | 0.2 | F | 8 | 0 | 1 | D | 9 | 10 | C | 8
2002-11-01 | 5:00 | 0 | 0 | 0 | 2 | 0 | 0 | 2 | 0 | 0 | 2 | 0 | 0 | 2 | 0 | 0 | 2 | 0 | 0 | 2 | 0 | 0 | 2 | 0 | 10 | E | 9 | 10 | A | 7 | -8.3 | A | 7 | -9.4 | A | 7 | 91 | A | 7 | 840 | A | 7 | 90 | A | 7 | 1.5 | A | 7 | 9600 | B | 7 | 1067 | A | 7 | 0.8 | E | 8 | 0.052 | F | 8 | 0.2 | F | 8 | 0 | 1 | D | 9 | 45 | C | 8
2002-11-01 | 6:00 | 0 | 0 | 0 | 2 | 0 | 0 | 2 | 0 | 0 | 2 | 0 | 0 | 2 | 0 | 0 | 2 | 0 | 0 | 2 | 0 | 0 | 2 | 0 | 10 | E | 9 | 10 | A | 7 | -8.3 | A | 7 | -9.4 | A | 7 | 91 | A | 7 | 837 | A | 7 | 90 | A | 7 | 1.5 | A | 7 | 14400 | B | 7 | 1128 | A | 7 | 0.9 | E | 8 | 0.052 | F | 8 | 0.2 | F | 8 | 0 | 1 | D | 9 | 71 | C | 8
2002-11-01 | 7:00 | 32 | 729 | 0 | 2 | 9 | 17 | 2 | 21 | 0 | 2 | 9 | 0 | 2 | 9 | 0 | 2 | 21 | 0 | 2 | 9 | 0 | 2 | 25 | 10 | E | 9 | 10 | A | 7 | -8.3 | A | 7 | -9.4 | A | 7 | 91 | A | 7 | 837 | A | 7 | 120 | A | 7 | 2.1 | A | 7 | 11200 | B | 7 | 1067 | A | 7 | 0.9 | E | 8 | 0.052 | F | 8 | 0.2 | F | 8 | 0 | 1 | D | 9 | 0 | C | 8
2002-11-01 | 8:00 | 246 | 1388 | 103 | 2 | 9 | 99 | 2 | 21 | 86 | 2 | 9 | 111 | 2 | 9 | 73 | 2 | 21 | 98 | 2 | 9 | 184 | 2 | 25 | 10 | E | 9 | 9 | A | 7 | -7.8 | A | 7 | -8.9 | A | 7 | 91 | A | 7 | 837 | A | 7 | 120 | A | 7 | 3.1 | A | 7 | 11200 | B | 7 | 1067 | A | 7 | 0.9 | E | 8 | 0.052 | F | 8 | 0.2 | F | 8 | 0 | 1 | D | 9 | 0 | C | 8
2002-11-01 | 9:00 | 466 | 1388 | 57 | 2 | 9 | 0 | 2 | 21 | 57 | 2 | 9 | 68 | 2 | 9 | 0 | 2 | 21 | 68 | 2 | 9 | 248 | 2 | 25 | 10 | E | 9 | 9 | A | 7 | -6.7 | A | 7 | -8.3 | A | 7 | 87 | A | 7 | 838 | A | 7 | 110 | A | 7 | 2.6 | A | 7 | 16000 | B | 7 | 3962 | A | 7 | 0.8 | E | 8 | 0.052 | F | 8 | 0.2 | F | 8 | 0 | 1 | D | 9 | 0 | C | 8
2002-11-01 | 10:00 | 640 | 1388 | 91 | 2 | 9 | 0 | 2 | 21 | 91 | 2 | 9 | 109 | 2 | 9 | 0 | 2 | 21 | 109 | 2 | 9 | 415 | 2 | 25 | 10 | E | 9 | 5 | A | 7 | -6.1 | A | 7 | -8.3 | A | 7 | 83 | A | 7 | 838 | A | 7 | 120 | A | 7 | 3.6 | A | 7 | 16000 | B | 7 | 77777 | A | 7 | 0.8 | E | 8 | 0.052 | F | 8 | 0.2 | F | 8 | 0 | 1 | D | 9 | 0 | C | 8
2002-11-01 | 11:00 | 756 | 1388 | 187 | 2 | 9 | 0 | 2 | 21 | 187 | 2 | 9 | 216 | 2 | 9 | 0 | 2 | 21 | 216 | 2 | 9 | 796 | 2 | 25 | 10 | E | 9 | 8 | A | 7 | -5 | A | 7 | -6.7 | A | 7 | 86 | A | 7 | 839 | A | 7 | 80 | A | 7 | 4.1 | A | 7 | 16000 | B | 7 | 701 | A | 7 | 0.8 | E | 8 | 0.052 | F | 8 | 0.2 | F | 8 | 0 | 1 | D | 9 | 10 | C | 8
2002-11-01 | 12:00 | 805 | 1388 | 139 | 2 | 9 | 0 | 2 | 21 | 139 | 2 | 9 | 166 | 2 | 9 | 0 | 2 | 21 | 166 | 2 | 9 | 650 | 2 | 25 | 10 | E | 9 | 9 | A | 7 | -3.3 | A | 7 | -5 | A | 7 | 87 | A | 7 | 837 | A | 7 | 110 | A | 7 | 4.1 | A | 7 | 16000 | B | 7 | 640 | A | 7 | 0.8 | E | 8 | 0.052 | F | 8 | 0.2 | F | 8 | 0 | 1 | D | 9 | 10 | C | 8
2002-11-01 | 13:00 | 783 | 1388 | 100 | 2 | 9 | 0 | 2 | 21 | 100 | 2 | 9 | 122 | 2 | 9 | 0 | 2 | 21 | 122 | 2 | 9 | 485 | 2 | 25 | 10 | E | 9 | 10 | A | 7 | -5 | A | 7 | -6.1 | A | 7 | 91 | A | 7 | 836 | A | 7 | 360 | A | 7 | 6.2 | A | 7 | 1600 | B | 7 | 701 | A | 7 | 0.9 | E | 8 | 0.052 | F | 8 | 0.2 | F | 8 | 0 | 1 | D | 9 | 10 | C | 8
2002-11-01 | 14:00 | 694 | 1388 | 131 | 2 | 9 | 0 | 2 | 21 | 131 | 2 | 9 | 154 | 2 | 9 | 0 | 2 | 21 | 154 | 2 | 9 | 580 | 2 | 25 | 10 | E | 9 | 10 | A | 7 | -6.1 | A | 7 | -6.1 | A | 7 | 100 | A | 7 | 835 | A | 7 | 10 | A | 7 | 5.7 | A | 7 | 2000 | B | 7 | 91 | A | 7 | 0.9 | E | 8 | 0.052 | F | 8 | 0.2 | F | 8 | 0 | 1 | D | 9 | 10 | C | 8
2002-11-01 | 15:00 | 542 | 1388 | 87 | 2 | 9 | 0 | 2 | 21 | 87 | 2 | 9 | 103 | 2 | 9 | 0 | 2 | 21 | 103 | 2 | 9 | 375 | 2 | 25 | 10 | E | 9 | 10 | A | 7 | -6.7 | A | 7 | -7.8 | A | 7 | 91 | A | 7 | 835 | A | 7 | 10 | A | 7 | 5.7 | A | 7 | 2000 | B | 7 | 30 | A | 7 | 0.9 | E | 8 | 0.052 | F | 8 | 0.2 | F | 8 | 0 | 1 | D | 9 | 10 | C | 8
2002-11-01 | 16:00 | 338 | 1388 | 67 | 2 | 9 | 0 | 2 | 21 | 67 | 2 | 9 | 77 | 2 | 9 | 0 | 2 | 21 | 77 | 2 | 9 | 254 | 2 | 25 | 10 | E | 9 | 10 | A | 7 | -6.7 | A | 7 | -7.2 | A | 7 | 96 | A | 7 | 835 | A | 7 | 360 | A | 7 | 4.1 | A | 7 | 2000 | B | 7 | 30 | A | 7 | 0.9 | E | 8 | 0.052 | F | 8 | 0.2 | F | 8 | 0 | 1 | D | 9 | 48 | C | 8
2002-11-01 | 17:00 | 101 | 1284 | 16 | 2 | 9 | 0 | 2 | 21 | 16 | 2 | 9 | 19 | 2 | 9 | 0 | 2 | 21 | 19 | 2 | 9 | 59 | 2 | 25 | 10 | E | 9 | 10 | A | 7 | -7.2 | A | 7 | -7.8 | A | 7 | 95 | A | 7 | 837 | A | 7 | 340 | A | 7 | 3.6 | A | 7 | 400 | B | 7 | 30 | A | 7 | 0.9 | E | 8 | 0.052 | F | 8 | 0.2 | F | 8 | 0 | 1 | D | 9 | 41 | C | 8
2002-11-01 | 18:00 | 0 | 0 | 0 | 2 | 0 | 0 | 2 | 0 | 0 | 2 | 0 | 0 | 2 | 0 | 0 | 2 | 0 | 0 | 2 | 0 | 0 | 2 | 0 | 10 | E | 9 | 10 | A | 7 | -7.2 | A | 7 | -7.8 | A | 7 | 95 | A | 7 | 835 | A | 7 | 340 | A | 7 | 1.5 | A | 7 | 400 | B | 7 | 30 | A | 7 | 0.9 | E | 8 | 0.052 | F | 8 | 0.2 | F | 8 | 0 | 1 | D | 9 | 45 | C | 8
2002-11-01 | 19:00 | 0 | 0 | 0 | 2 | 0 | 0 | 2 | 0 | 0 | 2 | 0 | 0 | 2 | 0 | 0 | 2 | 0 | 0 | 2 | 0 | 0 | 2 | 0 | 10 | E | 9 | 10 | A | 7 | -7.2 | A | 7 | -7.8 | A | 7 | 95 | A | 7 | 835 | A | 7 | 340 | A | 7 | 2.1 | A | 7 | 400 | B | 7 | 30 | A | 7 | 0.9 | E | 8 | 0.052 | F | 8 | 0.2 | F | 8 | 0 | 1 | D | 9 | 49 | C | 8
2002-11-01 | 20:00 | 0 | 0 | 0 | 2 | 0 | 0 | 2 | 0 | 0 | 2 | 0 | 0 | 2 | 0 | 0 | 2 | 0 | 0 | 2 | 0 | 0 | 2 | 0 | 10 | E | 9 | 10 | A | 7 | -6.7 | A | 7 | -7.8 | A | 7 | 91 | A | 7 | 834 | A | 7 | 0 | A | 7 | 0 | A | 7 | 400 | B | 7 | 30 | A | 7 | 1 | E | 8 | 0.052 | F | 8 | 0.2 | F | 8 | 0 | 1 | D | 9 | 49 | C | 8
2002-11-01 | 21:00 | 0 | 0 | 0 | 2 | 0 | 0 | 2 | 0 | 0 | 2 | 0 | 0 | 2 | 0 | 0 | 2 | 0 | 0 | 2 | 0 | 0 | 2 | 0 | 10 | E | 9 | 10 | A | 7 | -6.7 | A | 7 | -7.8 | A | 7 | 91 | A | 7 | 834 | A | 7 | 0 | A | 7 | 0 | A | 7 | 400 | B | 7 | 30 | A | 7 | 1 | E | 8 | 0.052 | F | 8 | 0.2 | F | 8 | 0 | 1 | D | 9 | 49 | C | 8
2002-11-01 | 22:00 | 0 | 0 | 0 | 2 | 0 | 0 | 2 | 0 | 0 | 2 | 0 | 0 | 2 | 0 | 0 | 2 | 0 | 0 | 2 | 0 | 0 | 2 | 0 | 10 | E | 9 | 10 | A | 7 | -6.7 | A | 7 | -7.2 | A | 7 | 96 | A | 7 | 833 | A | 7 | 0 | A | 7 | 0 | A | 7 | 1200 | B | 7 | 30 | A | 7 | 1 | E | 8 | 0.052 | F | 8 | 0.2 | F | 8 | 0 | 1 | D | 9 | 10 | C | 8
2002-11-01 | 23:00 | 0 | 0 | 0 | 2 | 0 | 0 | 2 | 0 | 0 | 2 | 0 | 0 | 2 | 0 | 0 | 2 | 0 | 0 | 2 | 0 | 0 | 2 | 0 | 10 | E | 9 | 10 | A | 7 | -6.7 | A | 7 | -7.8 | A | 7 | 91 | A | 7 | 835 | A | 7 | 0 | A | 7 | 0 | A | 7 | 1200 | B | 7 | 91 | A | 7 | 1 | E | 8 | 0.052 | F | 8 | 0.2 | F | 8 | 0 | 1 | D | 9 | 10 | C | 8
2002-11-01 | 24:00 | 0 | 0 | 0 | 2 | 0 | 0 | 2 | 0 | 0 | 2 | 0 | 0 | 2 | 0 | 0 | 2 | 0 | 0 | 2 | 0 | 0 | 2 | 0 | 10 | E | 9 | 10 | A | 7 | -6.1 | A | 7 | -7.2 | A | 7 | 91 | A | 7 | 832 | A | 7 | 0 | A | 7 | 0 | A | 7 | 1200 | B | 7 | 91 | A | 7 | 1 | E | 8 | 0.052 | F | 8 | 0.2 | F | 8 | 0 | 1 | D | 9 | 10 | C | 8
2002-11-02 | 1:00 | 0 | 0 | 0 | 2 | 0 | 0 | 2 | 0 | 0 | 2 | 0 | 0 | 2 | 0 | 0 | 2 | 0 | 0 | 2 | 0 | 0 | 2 | 0 | 10 | E | 9 | 10 | A | 7 | -6.1 | A | 7 | -7.2 | A | 7 | 91 | A | 7 | 832 | A | 7 | 50 | A | 7 | 1.5 | A | 7 | 1200 | B | 7 | 91 | A | 7 | 1 | E | 8 | 0.051 | F | 8 | 0.2 | F | 8 | 0 | 1 | D | 9 | 45 | C | 8
2002-11-02 | 2:00 | 0 | 0 | 0 | 2 | 0 | 0 | 2 | 0 | 0 | 2 | 0 | 0 | 2 | 0 | 0 | 2 | 0 | 0 | 2 | 0 | 0 | 2 | 0 | 10 | B | 8 | 10 | B | 8 | -6.1 | A | 7 | -6.7 | A | 7 | 95 | A | 7 | 832 | A | 7 | 0 | A | 7 | 0 | A | 7 | 2400 | B | 7 | 91 | A | 7 | 1 | E | 8 | 0.051 | F | 8 | 0.2 | F | 8 | 0 | 1 | D | 9 | 45 | C | 8
2002-11-02 | 3:00 | 0 | 0 | 0 | 2 | 0 | 0 | 2 | 0 | 0 | 2 | 0 | 0 | 2 | 0 | 0 | 2 | 0 | 0 | 2 | 0 | 0 | 2 | 0 | 10 | E | 9 | 10 | A | 7 | -6.1 | A | 7 | -6.7 | A | 7 | 95 | A | 7 | 831 | A | 7 | 10 | A | 7 | 1.5 | A | 7 | 1600 | B | 7 | 91 | A | 7 | 0.9 | E | 8 | 0.051 | F | 8 | 0.2 | F | 8 | 0 | 1 | D | 9 | 10 | C | 8
2002-11-02 | 4:00 | 0 | 0 | 0 | 2 | 0 | 0 | 2 | 0 | 0 | 2 | 0 | 0 | 2 | 0 | 0 | 2 | 0 | 0 | 2 | 0 | 0 | 2 | 0 | 10 | E | 9 | 10 | A | 7 | -6.1 | A | 7 | -7.2 | A | 7 | 91 | A | 7 | 831 | A | 7 | 0 | A | 7 | 0 | A | 7 | 1600 | B | 7 | 91 | A | 7 | 0.9 | E | 8 | 0.051 | F | 8 | 0.2 | F | 8 | 0 | 1 | D | 9 | 10 | C | 8
2002-11-02 | 5:00 | 0 | 0 | 0 | 2 | 0 | 0 | 2 | 0 | 0 | 2 | 0 | 0 | 2 | 0 | 0 | 2 | 0 | 0 | 2 | 0 | 0 | 2 | 0 | 10 | E | 9 | 10 | A | 7 | -6.1 | A | 7 | -7.2 | A | 7 | 91 | A | 7 | 833 | A | 7 | 0 | A | 7 | 0 | A | 7 | 1600 | B | 7 | 91 | A | 7 | 0.9 | E | 8 | 0.051 | F | 8 | 0.2 | F | 8 | 0 | 1 | D | 9 | 10 | C | 8
2002-11-02 | 6:00 | 0 | 0 | 0 | 2 | 0 | 0 | 2 | 0 | 0 | 2 | 0 | 0 | 2 | 0 | 0 | 2 | 0 | 0 | 2 | 0 | 0 | 2 | 0 | 10 | E | 9 | 10 | A | 7 | -6.1 | A | 7 | -6.7 | A | 7 | 95 | A | 7 | 830 | A | 7 | 180 | A | 7 | 1.5 | A | 7 | 1600 | B | 7 | 91 | A | 7 | 0.9 | E | 8 | 0.051 | F | 8 | 0.2 | F | 8 | 0 | 1 | D | 9 | 10 | C | 8
2002-11-02 | 7:00 | 29 | 683 | 0 | 2 | 9 | 0 | 2 | 21 | 0 | 2 | 9 | 0 | 2 | 9 | 0 | 2 | 21 | 0 | 2 | 9 | 0 | 2 | 25 | 10 | E | 9 | 10 | A | 7 | -6.1 | A | 7 | -6.7 | A | 7 | 95 | A | 7 | 830 | A | 7 | 0 | A | 7 | 0 | A | 7 | 800 | B | 7 | 61 | A | 7 | 0.9 | E | 8 | 0.051 | F | 8 | 0.2 | F | 8 | 0 | 1 | D | 9 | 10 | C | 8
2002-11-02 | 8:00 | 241 | 1389 | 28 | 2 | 9 | 0 | 2 | 21 | 28 | 2 | 9 | 33 | 2 | 9 | 0 | 2 | 21 | 33 | 2 | 9 | 112 | 2 | 25 | 10 | E | 9 | 10 | A | 7 | -5.6 | A | 7 | -6.7 | A | 7 | 91 | A | 7 | 830 | A | 7 | 0 | A | 7 | 0 | A | 7 | 800 | B | 7 | 61 | A | 7 | 1 | E | 8 | 0.051 | F | 8 | 0.2 | F | 8 | 0 | 1 | D | 9 | 10 | C | 8
2002-11-02 | 9:00 | 461 | 1389 | 106 | 2 | 9 | 0 | 2 | 21 | 106 | 2 | 9 | 121 | 2 | 9 | 0 | 2 | 21 | 121 | 2 | 9 | 408 | 2 | 25 | 10 | E | 9 | 10 | A | 7 | -5 | A | 7 | -5.6 | A | 7 | 95 | A | 7 | 830 | A | 7 | 0 | A | 7 | 0 | A | 7 | 2400 | B | 7 | 61 | A | 7 | 0.9 | E | 8 | 0.051 | F | 8 | 0.2 | F | 8 | 0 | 1 | D | 9 | 10 | C | 8
2002-11-02 | 10:00 | 635 | 1389 | 137 | 2 | 9 | 0 | 2 | 21 | 137 | 2 | 9 | 159 | 2 | 9 | 0 | 2 | 21 | 159 | 2 | 9 | 577 | 2 | 25 | 10 | E | 9 | 10 | A | 7 | -4.4 | A | 7 | -5.6 | A | 7 | 90 | A | 7 | 831 | A | 7 | 0 | A | 7 | 0 | A | 7 | 2000 | B | 7 | 61 | A | 7 | 0.9 | E | 8 | 0.051 | F | 8 | 0.2 | F | 8 | 0 | 1 | D | 9 | 10 | C | 8
2002-11-02 | 11:00 | 750 | 1389 | 106 | 2 | 9 | 0 | 2 | 21 | 106 | 2 | 9 | 128 | 2 | 9 | 0 | 2 | 21 | 128 | 2 | 9 | 502 | 2 | 25 | 10 | E | 9 | 10 | A | 7 | -4.4 | A | 7 | -5.6 | A | 7 | 90 | A | 7 | 832 | A | 7 | 0 | A | 7 | 0 | A | 7 | 800 | B | 7 | 122 | A | 7 | 0.9 | E | 8 | 0.051 | F | 8 | 0.2 | F | 8 | 0 | 1 | D | 9 | 10 | C | 8
2002-11-02 | 12:00 | 799 | 1389 | 121 | 2 | 9 | 0 | 2 | 21 | 121 | 2 | 9 | 146 | 2 | 9 | 0 | 2 | 21 | 146 | 2 | 9 | 576 | 2 | 25 | 10 | E | 9 | 10 | A | 7 | -4.4 | A | 7 | -5.6 | A | 7 | 90 | A | 7 | 830 | A | 7 | 30 | A | 7 | 2.1 | A | 7 | 2400 | B | 7 | 122 | A | 7 | 0.9 | E | 8 | 0.051 | F | 8 | 0.2 | F | 8 | 0 | 1 | D | 9 | 10 | C | 8
2002-11-02 | 13:00 | 778 | 1389 | 147 | 2 | 9 | 0 | 2 | 21 | 147 | 2 | 9 | 174 | 2 | 9 | 0 | 2 | 21 | 174 | 2 | 9 | 670 | 2 | 25 | 10 | E | 9 | 10 | A | 7 | -4.4 | A | 7 | -5.6 | A | 7 | 90 | A | 7 | 830 | A | 7 | 20 | B | 8 | 1.5 | A | 7 | 2400 | B | 7 | 183 | A | 7 | 0.9 | E | 8 | 0.051 | F | 8 | 0.2 | F | 8 | 0 | 1 | D | 9 | 10 | C | 8
2002-11-02 | 14:00 | 688 | 1389 | 222 | 2 | 9 | 24 | 2 | 21 | 210 | 2 | 9 | 251 | 2 | 9 | 20 | 2 | 21 | 241 | 2 | 9 | 815 | 2 | 25 | 10 | E | 9 | 10 | A | 7 | -3.9 | A | 7 | -5.6 | A | 7 | 86 | A | 7 | 830 | A | 7 | 0 | A | 7 | 0 | A | 7 | 2400 | B | 7 | 244 | A | 7 | 0.8 | E | 8 | 0.051 | F | 8 | 0.2 | F | 8 | 0 | 1 | D | 9 | 10 | C | 8
2002-11-02 | 15:00 | 536 | 1389 | 211 | 2 | 9 | 88 | 2 | 21 | 177 | 2 | 9 | 231 | 2 | 9 | 85 | 2 | 21 | 198 | 2 | 9 | 477 | 2 | 25 | 9 | E | 9 | 9 | A | 7 | -2.8 | A | 7 | -5 | A | 7 | 83 | A | 7 | 830 | A | 7 | 20 | A | 7 | 3.1 | A | 7 | 2400 | B | 7 | 3048 | A | 7 | 0.9 | E | 8 | 0.051 | F | 8 | 0.2 | F | 8 | 0 | 1 | D | 9 | 10 | C | 8
2002-11-02 | 16:00 | 333 | 1389 | 139 | 2 | 9 | 184 | 2 | 21 | 95 | 2 | 9 | 147 | 2 | 9 | 151 | 2 | 21 | 110 | 2 | 9 | 187 | 2 | 25 | 6 | E | 9 | 5 | A | 7 | -2.8 | A | 7 | -5 | A | 7 | 83 | A | 7 | 831 | A | 7 | 10 | A | 7 | 3.1 | A | 7 | 2400 | B | 7 | 77777 | A | 7 | 0.9 | E | 8 | 0.051 | F | 8 | 0.2 | F | 8 | 0 | 1 | D | 9 | 10 | C | 8
2002-11-02 | 17:00 | 97 | 1239 | 29 | 2 | 9 | 180 | 2 | 21 | 16 | 2 | 9 | 32 | 2 | 9 | 94 | 2 | 21 | 24 | 2 | 9 | 30 | 2 | 25 | 6 | E | 9 | 5 | A | 7 | -3.9 | A | 7 | -5.6 | A | 7 | 86 | A | 7 | 832 | A | 7 | 330 | A | 7 | 4.1 | A | 7 | 2400 | B | 7 | 77777 | A | 7 | 0.9 | E | 8 | 0.051 | F | 8 | 0.2 | F | 8 | 0 | 1 | D | 9 | 10 | C | 8
2002-11-02 | 18:00 | 0 | 0 | 0 | 2 | 0 | 0 | 2 | 0 | 0 | 2 | 0 | 0 | 2 | 0 | 0 | 2 | 0 | 0 | 2 | 0 | 0 | 2 | 0 | 9 | E | 9 | 9 | A | 7 | -3.9 | A | 7 | -7.8 | A | 7 | 71 | A | 7 | 832 | A | 7 | 280 | A | 7 | 3.6 | A | 7 | 2400 | B | 7 | 3048 | A | 7 | 0.9 | E | 8 | 0.051 | F | 8 | 0.2 | F | 8 | 0 | 1 | D | 9 | 0 | C | 8
2002-11-02 | 19:00 | 0 | 0 | 0 | 2 | 0 | 0 | 2 | 0 | 0 | 2 | 0 | 0 | 2 | 0 | 0 | 2 | 0 | 0 | 2 | 0 | 0 | 2 | 0 | 10 | E | 9 | 10 | A | 7 | -3.3 | A | 7 | -5.6 | A | 7 | 82 | A | 7 | 833 | A | 7 | 0 | A | 7 | 0 | A | 7 | 2400 | B | 7 | 1433 | A | 7 | 0.8 | E | 8 | 0.051 | F | 8 | 0.2 | F | 8 | 0 | 1 | D | 9 | 71 | C | 8
2002-11-02 | 20:00 | 0 | 0 | 0 | 2 | 0 | 0 | 2 | 0 | 0 | 2 | 0 | 0 | 2 | 0 | 0 | 2 | 0 | 0 | 2 | 0 | 0 | 2 | 0 | 10 | E | 9 | 10 | A | 7 | -3.3 | A | 7 | -5 | A | 7 | 87 | A | 7 | 833 | A | 7 | 270 | A | 7 | 2.1 | A | 7 | 6400 | B | 7 | 1494 | A | 7 | 0.8 | E | 8 | 0.051 | F | 8 | 0.2 | F | 8 | 0 | 1 | D | 9 | 10 | C | 8
2002-11-02 | 21:00 | 0 | 0 | 0 | 2 | 0 | 0 | 2 | 0 | 0 | 2 | 0 | 0 | 2 | 0 | 0 | 2 | 0 | 0 | 2 | 0 | 0 | 2 | 0 | 10 | E | 9 | 10 | A | 7 | -3.3 | A | 7 | -4.4 | A | 7 | 91 | A | 7 | 833 | A | 7 | 260 | A | 7 | 2.1 | A | 7 | 800 | B | 7 | 274 | A | 7 | 0.7 | E | 8 | 0.051 | F | 8 | 0.2 | F | 8 | 0 | 1 | D | 9 | 10 | C | 8
2002-11-02 | 22:00 | 0 | 0 | 0 | 2 | 0 | 0 | 2 | 0 | 0 | 2 | 0 | 0 | 2 | 0 | 0 | 2 | 0 | 0 | 2 | 0 | 0 | 2 | 0 | 10 | E | 9 | 10 | A | 7 | -3.3 | A | 7 | -3.9 | A | 7 | 95 | A | 7 | 833 | A | 7 | 0 | A | 7 | 0 | A | 7 | 1600 | B | 7 | 396 | A | 7 | 0.7 | E | 8 | 0.051 | F | 8 | 0.2 | F | 8 | 0 | 1 | D | 9 | 48 | C | 8
2002-11-02 | 23:00 | 0 | 0 | 0 | 2 | 0 | 0 | 2 | 0 | 0 | 2 | 0 | 0 | 2 | 0 | 0 | 2 | 0 | 0 | 2 | 0 | 0 | 2 | 0 | 10 | E | 9 | 10 | A | 7 | -5 | A | 7 | -5.6 | A | 7 | 95 | A | 7 | 835 | A | 7 | 70 | A | 7 | 2.1 | A | 7 | 1600 | B | 7 | 213 | A | 7 | 0.7 | E | 8 | 0.051 | F | 8 | 0.2 | F | 8 | 0 | 1 | D | 9 | 10 | C | 8
2002-11-02 | 24:00 | 0 | 0 | 0 | 2 | 0 | 0 | 2 | 0 | 0 | 2 | 0 | 0 | 2 | 0 | 0 | 2 | 0 | 0 | 2 | 0 | 0 | 2 | 0 | 10 | E | 9 | 10 | A | 7 | -5.6 | A | 7 | -6.1 | A | 7 | 96 | A | 7 | 832 | A | 7 | 180 | A | 7 | 2.6 | A | 7 | 3200 | B | 7 | 914 | A | 7 | 0.6 | E | 8 | 0.051 | F | 8 | 0.2 | F | 8 | 0 | 1 | D | 9 | 10 | C | 8
2002-11-03 | 1:00 | 0 | 0 | 0 | 2 | 0 | 0 | 2 | 0 | 0 | 2 | 0 | 0 | 2 | 0 | 0 | 2 | 0 | 0 | 2 | 0 | 0 | 2 | 0 | 10 | E | 9 | 10 | A | 7 | -4.4 | A | 7 | -5 | A | 7 | 95 | A | 7 | 833 | A | 7 | 170 | A | 7 | 2.1 | A | 7 | 2400 | B | 7 | 549 | A | 7 | 0.6 | E | 8 | 0.051 | F | 8 | 0.2 | F | 8 | 0 | 1 | D | 9 | 10 | C | 8
2002-11-03 | 2:00 | 0 | 0 | 0 | 2 | 0 | 0 | 2 | 0 | 0 | 2 | 0 | 0 | 2 | 0 | 0 | 2 | 0 | 0 | 2 | 0 | 0 | 2 | 0 | 10 | E | 9 | 10 | A | 7 | -4.4 | A | 7 | -5 | A | 7 | 95 | A | 7 | 833 | A | 7 | 0 | A | 7 | 0 | A | 7 | 3200 | B | 7 | 518 | A | 7 | 0.6 | E | 8 | 0.051 | F | 8 | 0.2 | F | 8 | 0 | 1 | D | 9 | 10 | C | 8
2002-11-03 | 3:00 | 0 | 0 | 0 | 2 | 0 | 0 | 2 | 0 | 0 | 2 | 0 | 0 | 2 | 0 | 0 | 2 | 0 | 0 | 2 | 0 | 0 | 2 | 0 | 10 | E | 9 | 10 | A | 7 | -5 | A | 7 | -5.6 | A | 7 | 95 | A | 7 | 833 | A | 7 | 150 | A | 7 | 1.5 | A | 7 | 4800 | B | 7 | 823 | A | 7 | 0.6 | E | 8 | 0.051 | F | 8 | 0.2 | F | 8 | 0 | 1 | D | 9 | 10 | C | 8
2002-11-03 | 4:00 | 0 | 0 | 0 | 2 | 0 | 0 | 2 | 0 | 0 | 2 | 0 | 0 | 2 | 0 | 0 | 2 | 0 | 0 | 2 | 0 | 0 | 2 | 0 | 9 | E | 9 | 9 | A | 7 | -4.4 | A | 7 | -5 | A | 7 | 95 | A | 7 | 834 | A | 7 | 230 | A | 7 | 1.5 | A | 7 | 1600 | B | 7 | 335 | A | 7 | 0.7 | E | 8 | 0.051 | F | 8 | 0.2 | F | 8 | 0 | 1 | D | 9 | 10 | C | 8
2002-11-03 | 5:00 | 0 | 0 | 0 | 2 | 0 | 0 | 2 | 0 | 0 | 2 | 0 | 0 | 2 | 0 | 0 | 2 | 0 | 0 | 2 | 0 | 0 | 2 | 0 | 10 | E | 9 | 10 | A | 7 | -4.4 | A | 7 | -5 | A | 7 | 95 | A | 7 | 837 | A | 7 | 220 | A | 7 | 3.1 | A | 7 | 4800 | B | 7 | 914 | A | 7 | 0.7 | E | 8 | 0.051 | F | 8 | 0.2 | F | 8 | 0 | 1 | D | 9 | 10 | C | 8
2002-11-03 | 6:00 | 0 | 0 | 0 | 2 | 0 | 0 | 2 | 0 | 0 | 2 | 0 | 0 | 2 | 0 | 0 | 2 | 0 | 0 | 2 | 0 | 0 | 2 | 0 | 5 | E | 9 | 5 | A | 7 | -6.7 | A | 7 | -7.2 | A | 7 | 96 | A | 7 | 834 | A | 7 | 220 | A | 7 | 5.7 | A | 7 | 4800 | B | 7 | 77777 | A | 7 | 0.6 | E | 8 | 0.051 | F | 8 | 0.2 | F | 8 | 0 | 1 | D | 9 | 41 | C | 8
2002-11-03 | 7:00 | 27 | 660 | 0 | 2 | 9 | 0 | 2 | 21 | 0 | 2 | 9 | 0 | 2 | 9 | 0 | 2 | 21 | 0 | 2 | 9 | 0 | 2 | 25 | 5 | E | 9 | 5 | A | 7 | -7.8 | A | 7 | -8.3 | A | 7 | 96 | A | 7 | 834 | A | 7 | 210 | A | 7 | 5.7 | A | 7 | 11200 | B | 7 | 77777 | A | 7 | 0.6 | E | 8 | 0.051 | F | 8 | 0.2 | F | 8 | 0 | 1 | D | 9 | 0 | C | 8
2002-11-03 | 8:00 | 236 | 1390 | 48 | 2 | 9 | 0 | 2 | 21 | 48 | 2 | 9 | 54 | 2 | 9 | 0 | 2 | 21 | 54 | 2 | 9 | 172 | 2 | 25 | 2 | E | 9 | 2 | A | 7 | -6.7 | A | 7 | -8.3 | A | 7 | 87 | A | 7 | 835 | A | 7 | 210 | A | 7 | 4.6 | A | 7 | 16000 | B | 7 | 77777 | A | 7 | 0.5 | E | 8 | 0.051 | F | 8 | 0.2 | F | 8 | 0 | 1 | D | 9 | 0 | C | 8
2002-11-03 | 9:00 | 455 | 1390 | 57 | 2 | 9 | 0 | 2 | 21 | 57 | 2 | 9 | 68 | 2 | 9 | 0 | 2 | 21 | 68 | 2 | 9 | 246 | 2 | 25 | 3 | E | 9 | 3 | A | 7 | -5.6 | A | 7 | -7.8 | A | 7 | 83 | A | 7 | 836 | A | 7 | 200 | A | 7 | 5.2 | A | 7 | 16000 | B | 7 | 77777 | A | 7 | 0.5 | E | 8 | 0.051 | F | 8 | 0.2 | F | 8 | 0 | 1 | D | 9 | 0 | C | 8
2002-11-03 | 10:00 | 629 | 1390 | 78 | 2 | 9 | 0 | 2 | 21 | 78 | 2 | 9 | 94 | 2 | 9 | 0 | 2 | 21 | 94 | 2 | 9 | 360 | 2 | 25 | 2 | E | 9 | 2 | A | 7 | -2.8 | A | 7 | -5.6 | A | 7 | 79 | A | 7 | 837 | A | 7 | 210 | A | 7 | 3.6 | A | 7 | 16000 | B | 7 | 77777 | A | 7 | 0.5 | E | 8 | 0.051 | F | 8 | 0.2 | F | 8 | 0 | 1 | D | 9 | 0 | C | 8
2002-11-03 | 11:00 | 744 | 1390 | 112 | 2 | 9 | 0 | 2 | 21 | 112 | 2 | 9 | 134 | 2 | 9 | 0 | 2 | 21 | 134 | 2 | 9 | 525 | 2 | 25 | 3 | E | 9 | 3 | A | 7 | -1.1 | A | 7 | -6.1 | A | 7 | 66 | A | 7 | 839 | A | 7 | 200 | A | 7 | 3.1 | A | 7 | 16000 | B | 7 | 77777 | A | 7 | 0.4 | E | 8 | 0.051 | F | 8 | 0.2 | F | 8 | 0 | 1 | D | 9 | 0 | C | 8
2002-11-03 | 12:00 | 793 | 1390 | 163 | 2 | 9 | 0 | 2 | 21 | 163 | 2 | 9 | 192 | 2 | 9 | 0 | 2 | 21 | 192 | 2 | 9 | 734 | 2 | 25 | 0 | E | 9 | 0 | A | 7 | 0 | A | 7 | -8.9 | A | 7 | 47 | A | 7 | 839 | A | 7 | 190 | A | 7 | 2.6 | A | 7 | 16000 | B | 7 | 77777 | A | 7 | 0.4 | E | 8 | 0.051 | F | 8 | 0.2 | F | 8 | 0 | 1 | D | 9 | 0 | C | 8
2002-11-03 | 13:00 | 772 | 1390 | 335 | 2 | 9 | 114 | 2 | 21 | 272 | 2 | 9 | 368 | 2 | 9 | 115 | 2 | 21 | 304 | 2 | 9 | 825 | 2 | 25 | 3 | E | 9 | 3 | A | 7 | 1.1 | A | 7 | -11.7 | A | 7 | 34 | A | 7 | 838 | A | 7 | 180 | A | 7 | 2.6 | A | 7 | 16000 | B | 7 | 77777 | A | 7 | 0.4 | E | 8 | 0.051 | F | 8 | 0.2 | F | 8 | 0 | 1 | D | 9 | 0 | C | 8
2002-11-03 | 14:00 | 682 | 1390 | 284 | 2 | 9 | 83 | 2 | 21 | 244 | 2 | 9 | 312 | 2 | 9 | 83 | 2 | 21 | 271 | 2 | 9 | 699 | 2 | 25 | 2 | E | 9 | 2 | A | 7 | 1.7 | A | 7 | -11.1 | A | 7 | 34 | A | 7 | 838 | A | 7 | 170 | A | 7 | 3.6 | A | 7 | 16000 | B | 7 | 77777 | A | 7 | 0.4 | E | 8 | 0.051 | F | 8 | 0.2 | F | 8 | 0 | 1 | D | 9 | 0 | C | 8
2002-11-03 | 15:00 | 531 | 1390 | 221 | 2 | 9 | 117 | 2 | 21 | 176 | 2 | 9 | 239 | 2 | 9 | 114 | 2 | 21 | 195 | 2 | 9 | 409 | 2 | 25 | 3 | E | 9 | 3 | A | 7 | 2.2 | A | 7 | -14.4 | A | 7 | 24 | A | 7 | 838 | A | 7 | 140 | A | 7 | 3.1 | A | 7 | 16000 | B | 7 | 77777 | A | 7 | 0.4 | E | 8 | 0.051 | F | 8 | 0.2 | F | 8 | 0 | 1 | D | 9 | 0 | C | 8
2002-11-03 | 16:00 | 328 | 1390 | 158 | 2 | 9 | 346 | 2 | 21 | 76 | 2 | 9 | 165 | 2 | 9 | 279 | 2 | 21 | 99 | 2 | 9 | 139 | 2 | 25 | 2 | E | 9 | 2 | A | 7 | 1.1 | A | 7 | -12.2 | A | 7 | 32 | A | 7 | 838 | A | 7 | 140 | A | 7 | 2.6 | A | 7 | 16000 | B | 7 | 77777 | A | 7 | 0.3 | E | 8 | 0.051 | F | 8 | 0.2 | F | 8 | 0 | 1 | D | 9 | 0 | C | 8
2002-11-03 | 17:00 | 92 | 1216 | 33 | 2 | 9 | 232 | 2 | 21 | 18 | 2 | 9 | 38 | 2 | 9 | 119 | 2 | 21 | 28 | 2 | 9 | 33 | 2 | 25 | 3 | E | 9 | 3 | A | 7 | -3.3 | A | 7 | -11.1 | A | 7 | 51 | A | 7 | 837 | A | 7 | 150 | A | 7 | 3.6 | A | 7 | 16000 | B | 7 | 77777 | A | 7 | 0.3 | E | 8 | 0.051 | F | 8 | 0.2 | F | 8 | 0 | 1 | D | 9 | 0 | C | 8
2002-11-03 | 18:00 | 0 | 0 | 0 | 2 | 0 | 0 | 2 | 0 | 0 | 2 | 0 | 0 | 2 | 0 | 0 | 2 | 0 | 0 | 2 | 0 | 0 | 2 | 0 | 0 | E | 9 | 0 | E | 9 | -3.9 | A | 7 | -10.6 | A | 7 | 56 | A | 7 | 836 | A | 7 | 180 | A | 7 | 5.2 | A | 7 | 16000 | B | 7 | 77777 | A | 7 | 0.3 | E | 8 | 0.051 | F | 8 | 0.2 | F | 8 | 0 | 1 | D | 9 | 0 | C | 8
2002-11-03 | 19:00 | 0 | 0 | 0 | 2 | 0 | 0 | 2 | 0 | 0 | 2 | 0 | 0 | 2 | 0 | 0 | 2 | 0 | 0 | 2 | 0 | 0 | 2 | 0 | 0 | E | 9 | 0 | E | 9 | -3.3 | A | 7 | -11.1 | A | 7 | 51 | A | 7 | 837 | A | 7 | 180 | A | 7 | 5.2 | A | 7 | 16000 | B | 7 | 77777 | A | 7 | 0.3 | E | 8 | 0.051 | F | 8 | 0.2 | F | 8 | 0 | 1 | D | 9 | 0 | C | 8
2002-11-03 | 20:00 | 0 | 0 | 0 | 2 | 0 | 0 | 2 | 0 | 0 | 2 | 0 | 0 | 2 | 0 | 0 | 2 | 0 | 0 | 2 | 0 | 0 | 2 | 0 | 0 | E | 9 | 0 | E | 9 | -5 | A | 7 | -11.1 | A | 7 | 59 | A | 7 | 835 | A | 7 | 170 | A | 7 | 5.2 | A | 7 | 16000 | B | 7 | 77777 | A | 7 | 0.3 | E | 8 | 0.051 | F | 8 | 0.2 | F | 8 | 0 | 1 | D | 9 | 0 | C | 8
2002-11-03 | 21:00 | 0 | 0 | 0 | 2 | 0 | 0 | 2 | 0 | 0 | 2 | 0 | 0 | 2 | 0 | 0 | 2 | 0 | 0 | 2 | 0 | 0 | 2 | 0 | 0 | E | 9 | 0 | E | 9 | -6.1 | A | 7 | -11.7 | A | 7 | 61 | A | 7 | 834 | A | 7 | 170 | A | 7 | 3.6 | A | 7 | 16000 | B | 7 | 77777 | A | 7 | 0.3 | E | 8 | 0.051 | F | 8 | 0.2 | F | 8 | 0 | 1 | D | 9 | 0 | C | 8
2002-11-03 | 22:00 | 0 | 0 | 0 | 2 | 0 | 0 | 2 | 0 | 0 | 2 | 0 | 0 | 2 | 0 | 0 | 2 | 0 | 0 | 2 | 0 | 0 | 2 | 0 | 0 | E | 9 | 0 | E | 9 | -7.2 | A | 7 | -11.1 | A | 7 | 71 | A | 7 | 833 | A | 7 | 170 | A | 7 | 5.2 | A | 7 | 16000 | B | 7 | 77777 | A | 7 | 0.3 | E | 8 | 0.051 | F | 8 | 0.2 | F | 8 | 0 | 1 | D | 9 | 0 | C | 8
2002-11-03 | 23:00 | 0 | 0 | 0 | 2 | 0 | 0 | 2 | 0 | 0 | 2 | 0 | 0 | 2 | 0 | 0 | 2 | 0 | 0 | 2 | 0 | 0 | 2 | 0 | 0 | E | 9 | 0 | E | 9 | -6.7 | A | 7 | -11.7 | A | 7 | 64 | A | 7 | 835 | A | 7 | 160 | A | 7 | 4.1 | A | 7 | 16000 | B | 7 | 77777 | A | 7 | 0.3 | E | 8 | 0.051 | F | 8 | 0.2 | F | 8 | 0 | 1 | D | 9 | 0 | C | 8
2002-11-03 | 24:00 | 0 | 0 | 0 | 2 | 0 | 0 | 2 | 0 | 0 | 2 | 0 | 0 | 2 | 0 | 0 | 2 | 0 | 0 | 2 | 0 | 0 | 2 | 0 | 0 | E | 9 | 0 | E | 9 | -6.7 | A | 7 | -10 | A | 7 | 75 | A | 7 | 831 | A | 7 | 160 | A | 7 | 3.1 | A | 7 | 16000 | B | 7 | 77777 | A | 7 | 0.3 | E | 8 | 0.051 | F | 8 | 0.2 | F | 8 | 0 | 1 | D | 9 | 0 | C | 8
2002-11-04 | 1:00 | 0 | 0 | 0 | 2 | 0 | 0 | 2 | 0 | 0 | 2 | 0 | 0 | 2 | 0 | 0 | 2 | 0 | 0 | 2 | 0 | 0 | 2 | 0 | 1 | E | 9 | 1 | E | 9 | -5 | A | 7 | -8.9 | A | 7 | 71 | A | 7 | 830 | A | 7 | 240 | A | 7 | 3.1 | A | 7 | 16000 | B | 7 | 77777 | A | 7 | 0.3 | E | 8 | 0.05 | F | 8 | 0.2 | F | 8 | 0 | 1 | D | 9 | 0 | C | 8
2002-11-04 | 2:00 | 0 | 0 | 0 | 2 | 0 | 0 | 2 | 0 | 0 | 2 | 0 | 0 | 2 | 0 | 0 | 2 | 0 | 0 | 2 | 0 | 0 | 2 | 0 | 5 | E | 9 | 4 | E | 9 | -5 | A | 7 | -8.9 | A | 7 | 71 | A | 7 | 830 | A | 7 | 190 | A | 7 | 2.1 | A | 7 | 16000 | B | 7 | 77777 | A | 7 | 0.3 | E | 8 | 0.05 | F | 8 | 0.2 | F | 8 | 0 | 1 | D | 9 | 0 | C | 8
2002-11-04 | 3:00 | 0 | 0 | 0 | 2 | 0 | 0 | 2 | 0 | 0 | 2 | 0 | 0 | 2 | 0 | 0 | 2 | 0 | 0 | 2 | 0 | 0 | 2 | 0 | 7 | E | 9 | 5 | E | 9 | -3.9 | A | 7 | -8.9 | A | 7 | 65 | A | 7 | 829 | A | 7 | 200 | A | 7 | 2.6 | A | 7 | 16000 | B | 7 | 77777 | A | 7 | 0.4 | E | 8 | 0.05 | F | 8 | 0.2 | F | 8 | 0 | 1 | D | 9 | 0 | C | 8
2002-11-04 | 4:00 | 0 | 0 | 0 | 2 | 0 | 0 | 2 | 0 | 0 | 2 | 0 | 0 | 2 | 0 | 0 | 2 | 0 | 0 | 2 | 0 | 0 | 2 | 0 | 8 | E | 9 | 5 | E | 9 | -2.8 | A | 7 | -7.8 | A | 7 | 65 | A | 7 | 829 | A | 7 | 260 | A | 7 | 3.1 | A | 7 | 16000 | B | 7 | 6096 | A | 7 | 0.5 | E | 8 | 0.05 | F | 8 | 0.2 | F | 8 | 0 | 1 | D | 9 | 0 | C | 8
2002-11-04 | 5:00 | 0 | 0 | 0 | 2 | 0 | 0 | 2 | 0 | 0 | 2 | 0 | 0 | 2 | 0 | 0 | 2 | 0 | 0 | 2 | 0 | 0 | 2 | 0 | 10 | E | 9 | 6 | E | 9 | -4.4 | A | 7 | -7.2 | A | 7 | 79 | A | 7 | 830 | A | 7 | 260 | A | 7 | 2.1 | A | 7 | 16000 | B | 7 | 6096 | A | 7 | 0.5 | E | 8 | 0.05 | F | 8 | 0.2 | F | 8 | 0 | 1 | D | 9 | 0 | C | 8
2002-11-04 | 6:00 | 0 | 0 | 0 | 2 | 0 | 0 | 2 | 0 | 0 | 2 | 0 | 0 | 2 | 0 | 0 | 2 | 0 | 0 | 2 | 0 | 0 | 2 | 0 | 8 | E | 9 | 5 | E | 9 | -6.1 | A | 7 | -8.3 | A | 7 | 83 | A | 7 | 827 | A | 7 | 220 | A | 7 | 2.1 | A | 7 | 16000 | B | 7 | 6096 | A | 7 | 0.5 | E | 8 | 0.05 | F | 8 | 0.2 | F | 8 | 0 | 1 | D | 9 | 0 | C | 8
2002-11-04 | 7:00 | 25 | 637 | 0 | 2 | 9 | 0 | 2 | 21 | 0 | 2 | 9 | 0 | 2 | 9 | 0 | 2 | 21 | 0 | 2 | 9 | 0 | 2 | 25 | 10 | E | 9 | 4 | E | 9 | -5 | A | 7 | -7.8 | A | 7 | 79 | A | 7 | 827 | A | 7 | 270 | A | 7 | 4.1 | A | 7 | 16000 | B | 7 | 6096 | A | 7 | 0.6 | E | 8 | 0.05 | F | 8 | 0.2 | F | 8 | 0 | 1 | D | 9 | 0 | C | 8
2002-11-04 | 8:00 | 231 | 1391 | 68 | 2 | 9 | 0 | 2 | 21 | 68 | 2 | 9 | 75 | 2 | 9 | 0 | 2 | 21 | 75 | 2 | 9 | 215 | 2 | 25 | 9 | E | 9 | 5 | E | 9 | -4.4 | A | 7 | -7.2 | A | 7 | 79 | A | 7 | 827 | A | 7 | 280 | A | 7 | 3.6 | A | 7 | 16000 | B | 7 | 6706 | A | 7 | 0.6 | E | 8 | 0.05 | F | 8 | 0.2 | F | 8 | 0 | 1 | D | 9 | 0 | C | 8
2002-11-04 | 9:00 | 450 | 1391 | 114 | 2 | 9 | 0 | 2 | 21 | 114 | 2 | 9 | 129 | 2 | 9 | 0 | 2 | 21 | 129 | 2 | 9 | 424 | 2 | 25 | 8 | B | 8 | 5 | B | 8 | -3.3 | A | 7 | -7.2 | A | 7 | 72 | A | 7 | 827 | A | 7 | 270 | A | 7 | 1.5 | A | 7 | 14400 | B | 7 | 6096 | A | 7 | 0.6 | E | 8 | 0.05 | F | 8 | 0.2 | F | 8 | 0 | 1 | D | 9 | 0 | C | 8
2002-11-04 | 10:00 | 623 | 1391 | 91 | 2 | 9 | 0 | 2 | 21 | 91 | 2 | 9 | 109 | 2 | 9 | 0 | 2 | 21 | 109 | 2 | 9 | 410 | 2 | 25 | 7 | E | 9 | 5 | E | 9 | -2.2 | A | 7 | -6.7 | A | 7 | 68 | A | 7 | 826 | A | 7 | 270 | A | 7 | 3.1 | A | 7 | 16000 | B | 7 | 3962 | A | 7 | 0.7 | E | 8 | 0.05 | F | 8 | 0.2 | F | 8 | 0 | 1 | D | 9 | 0 | C | 8
2002-11-04 | 11:00 | 739 | 1391 | 156 | 2 | 9 | 0 | 2 | 21 | 156 | 2 | 9 | 182 | 2 | 9 | 0 | 2 | 21 | 182 | 2 | 9 | 685 | 2 | 25 | 9 | E | 9 | 5 | E | 9 | -1.1 | A | 7 | -6.1 | A | 7 | 66 | A | 7 | 826 | A | 7 | 230 | A | 7 | 2.6 | A | 7 | 16000 | B | 7 | 4572 | A | 7 | 0.7 | E | 8 | 0.05 | F | 8 | 0.2 | F | 8 | 0 | 1 | D | 9 | 0 | C | 8
2002-11-04 | 12:00 | 787 | 1391 | 145 | 2 | 9 | 0 | 2 | 21 | 145 | 2 | 9 | 172 | 2 | 9 | 0 | 2 | 21 | 172 | 2 | 9 | 666 | 2 | 25 | 9 | E | 9 | 9 | A | 7 | 0.6 | A | 7 | -7.2 | A | 7 | 52 | A | 7 | 825 | A | 7 | 270 | B | 8 | 2.1 | A | 7 | 16000 | B | 7 | 4572 | A | 7 | 0.7 | E | 8 | 0.05 | F | 8 | 0.2 | F | 8 | 0 | 1 | D | 9 | 0 | C | 8
2002-11-04 | 13:00 | 766 | 1391 | 371 | 2 | 9 | 197 | 2 | 21 | 262 | 2 | 9 | 403 | 2 | 9 | 204 | 2 | 21 | 290 | 2 | 9 | 679 | 2 | 25 | 5 | E | 9 | 5 | E | 9 | 2.8 | A | 7 | -7.8 | A | 7 | 42 | A | 7 | 826 | A | 7 | 300 | A | 7 | 3.1 | A | 7 | 16000 | B | 7 | 77777 | A | 7 | 0.7 | E | 8 | 0.05 | F | 8 | 0.2 | F | 8 | 0 | 1 | D | 9 | 0 | C | 8
2002-11-04 | 14:00 | 677 | 1391 | 409 | 2 | 9 | 486 | 2 | 21 | 172 | 2 | 9 | 430 | 2 | 9 | 484 | 2 | 21 | 194 | 2 | 9 | 361 | 2 | 25 | 7 | E | 9 | 6 | E | 9 | 2.8 | A | 7 | -6.1 | A | 7 | 49 | A | 7 | 825 | A | 7 | 340 | A | 7 | 3.6 | A | 7 | 16000 | B | 7 | 6706 | A | 7 | 0.7 | E | 8 | 0.05 | F | 8 | 0.2 | F | 8 | 0 | 1 | D | 9 | 0 | C | 8
2002-11-04 | 15:00 | 525 | 1391 | 302 | 2 | 9 | 484 | 2 | 21 | 118 | 2 | 9 | 319 | 2 | 9 | 459 | 2 | 21 | 145 | 2 | 9 | 227 | 2 | 25 | 9 | E | 9 | 7 | E | 9 | 2.2 | A | 7 | -5.6 | A | 7 | 53 | A | 7 | 825 | A | 7 | 350 | A | 7 | 2.6 | A | 7 | 16000 | B | 7 | 6706 | A | 7 | 0.7 | E | 8 | 0.05 | F | 8 | 0.2 | F | 8 | 0 | 1 | D | 9 | 0 | C | 8
2002-11-04 | 16:00 | 322 | 1391 | 152 | 2 | 9 | 284 | 2 | 21 | 86 | 2 | 9 | 161 | 2 | 9 | 230 | 2 | 21 | 107 | 2 | 9 | 166 | 2 | 25 | 8 | E | 9 | 5 | E | 9 | 1.1 | A | 7 | -6.7 | A | 7 | 52 | A | 7 | 824 | A | 7 | 250 | A | 7 | 3.1 | A | 7 | 16000 | B | 7 | 6706 | A | 7 | 0.6 | E | 8 | 0.05 | F | 8 | 0.2 | F | 8 | 0 | 1 | D | 9 | 0 | C | 8
2002-11-04 | 17:00 | 88 | 1194 | 10 | 2 | 9 | 0 | 2 | 21 | 10 | 2 | 9 | 12 | 2 | 9 | 0 | 2 | 21 | 12 | 2 | 9 | 39 | 2 | 25 | 7 | E | 9 | 7 | A | 7 | 1.1 | A | 7 | -6.7 | A | 7 | 52 | A | 7 | 825 | A | 7 | 320 | A | 7 | 2.1 | A | 7 | 16000 | B | 7 | 6706 | A | 7 | 0.6 | E | 8 | 0.05 | F | 8 | 0.2 | F | 8 | 0 | 1 | D | 9 | 0 | C | 8
2002-11-04 | 18:00 | 0 | 0 | 0 | 2 | 0 | 0 | 2 | 0 | 0 | 2 | 0 | 0 | 2 | 0 | 0 | 2 | 0 | 0 | 2 | 0 | 0 | 2 | 0 | 8 | E | 9 | 5 | E | 9 | 1.1 | A | 7 | -6.7 | A | 7 | 52 | A | 7 | 826 | A | 7 | 230 | A | 7 | 2.6 | A | 7 | 16000 | B | 7 | 3658 | A | 7 | 0.5 | E | 8 | 0.05 | F | 8 | 0.2 | F | 8 | 0 | 1 | D | 9 | 0 | C | 8
2002-11-04 | 19:00 | 0 | 0 | 0 | 2 | 0 | 0 | 2 | 0 | 0 | 2 | 0 | 0 | 2 | 0 | 0 | 2 | 0 | 0 | 2 | 0 | 0 | 2 | 0 | 9 | E | 9 | 6 | E | 9 | 0 | A | 7 | -5 | A | 7 | 66 | A | 7 | 826 | A | 7 | 180 | A | 7 | 2.1 | A | 7 | 16000 | B | 7 | 3658 | A | 7 | 0.5 | E | 8 | 0.05 | F | 8 | 0.2 | F | 8 | 0 | 1 | D | 9 | 0 | C | 8
2002-11-04 | 20:00 | 0 | 0 | 0 | 2 | 0 | 0 | 2 | 0 | 0 | 2 | 0 | 0 | 2 | 0 | 0 | 2 | 0 | 0 | 2 | 0 | 0 | 2 | 0 | 5 | E | 9 | 2 | E | 9 | -1.7 | A | 7 | -5 | A | 7 | 76 | A | 7 | 826 | A | 7 | 70 | A | 7 | 2.1 | A | 7 | 16000 | B | 7 | 6096 | A | 7 | 0.5 | E | 8 | 0.05 | F | 8 | 0.2 | F | 8 | 0 | 1 | D | 9 | 0 | C | 8
2002-11-04 | 21:00 | 0 | 0 | 0 | 2 | 0 | 0 | 2 | 0 | 0 | 2 | 0 | 0 | 2 | 0 | 0 | 2 | 0 | 0 | 2 | 0 | 0 | 2 | 0 | 5 | E | 9 | 4 | E | 9 | -1.7 | A | 7 | -4.4 | A | 7 | 80 | A | 7 | 826 | A | 7 | 140 | A | 7 | 1.5 | A | 7 | 16000 | B | 7 | 6096 | A | 7 | 0.5 | E | 8 | 0.05 | F | 8 | 0.2 | F | 8 | 0 | 1 | D | 9 | 0 | C | 8
2002-11-04 | 22:00 | 0 | 0 | 0 | 2 | 0 | 0 | 2 | 0 | 0 | 2 | 0 | 0 | 2 | 0 | 0 | 2 | 0 | 0 | 2 | 0 | 0 | 2 | 0 | 6 | E | 9 | 4 | E | 9 | -1.7 | A | 7 | -6.1 | A | 7 | 69 | A | 7 | 827 | A | 7 | 160 | A | 7 | 4.1 | A | 7 | 16000 | B | 7 | 6096 | A | 7 | 0.5 | E | 8 | 0.05 | F | 8 | 0.2 | F | 8 | 0 | 1 | D | 9 | 0 | C | 8
2002-11-04 | 23:00 | 0 | 0 | 0 | 2 | 0 | 0 | 2 | 0 | 0 | 2 | 0 | 0 | 2 | 0 | 0 | 2 | 0 | 0 | 2 | 0 | 0 | 2 | 0 | 3 | E | 9 | 2 | E | 9 | -0.6 | A | 7 | -8.3 | A | 7 | 52 | A | 7 | 828 | A | 7 | 50 | A | 7 | 3.6 | A | 7 | 16000 | B | 7 | 77777 | A | 7 | 0.4 | E | 8 | 0.05 | F | 8 | 0.2 | F | 8 | 0 | 1 | D | 9 | 0 | C | 8
2002-11-04 | 24:00 | 0 | 0 | 0 | 2 | 0 | 0 | 2 | 0 | 0 | 2 | 0 | 0 | 2 | 0 | 0 | 2 | 0 | 0 | 2 | 0 | 0 | 2 | 0 | 1 | E | 9 | 1 | E | 9 | -1.7 | A | 7 | -7.8 | A | 7 | 59 | A | 7 | 827 | A | 7 | 100 | A | 7 | 1.5 | A | 7 | 16000 | B | 7 | 6096 | A | 7 | 0.5 | E | 8 | 0.05 | F | 8 | 0.2 | F | 8 | 0 | 1 | D | 9 | 0 | C | 8
2002-11-05 | 1:00 | 0 | 0 | 0 | 2 | 0 | 0 | 2 | 0 | 0 | 2 | 0 | 0 | 2 | 0 | 0 | 2 | 0 | 0 | 2 | 0 | 0 | 2 | 0 | 3 | E | 9 | 3 | E | 9 | -1.1 | A | 7 | -8.9 | A | 7 | 51 | A | 7 | 827 | A | 7 | 20 | A | 7 | 3.6 | A | 7 | 16000 | B | 7 | 6096 | A | 7 | 0.5 | E | 8 | 0.049 | F | 8 | 0.2 | F | 8 | 0 | 1 | D | 9 | 0 | C | 8
2002-11-05 | 2:00 | 0 | 0 | 0 | 2 | 0 | 0 | 2 | 0 | 0 | 2 | 0 | 0 | 2 | 0 | 0 | 2 | 0 | 0 | 2 | 0 | 0 | 2 | 0 | 2 | E | 9 | 2 | E | 9 | -1.1 | A | 7 | -8.3 | A | 7 | 54 | A | 7 | 827 | A | 7 | 340 | A | 7 | 3.6 | A | 7 | 16000 | B | 7 | 77777 | A | 7 | 0.5 | E | 8 | 0.049 | F | 8 | 0.2 | F | 8 | 0 | 1 | D | 9 | 0 | C | 8
2002-11-05 | 3:00 | 0 | 0 | 0 | 2 | 0 | 0 | 2 | 0 | 0 | 2 | 0 | 0 | 2 | 0 | 0 | 2 | 0 | 0 | 2 | 0 | 0 | 2 | 0 | 1 | E | 9 | 1 | E | 9 | -1.1 | A | 7 | -8.9 | A | 7 | 51 | A | 7 | 827 | A | 7 | 230 | A | 7 | 2.6 | A | 7 | 16000 | B | 7 | 77777 | A | 7 | 0.5 | E | 8 | 0.049 | F | 8 | 0.2 | F | 8 | 0 | 1 | D | 9 | 0 | C | 8
2002-11-05 | 4:00 | 0 | 0 | 0 | 2 | 0 | 0 | 2 | 0 | 0 | 2 | 0 | 0 | 2 | 0 | 0 | 2 | 0 | 0 | 2 | 0 | 0 | 2 | 0 | 8 | E | 9 | 8 | E | 9 | -1.1 | A | 7 | -8.3 | A | 7 | 54 | A | 7 | 828 | A | 7 | 230 | A | 7 | 3.6 | A | 7 | 16000 | B | 7 | 3048 | A | 7 | 0.5 | E | 8 | 0.049 | F | 8 | 0.2 | F | 8 | 0 | 1 | D | 9 | 0 | C | 8
2002-11-05 | 5:00 | 0 | 0 | 0 | 2 | 0 | 0 | 2 | 0 | 0 | 2 | 0 | 0 | 2 | 0 | 0 | 2 | 0 | 0 | 2 | 0 | 0 | 2 | 0 | 4 | E | 9 | 4 | E | 9 | -5 | A | 7 | -9.4 | A | 7 | 68 | A | 7 | 830 | A | 7 | 140 | A | 7 | 1.5 | A | 7 | 16000 | B | 7 | 77777 | A | 7 | 0.5 | E | 8 | 0.049 | F | 8 | 0.2 | F | 8 | 0 | 1 | D | 9 | 0 | C | 8
2002-11-05 | 6:00 | 0 | 0 | 0 | 2 | 0 | 0 | 2 | 0 | 0 | 2 | 0 | 0 | 2 | 0 | 0 | 2 | 0 | 0 | 2 | 0 | 0 | 2 | 0 | 3 | E | 9 | 3 | E | 9 | -3.3 | A | 7 | -9.4 | A | 7 | 59 | A | 7 | 828 | A | 7 | 160 | A | 7 | 3.1 | A | 7 | 16000 | B | 7 | 77777 | A | 7 | 0.5 | E | 8 | 0.049 | F | 8 | 0.2 | F | 8 | 0 | 1 | D | 9 | 0 | C | 8
2002-11-05 | 7:00 | 23 | 614 | 0 | 2 | 9 | 0 | 2 | 21 | 0 | 2 | 9 | 0 | 2 | 9 | 0 | 2 | 21 | 0 | 2 | 9 | 0 | 2 | 25 | 3 | E | 9 | 3 | E | 9 | -2.2 | A | 7 | -8.9 | A | 7 | 56 | A | 7 | 829 | A | 7 | 190 | A | 7 | 2.1 | A | 7 | 16000 | B | 7 | 77777 | A | 7 | 0.4 | E | 8 | 0.049 | F | 8 | 0.2 | F | 8 | 0 | 1 | D | 9 | 0 | C | 8
2002-11-05 | 8:00 | 225 | 1391 | 128 | 2 | 9 | 312 | 2 | 21 | 78 | 2 | 9 | 128 | 2 | 9 | 209 | 2 | 21 | 94 | 2 | 9 | 149 | 2 | 25 | 3 | E | 9 | 3 | E | 9 | 0.6 | A | 7 | -7.8 | A | 7 | 49 | A | 7 | 832 | A | 7 | 230 | A | 7 | 3.1 | A | 7 | 16000 | B | 7 | 77777 | A | 7 | 0.4 | E | 8 | 0.049 | F | 8 | 0.2 | F | 8 | 0 | 1 | D | 9 | 0 | C | 8
2002-11-05 | 9:00 | 445 | 1391 | 186 | 2 | 9 | 101 | 2 | 21 | 153 | 2 | 9 | 203 | 2 | 9 | 94 | 2 | 21 | 173 | 2 | 9 | 388 | 2 | 25 | 3 | E | 9 | 3 | E | 9 | 2.2 | A | 7 | -7.2 | A | 7 | 46 | A | 7 | 833 | A | 7 | 240 | A | 7 | 3.1 | A | 7 | 16000 | B | 7 | 77777 | A | 7 | 0.4 | E | 8 | 0.049 | F | 8 | 0.2 | F | 8 | 0 | 1 | D | 9 | 0 | C | 8
2002-11-05 | 10:00 | 618 | 1391 | 268 | 2 | 9 | 98 | 2 | 21 | 224 | 2 | 9 | 293 | 2 | 9 | 97 | 2 | 21 | 250 | 2 | 9 | 616 | 2 | 25 | 0 | E | 9 | 0 | E | 9 | 3.9 | A | 7 | -6.7 | A | 7 | 43 | A | 7 | 834 | A | 7 | 210 | A | 7 | 3.1 | A | 7 | 16000 | B | 7 | 77777 | A | 7 | 0.4 | E | 8 | 0.049 | F | 8 | 0.2 | F | 8 | 0 | 1 | D | 9 | 0 | C | 8
2002-11-05 | 11:00 | 733 | 1391 | 387 | 2 | 9 | 242 | 2 | 21 | 259 | 2 | 9 | 419 | 2 | 9 | 249 | 2 | 21 | 287 | 2 | 9 | 659 | 2 | 25 | 3 | E | 9 | 3 | E | 9 | 6.1 | A | 7 | -7.8 | A | 7 | 33 | A | 7 | 833 | A | 7 | 270 | A | 7 | 3.6 | A | 7 | 16000 | B | 7 | 77777 | A | 7 | 0.4 | E | 8 | 0.049 | F | 8 | 0.2 | F | 8 | 0 | 1 | D | 9 | 0 | C | 8
2002-11-05 | 12:00 | 782 | 1391 | 491 | 2 | 9 | 475 | 2 | 21 | 223 | 2 | 9 | 512 | 2 | 9 | 482 | 2 | 21 | 240 | 2 | 9 | 511 | 2 | 25 | 3 | E | 9 | 3 | E | 9 | 7.8 | A | 7 | -8.9 | A | 7 | 27 | A | 7 | 835 | A | 7 | 270 | A | 7 | 4.6 | A | 7 | 16000 | B | 7 | 77777 | A | 7 | 0.4 | E | 8 | 0.049 | F | 8 | 0.2 | F | 8 | 0 | 1 | D | 9 | 0 | C | 8
2002-11-05 | 13:00 | 761 | 1391 | 547 | 2 | 9 | 783 | 2 | 21 | 118 | 2 | 9 | 579 | 2 | 9 | 783 | 2 | 21 | 149 | 2 | 9 | 266 | 2 | 25 | 3 | E | 9 | 3 | E | 9 | 8.3 | A | 7 | -8.3 | A | 7 | 28 | A | 7 | 835 | A | 7 | 290 | A | 7 | 3.6 | A | 7 | 16000 | B | 7 | 77777 | A | 7 | 0.4 | E | 8 | 0.049 | F | 8 | 0.2 | F | 8 | 0 | 1 | D | 9 | 0 | C | 8
2002-11-05 | 14:00 | 671 | 1391 | 495 | 2 | 9 | 865 | 2 | 21 | 75 | 2 | 9 | 523 | 2 | 9 | 848 | 2 | 21 | 112 | 2 | 9 | 166 | 2 | 25 | 1 | B | 8 | 1 | B | 8 | 9.4 | A | 7 | -8.3 | A | 7 | 26 | A | 7 | 836 | A | 7 | 290 | A | 7 | 3.1 | A | 7 | 16000 | B | 7 | 77777 | A | 7 | 0.4 | E | 8 | 0.049 | F | 8 | 0.2 | F | 8 | 0 | 1 | D | 9 | 0 | C | 8
2002-11-05 | 15:00 | 520 | 1391 | 377 | 2 | 9 | 845 | 2 | 21 | 60 | 2 | 9 | 396 | 2 | 9 | 796 | 2 | 21 | 97 | 2 | 9 | 126 | 2 | 25 | 0 | E | 9 | 0 | E | 9 | 10 | A | 7 | -8.9 | A | 7 | 23 | A | 7 | 837 | A | 7 | 330 | B | 8 | 2.1 | A | 7 | 16000 | B | 7 | 77777 | A | 7 | 0.5 | E | 8 | 0.049 | F | 8 | 0.2 | F | 8 | 0 | 1 | D | 9 | 0 | C | 8
2002-11-05 | 16:00 | 317 | 1391 | 199 | 2 | 9 | 723 | 2 | 21 | 34 | 2 | 9 | 211 | 2 | 9 | 610 | 2 | 21 | 71 | 2 | 9 | 79 | 2 | 25 | 0 | E | 9 | 0 | E | 9 | 9.4 | A | 7 | -9.4 | A | 7 | 23 | A | 7 | 837 | A | 7 | 0 | A | 7 | 0 | A | 7 | 16000 | B | 7 | 77777 | A | 7 | 0.5 | E | 8 | 0.049 | F | 8 | 0.2 | F | 8 | 0 | 1 | D | 9 | 0 | C | 8
2002-11-05 | 17:00 | 84 | 1171 | 33 | 2 | 9 | 361 | 2 | 21 | 12 | 2 | 9 | 42 | 2 | 9 | 223 | 2 | 21 | 25 | 2 | 9 | 32 | 2 | 25 | 0 | E | 9 | 0 | A | 7 | 6.1 | A | 7 | -6.7 | A | 7 | 37 | A | 7 | 834 | A | 7 | 100 | A | 7 | 2.6 | A | 7 | 16000 | B | 7 | 77777 | A | 7 | 0.5 | E | 8 | 0.049 | F | 8 | 0.2 | F | 8 | 0 | 1 | D | 9 | 0 | C | 8
2002-11-05 | 18:00 | 0 | 0 | 0 | 2 | 0 | 0 | 2 | 0 | 0 | 2 | 0 | 0 | 2 | 0 | 0 | 2 | 0 | 0 | 2 | 0 | 0 | 2 | 0 | 0 | E | 9 | 0 | E | 9 | 3.9 | A | 7 | -4.4 | A | 7 | 52 | A | 7 | 836 | A | 7 | 140 | A | 7 | 3.1 | A | 7 | 16000 | B | 7 | 77777 | A | 7 | 0.5 | E | 8 | 0.049 | F | 8 | 0.2 | F | 8 | 0 | 1 | D | 9 | 0 | C | 8
2002-11-05 | 19:00 | 0 | 0 | 0 | 2 | 0 | 0 | 2 | 0 | 0 | 2 | 0 | 0 | 2 | 0 | 0 | 2 | 0 | 0 | 2 | 0 | 0 | 2 | 0 | 0 | E | 9 | 0 | E | 9 | 1.1 | A | 7 | -4.4 | A | 7 | 64 | A | 7 | 835 | A | 7 | 170 | A | 7 | 4.6 | A | 7 | 16000 | B | 7 | 77777 | A | 7 | 0.5 | E | 8 | 0.049 | F | 8 | 0.2 | F | 8 | 0 | 1 | D | 9 | 0 | C | 8
2002-11-05 | 20:00 | 0 | 0 | 0 | 2 | 0 | 0 | 2 | 0 | 0 | 2 | 0 | 0 | 2 | 0 | 0 | 2 | 0 | 0 | 2 | 0 | 0 | 2 | 0 | 0 | E | 9 | 0 | E | 9 | 2.2 | A | 7 | -5 | A | 7 | 56 | A | 7 | 836 | A | 7 | 190 | A | 7 | 3.1 | A | 7 | 16000 | B | 7 | 77777 | A | 7 | 0.5 | E | 8 | 0.049 | F | 8 | 0.2 | F | 8 | 0 | 1 | D | 9 | 0 | C | 8
2002-11-05 | 21:00 | 0 | 0 | 0 | 2 | 0 | 0 | 2 | 0 | 0 | 2 | 0 | 0 | 2 | 0 | 0 | 2 | 0 | 0 | 2 | 0 | 0 | 2 | 0 | 2 | E | 9 | 2 | E | 9 | 2.8 | A | 7 | -6.7 | A | 7 | 46 | A | 7 | 836 | A | 7 | 230 | A | 7 | 4.1 | A | 7 | 16000 | B | 7 | 77777 | A | 7 | 0.5 | E | 8 | 0.049 | F | 8 | 0.2 | F | 8 | 0 | 1 | D | 9 | 0 | C | 8
2002-11-05 | 22:00 | 0 | 0 | 0 | 2 | 0 | 0 | 2 | 0 | 0 | 2 | 0 | 0 | 2 | 0 | 0 | 2 | 0 | 0 | 2 | 0 | 0 | 2 | 0 | 7 | E | 9 | 6 | E | 9 | 3.3 | A | 7 | -7.8 | A | 7 | 41 | A | 7 | 836 | A | 7 | 220 | A | 7 | 5.7 | A | 7 | 16000 | B | 7 | 77777 | A | 7 | 0.6 | E | 8 | 0.049 | F | 8 | 0.2 | F | 8 | 0 | 1 | D | 9 | 0 | C | 8
2002-11-05 | 23:00 | 0 | 0 | 0 | 2 | 0 | 0 | 2 | 0 | 0 | 2 | 0 | 0 | 2 | 0 | 0 | 2 | 0 | 0 | 2 | 0 | 0 | 2 | 0 | 7 | E | 9 | 4 | E | 9 | 2.8 | A | 7 | -7.2 | A | 7 | 44 | A | 7 | 836 | A | 7 | 210 | A | 7 | 7.2 | A | 7 | 16000 | B | 7 | 77777 | A | 7 | 0.6 | E | 8 | 0.049 | F | 8 | 0.2 | F | 8 | 0 | 1 | D | 9 | 0 | C | 8
2002-11-05 | 24:00 | 0 | 0 | 0 | 2 | 0 | 0 | 2 | 0 | 0 | 2 | 0 | 0 | 2 | 0 | 0 | 2 | 0 | 0 | 2 | 0 | 0 | 2 | 0 | 8 | E | 9 | 4 | E | 9 | 3.9 | A | 7 | -7.8 | A | 7 | 39 | A | 7 | 835 | A | 7 | 210 | A | 7 | 7.2 | A | 7 | 16000 | B | 7 | 77777 | A | 7 | 0.6 | E | 8 | 0.049 | F | 8 | 0.2 | F | 8 | 0 | 1 | D | 9 | 0 | C | 8
2002-11-06 | 1:00 | 0 | 0 | 0 | 2 | 0 | 0 | 2 | 0 | 0 | 2 | 0 | 0 | 2 | 0 | 0 | 2 | 0 | 0 | 2 | 0 | 0 | 2 | 0 | 8 | E | 9 | 4 | E | 9 | 3.3 | A | 7 | -7.2 | A | 7 | 43 | A | 7 | 836 | A | 7 | 220 | A | 7 | 6.2 | A | 7 | 16000 | B | 7 | 6096 | A | 7 | 0.6 | E | 8 | 0.049 | F | 8 | 0.2 | F | 8 | 0 | 1 | D | 9 | 0 | C | 8
2002-11-06 | 2:00 | 0 | 0 | 0 | 2 | 0 | 0 | 2 | 0 | 0 | 2 | 0 | 0 | 2 | 0 | 0 | 2 | 0 | 0 | 2 | 0 | 0 | 2 | 0 | 6 | E | 9 | 5 | E | 9 | 2.8 | A | 7 | -6.7 | A | 7 | 46 | A | 7 | 835 | A | 7 | 220 | A | 7 | 5.2 | A | 7 | 16000 | B | 7 | 6096 | A | 7 | 0.6 | E | 8 | 0.049 | F | 8 | 0.2 | F | 8 | 0 | 1 | D | 9 | 0 | C | 8
2002-11-06 | 3:00 | 0 | 0 | 0 | 2 | 0 | 0 | 2 | 0 | 0 | 2 | 0 | 0 | 2 | 0 | 0 | 2 | 0 | 0 | 2 | 0 | 0 | 2 | 0 | 6 | E | 9 | 5 | E | 9 | 3.3 | A | 7 | -7.2 | A | 7 | 43 | A | 7 | 835 | A | 7 | 220 | A | 7 | 5.7 | A | 7 | 16000 | B | 7 | 77777 | A | 7 | 0.6 | E | 8 | 0.049 | F | 8 | 0.2 | F | 8 | 0 | 1 | D | 9 | 0 | C | 8
2002-11-06 | 4:00 | 0 | 0 | 0 | 2 | 0 | 0 | 2 | 0 | 0 | 2 | 0 | 0 | 2 | 0 | 0 | 2 | 0 | 0 | 2 | 0 | 0 | 2 | 0 | 2 | E | 9 | 2 | E | 9 | 3.3 | A | 7 | -7.2 | A | 7 | 43 | A | 7 | 836 | A | 7 | 200 | A | 7 | 5.2 | A | 7 | 16000 | B | 7 | 77777 | A | 7 | 0.6 | E | 8 | 0.049 | F | 8 | 0.2 | F | 8 | 0 | 1 | D | 9 | 0 | C | 8
2002-11-06 | 5:00 | 0 | 0 | 0 | 2 | 0 | 0 | 2 | 0 | 0 | 2 | 0 | 0 | 2 | 0 | 0 | 2 | 0 | 0 | 2 | 0 | 0 | 2 | 0 | 3 | E | 9 | 2 | E | 9 | 4.4 | A | 7 | -7.8 | A | 7 | 38 | A | 7 | 837 | A | 7 | 240 | A | 7 | 7.7 | A | 7 | 16000 | B | 7 | 77777 | A | 7 | 0.7 | E | 8 | 0.049 | F | 8 | 0.2 | F | 8 | 0 | 1 | D | 9 | 0 | C | 8
2002-11-06 | 6:00 | 0 | 0 | 0 | 2 | 0 | 0 | 2 | 0 | 0 | 2 | 0 | 0 | 2 | 0 | 0 | 2 | 0 | 0 | 2 | 0 | 0 | 2 | 0 | 0 | E | 9 | 0 | E | 9 | 3.3 | A | 7 | -8.3 | A | 7 | 39 | A | 7 | 837 | A | 7 | 240 | A | 7 | 5.2 | A | 7 | 16000 | B | 7 | 77777 | A | 7 | 0.6 | E | 8 | 0.049 | F | 8 | 0.2 | F | 8 | 0 | 1 | D | 9 | 0 | C | 8
2002-11-06 | 7:00 | 21 | 592 | 0 | 2 | 9 | 0 | 2 | 21 | 0 | 2 | 9 | 0 | 2 | 9 | 0 | 2 | 21 | 0 | 2 | 9 | 0 | 2 | 25 | 0 | E | 9 | 0 | E | 9 | 2.8 | A | 7 | -7.8 | A | 7 | 42 | A | 7 | 838 | A | 7 | 230 | A | 7 | 5.7 | A | 7 | 16000 | B | 7 | 77777 | A | 7 | 0.6 | E | 8 | 0.049 | F | 8 | 0.2 | F | 8 | 0 | 1 | D | 9 | 5 | C | 8
2002-11-06 | 8:00 | 220 | 1392 | 140 | 2 | 9 | 394 | 2 | 21 | 78 | 2 | 9 | 140 | 2 | 9 | 261 | 2 | 21 | 98 | 2 | 9 | 149 | 2 | 25 | 0 | E | 9 | 0 | E | 9 | 4 | A | 7 | -6 | A | 7 | 45 | A | 7 | 839 | A | 7 | 0 | A | 7 | 0 | A | 7 | 16100 | B | 7 | 77777 | A | 7 | 0.5 | E | 8 | 0.049 | F | 8 | 0.2 | F | 8 | 0 | 1 | D | 9 | 0 | C | 8
2002-11-06 | 9:00 | 439 | 1392 | 329 | 2 | 9 | 728 | 2 | 21 | 99 | 2 | 9 | 335 | 2 | 9 | 642 | 2 | 21 | 131 | 2 | 9 | 177 | 2 | 25 | 0 | E | 9 | 0 | E | 9 | 6.1 | A | 7 | -6.7 | A | 7 | 37 | A | 7 | 840 | A | 7 | 140 | A | 7 | 2.1 | A | 7 | 16000 | B | 7 | 77777 | A | 7 | 0.5 | E | 8 | 0.049 | F | 8 | 0.2 | F | 8 | 0 | 1 | D | 9 | 0 | C | 8
2002-11-06 | 10:00 | 612 | 1392 | 438 | 2 | 9 | 767 | 2 | 21 | 100 | 2 | 9 | 460 | 2 | 9 | 742 | 2 | 21 | 132 | 2 | 9 | 204 | 2 | 25 | 0 | E | 9 | 0 | E | 9 | 8.9 | A | 7 | -4.4 | A | 7 | 37 | A | 7 | 841 | A | 7 | 130 | A | 7 | 2.6 | A | 7 | 16000 | B | 7 | 77777 | A | 7 | 0.5 | E | 8 | 0.049 | F | 8 | 0.2 | F | 8 | 0 | 1 | D | 9 | 0 | C | 8
2002-11-06 | 11:00 | 727 | 1392 | 556 | 2 | 9 | 902 | 2 | 21 | 83 | 2 | 9 | 588 | 2 | 9 | 892 | 2 | 21 | 120 | 2 | 9 | 186 | 2 | 25 | 0 | E | 9 | 0 | E | 9 | 12.2 | A | 7 | -7.8 | A | 7 | 22 | A | 7 | 839 | A | 7 | 130 | A | 7 | 3.1 | A | 7 | 16000 | B | 7 | 77777 | A | 7 | 0.5 | E | 8 | 0.049 | F | 8 | 0.2 | F | 8 | 0 | 1 | D | 9 | 0 | C | 8
2002-11-06 | 12:00 | 776 | 1392 | 594 | 2 | 9 | 944 | 2 | 21 | 65 | 2 | 9 | 622 | 2 | 9 | 930 | 2 | 21 | 102 | 2 | 9 | 163 | 2 | 25 | 0 | E | 9 | 0 | E | 9 | 13.9 | A | 7 | -8.3 | A | 7 | 19 | A | 7 | 842 | A | 7 | 120 | A | 7 | 4.1 | A | 7 | 16000 | B | 7 | 77777 | A | 7 | 0.5 | E | 8 | 0.049 | F | 8 | 0.2 | F | 8 | 0 | 1 | D | 9 | 0 | C | 8
2002-11-06 | 13:00 | 755 | 1392 | 582 | 2 | 9 | 956 | 2 | 21 | 62 | 2 | 9 | 612 | 2 | 9 | 940 | 2 | 21 | 100 | 2 | 9 | 156 | 2 | 25 | 0 | E | 9 | 0 | E | 9 | 15 | A | 7 | -6.1 | A | 7 | 21 | A | 7 | 842 | A | 7 | 110 | A | 7 | 5.2 | A | 7 | 16000 | B | 7 | 77777 | A | 7 | 0.5 | E | 8 | 0.049 | F | 8 | 0.2 | F | 8 | 0 | 1 | D | 9 | 0 | C | 8
2002-11-06 | 14:00 | 666 | 1392 | 506 | 2 | 9 | 924 | 2 | 21 | 62 | 2 | 9 | 531 | 2 | 9 | 896 | 2 | 21 | 100 | 2 | 9 | 145 | 2 | 25 | 0 | E | 9 | 0 | E | 9 | 15.6 | A | 7 | -7.2 | A | 7 | 19 | A | 7 | 842 | A | 7 | 140 | A | 7 | 4.1 | A | 7 | 16000 | B | 7 | 77777 | A | 7 | 0.5 | E | 8 | 0.049 | F | 8 | 0.2 | F | 8 | 0 | 1 | D | 9 | 0 | C | 8
2002-11-06 | 15:00 | 515 | 1392 | 371 | 2 | 9 | 839 | 2 | 21 | 59 | 2 | 9 | 389 | 2 | 9 | 789 | 2 | 21 | 96 | 2 | 9 | 124 | 2 | 25 | 0 | E | 9 | 0 | E | 9 | 15.6 | A | 7 | -7.2 | A | 7 | 19 | A | 7 | 842 | A | 7 | 120 | A | 7 | 6.2 | A | 7 | 16000 | B | 7 | 77777 | A | 7 | 0.5 | E | 8 | 0.049 | F | 8 | 0.2 | F | 8 | 0 | 1 | D | 9 | 0 | C | 8
2002-11-06 | 16:00 | 312 | 1392 | 203 | 2 | 9 | 738 | 2 | 21 | 37 | 2 | 9 | 214 | 2 | 9 | 620 | 2 | 21 | 75 | 2 | 9 | 80 | 2 | 25 | 0 | E | 9 | 0 | E | 9 | 13.3 | A | 7 | -3.9 | A | 7 | 29 | A | 7 | 841 | A | 7 | 120 | A | 7 | 4.6 | A | 7 | 16000 | B | 7 | 77777 | A | 7 | 0.5 | E | 8 | 0.049 | F | 8 | 0.2 | F | 8 | 0 | 1 | D | 9 | 0 | C | 8
2002-11-06 | 17:00 | 81 | 1148 | 29 | 2 | 9 | 355 | 2 | 21 | 10 | 2 | 9 | 39 | 2 | 9 | 218 | 2 | 21 | 23 | 2 | 9 | 29 | 2 | 25 | 1 | E | 9 | 0 | A | 7 | 8.3 | A | 7 | -2.8 | A | 7 | 44 | A | 7 | 838 | A | 7 | 130 | A | 7 | 2.6 | A | 7 | 16000 | B | 7 | 77777 | A | 7 | 0.5 | E | 8 | 0.049 | F | 8 | 0.2 | F | 8 | 0 | 1 | D | 9 | 0 | C | 8
2002-11-06 | 18:00 | 0 | 0 | 0 | 2 | 0 | 0 | 2 | 0 | 0 | 2 | 0 | 0 | 2 | 0 | 0 | 2 | 0 | 0 | 2 | 0 | 0 | 2 | 0 | 0 | E | 9 | 0 | E | 9 | 5 | A | 7 | -2.8 | A | 7 | 55 | A | 7 | 838 | A | 7 | 160 | A | 7 | 6.2 | A | 7 | 16000 | B | 7 | 77777 | A | 7 | 0.5 | E | 8 | 0.049 | F | 8 | 0.2 | F | 8 | 0 | 1 | D | 9 | 0 | C | 8
2002-11-06 | 19:00 | 0 | 0 | 0 | 2 | 0 | 0 | 2 | 0 | 0 | 2 | 0 | 0 | 2 | 0 | 0 | 2 | 0 | 0 | 2 | 0 | 0 | 2 | 0 | 0 | E | 9 | 0 | E | 9 | 4.4 | A | 7 | -2.8 | A | 7 | 58 | A | 7 | 838 | A | 7 | 150 | A | 7 | 5.7 | A | 7 | 16000 | B | 7 | 77777 | A | 7 | 0.5 | E | 8 | 0.049 | F | 8 | 0.2 | F | 8 | 0 | 1 | D | 9 | 0 | C | 8
2002-11-06 | 20:00 | 0 | 0 | 0 | 2 | 0 | 0 | 2 | 0 | 0 | 2 | 0 | 0 | 2 | 0 | 0 | 2 | 0 | 0 | 2 | 0 | 0 | 2 | 0 | 0 | E | 9 | 0 | E | 9 | 3.3 | A | 7 | -3.3 | A | 7 | 60 | A | 7 | 838 | A | 7 | 170 | A | 7 | 5.2 | A | 7 | 16000 | B | 7 | 77777 | A | 7 | 0.4 | E | 8 | 0.049 | F | 8 | 0.2 | F | 8 | 0 | 1 | D | 9 | 0 | C | 8
2002-11-06 | 21:00 | 0 | 0 | 0 | 2 | 0 | 0 | 2 | 0 | 0 | 2 | 0 | 0 | 2 | 0 | 0 | 2 | 0 | 0 | 2 | 0 | 0 | 2 | 0 | 0 | E | 9 | 0 | E | 9 | 5.6 | A | 7 | -5 | A | 7 | 44 | A | 7 | 838 | A | 7 | 240 | A | 7 | 7.2 | A | 7 | 16000 | B | 7 | 77777 | A | 7 | 0.4 | E | 8 | 0.049 | F | 8 | 0.2 | F | 8 | 0 | 1 | D | 9 | 0 | C | 8
2002-11-06 | 22:00 | 0 | 0 | 0 | 2 | 0 | 0 | 2 | 0 | 0 | 2 | 0 | 0 | 2 | 0 | 0 | 2 | 0 | 0 | 2 | 0 | 0 | 2 | 0 | 0 | E | 9 | 0 | E | 9 | 5.6 | A | 7 | -5 | A | 7 | 44 | A | 7 | 838 | A | 7 | 220 | A | 7 | 7.7 | A | 7 | 16000 | B | 7 | 77777 | A | 7 | 0.4 | E | 8 | 0.049 | F | 8 | 0.2 | F | 8 | 0 | 1 | D | 9 | 0 | C | 8
2002-11-06 | 23:00 | 0 | 0 | 0 | 2 | 0 | 0 | 2 | 0 | 0 | 2 | 0 | 0 | 2 | 0 | 0 | 2 | 0 | 0 | 2 | 0 | 0 | 2 | 0 | 0 | E | 9 | 0 | E | 9 | 4.4 | A | 7 | -5.6 | A | 7 | 46 | A | 7 | 837 | A | 7 | 210 | A | 7 | 8.2 | A | 7 | 16000 | B | 7 | 77777 | A | 7 | 0.3 | E | 8 | 0.049 | F | 8 | 0.2 | F | 8 | 0 | 1 | D | 9 | 0 | C | 8
2002-11-06 | 24:00 | 0 | 0 | 0 | 2 | 0 | 0 | 2 | 0 | 0 | 2 | 0 | 0 | 2 | 0 | 0 | 2 | 0 | 0 | 2 | 0 | 0 | 2 | 0 | 0 | E | 9 | 0 | E | 9 | 5.6 | A | 7 | -6.7 | A | 7 | 38 | A | 7 | 835 | A | 7 | 210 | A | 7 | 8.8 | A | 7 | 16000 | B | 7 | 77777 | A | 7 | 0.3 | E | 8 | 0.049 | F | 8 | 0.2 | F | 8 | 0 | 1 | D | 9 | 0 | C | 8
2002-11-07 | 1:00 | 0 | 0 | 0 | 2 | 0 | 0 | 2 | 0 | 0 | 2 | 0 | 0 | 2 | 0 | 0 | 2 | 0 | 0 | 2 | 0 | 0 | 2 | 0 | 0 | E | 9 | 0 | E | 9 | 5 | A | 7 | -7.2 | A | 7 | 38 | A | 7 | 834 | A | 7 | 210 | A | 7 | 7.7 | A | 7 | 16000 | B | 7 | 77777 | A | 7 | 0.3 | E | 8 | 0.048 | F | 8 | 0.2 | F | 8 | 0 | 1 | D | 9 | 0 | C | 8
2002-11-07 | 2:00 | 0 | 0 | 0 | 2 | 0 | 0 | 2 | 0 | 0 | 2 | 0 | 0 | 2 | 0 | 0 | 2 | 0 | 0 | 2 | 0 | 0 | 2 | 0 | 0 | E | 9 | 0 | E | 9 | 5 | A | 7 | -7.8 | A | 7 | 36 | A | 7 | 834 | A | 7 | 210 | A | 7 | 7.7 | A | 7 | 16000 | B | 7 | 77777 | A | 7 | 0.3 | E | 8 | 0.048 | F | 8 | 0.2 | F | 8 | 0 | 1 | D | 9 | 0 | C | 8
2002-11-07 | 3:00 | 0 | 0 | 0 | 2 | 0 | 0 | 2 | 0 | 0 | 2 | 0 | 0 | 2 | 0 | 0 | 2 | 0 | 0 | 2 | 0 | 0 | 2 | 0 | 0 | E | 9 | 0 | E | 9 | 5.6 | A | 7 | -8.9 | A | 7 | 31 | A | 7 | 834 | A | 7 | 210 | A | 7 | 8.8 | A | 7 | 16000 | B | 7 | 77777 | A | 7 | 0.3 | E | 8 | 0.048 | F | 8 | 0.2 | F | 8 | 0 | 1 | D | 9 | 0 | C | 8
2002-11-07 | 4:00 | 0 | 0 | 0 | 2 | 0 | 0 | 2 | 0 | 0 | 2 | 0 | 0 | 2 | 0 | 0 | 2 | 0 | 0 | 2 | 0 | 0 | 2 | 0 | 0 | E | 9 | 0 | E | 9 | 5 | A | 7 | -9.4 | A | 7 | 31 | A | 7 | 833 | A | 7 | 210 | A | 7 | 8.2 | A | 7 | 16000 | B | 7 | 77777 | A | 7 | 0.2 | E | 8 | 0.048 | F | 8 | 0.2 | F | 8 | 0 | 1 | D | 9 | 0 | C | 8
2002-11-07 | 5:00 | 0 | 0 | 0 | 2 | 0 | 0 | 2 | 0 | 0 | 2 | 0 | 0 | 2 | 0 | 0 | 2 | 0 | 0 | 2 | 0 | 0 | 2 | 0 | 0 | E | 9 | 0 | E | 9 | 5.6 | A | 7 | -10 | A | 7 | 29 | A | 7 | 834 | A | 7 | 200 | A | 7 | 8.2 | A | 7 | 16000 | B | 7 | 77777 | A | 7 | 0.2 | E | 8 | 0.048 | F | 8 | 0.2 | F | 8 | 0 | 1 | D | 9 | 0 | C | 8
2002-11-07 | 6:00 | 0 | 0 | 0 | 2 | 0 | 0 | 2 | 0 | 0 | 2 | 0 | 0 | 2 | 0 | 0 | 2 | 0 | 0 | 2 | 0 | 0 | 2 | 0 | 0 | E | 9 | 0 | E | 9 | 5.6 | A | 7 | -10.6 | A | 7 | 27 | A | 7 | 834 | A | 7 | 210 | A | 7 | 8.8 | A | 7 | 16000 | B | 7 | 77777 | A | 7 | 0.2 | E | 8 | 0.048 | F | 8 | 0.2 | F | 8 | 0 | 1 | D | 9 | 0 | C | 8
2002-11-07 | 7:00 | 19 | 569 | 0 | 2 | 9 | 0 | 2 | 21 | 0 | 2 | 9 | 0 | 2 | 9 | 0 | 2 | 21 | 0 | 2 | 9 | 0 | 2 | 25 | 0 | E | 9 | 0 | E | 9 | 6.7 | A | 7 | -11.1 | A | 7 | 24 | A | 7 | 834 | A | 7 | 210 | A | 7 | 8.2 | A | 7 | 16000 | B | 7 | 77777 | A | 7 | 0.2 | E | 8 | 0.048 | F | 8 | 0.2 | F | 8 | 0 | 1 | D | 9 | 0 | C | 8
2002-11-07 | 8:00 | 215 | 1393 | 112 | 2 | 9 | 265 | 2 | 21 | 71 | 2 | 9 | 116 | 2 | 9 | 171 | 2 | 21 | 89 | 2 | 9 | 141 | 2 | 25 | 5 | E | 9 | 4 | E | 9 | 8.3 | A | 7 | -10 | A | 7 | 24 | A | 7 | 835 | A | 7 | 210 | A | 7 | 7.7 | A | 7 | 16000 | B | 7 | 77777 | A | 7 | 0.2 | E | 8 | 0.048 | F | 8 | 0.2 | F | 8 | 0 | 1 | D | 9 | 0 | C | 8
2002-11-07 | 9:00 | 434 | 1393 | 280 | 2 | 9 | 507 | 2 | 21 | 121 | 2 | 9 | 288 | 2 | 9 | 453 | 2 | 21 | 146 | 2 | 9 | 232 | 2 | 25 | 6 | E | 9 | 4 | E | 9 | 12.2 | A | 7 | -9.4 | A | 7 | 19 | A | 7 | 836 | A | 7 | 220 | A | 7 | 8.2 | A | 7 | 16000 | B | 7 | 77777 | A | 7 | 0.2 | E | 8 | 0.048 | F | 8 | 0.2 | F | 8 | 0 | 1 | D | 9 | 0 | C | 8
2002-11-07 | 10:00 | 607 | 1393 | 340 | 2 | 9 | 350 | 2 | 21 | 187 | 2 | 9 | 361 | 2 | 9 | 353 | 2 | 21 | 206 | 2 | 9 | 409 | 2 | 25 | 10 | E | 9 | 5 | E | 9 | 15 | A | 7 | -8.3 | A | 7 | 18 | A | 7 | 836 | A | 7 | 220 | A | 7 | 5.7 | A | 7 | 16000 | B | 7 | 6706 | A | 7 | 0.2 | E | 8 | 0.048 | F | 8 | 0.2 | F | 8 | 0 | 1 | D | 9 | 0 | C | 8
2002-11-07 | 11:00 | 722 | 1393 | 369 | 2 | 9 | 212 | 2 | 21 | 259 | 2 | 9 | 399 | 2 | 9 | 217 | 2 | 21 | 286 | 2 | 9 | 654 | 2 | 25 | 10 | E | 9 | 4 | E | 9 | 16.1 | A | 7 | -7.8 | A | 7 | 17 | A | 7 | 831 | A | 7 | 220 | A | 7 | 5.7 | A | 7 | 16000 | B | 7 | 6706 | A | 7 | 0.2 | E | 8 | 0.048 | F | 8 | 0.2 | F | 8 | 0 | 1 | D | 9 | 0 | C | 8
2002-11-07 | 12:00 | 770 | 1393 | 279 | 2 | 9 | 42 | 2 | 21 | 255 | 2 | 9 | 306 | 2 | 9 | 42 | 2 | 21 | 282 | 2 | 9 | 783 | 2 | 25 | 10 | E | 9 | 4 | E | 9 | 17.8 | A | 7 | -11.7 | A | 7 | 11 | A | 7 | 835 | A | 7 | 250 | A | 7 | 5.7 | A | 7 | 16000 | B | 7 | 6706 | A | 7 | 0.3 | E | 8 | 0.048 | F | 8 | 0.2 | F | 8 | 0 | 1 | D | 9 | 0 | C | 8
2002-11-07 | 13:00 | 750 | 1393 | 176 | 2 | 9 | 6 | 2 | 21 | 173 | 2 | 9 | 205 | 2 | 9 | 5 | 2 | 21 | 202 | 2 | 9 | 747 | 2 | 25 | 9 | E | 9 | 4 | E | 9 | 16.7 | A | 7 | -8.3 | A | 7 | 16 | A | 7 | 834 | A | 7 | 340 | A | 7 | 2.6 | A | 7 | 16000 | B | 7 | 6706 | A | 7 | 0.3 | E | 8 | 0.048 | F | 8 | 0.2 | F | 8 | 0 | 1 | D | 9 | 0 | C | 8
2002-11-07 | 14:00 | 661 | 1393 | 295 | 2 | 9 | 160 | 2 | 21 | 219 | 2 | 9 | 320 | 2 | 9 | 162 | 2 | 21 | 243 | 2 | 9 | 537 | 2 | 25 | 8 | E | 9 | 4 | E | 9 | 17.2 | A | 7 | -8.3 | A | 7 | 15 | A | 7 | 833 | A | 7 | 10 | A | 7 | 3.6 | A | 7 | 16000 | B | 7 | 6706 | A | 7 | 0.4 | E | 8 | 0.048 | F | 8 | 0.2 | F | 8 | 0 | 1 | D | 9 | 0 | C | 8
2002-11-07 | 15:00 | 510 | 1393 | 134 | 2 | 9 | 6 | 2 | 21 | 132 | 2 | 9 | 152 | 2 | 9 | 4 | 2 | 21 | 150 | 2 | 9 | 501 | 2 | 25 | 6 | E | 9 | 4 | E | 9 | 15.6 | A | 7 | -7.8 | A | 7 | 18 | A | 7 | 832 | A | 7 | 10 | A | 7 | 2.6 | A | 7 | 16000 | B | 7 | 6706 | A | 7 | 0.4 | E | 8 | 0.048 | F | 8 | 0.2 | F | 8 | 0 | 1 | D | 9 | 0 | C | 8
2002-11-07 | 16:00 | 308 | 1393 | 42 | 2 | 9 | 0 | 2 | 21 | 42 | 2 | 9 | 49 | 2 | 9 | 0 | 2 | 21 | 49 | 2 | 9 | 168 | 2 | 25 | 6 | E | 9 | 4 | E | 9 | 15 | A | 7 | -5 | A | 7 | 24 | A | 7 | 831 | A | 7 | 140 | A | 7 | 2.6 | A | 7 | 16000 | B | 7 | 6706 | A | 7 | 0.4 | E | 8 | 0.048 | F | 8 | 0.2 | F | 8 | 0 | 1 | D | 9 | 0 | C | 8
2002-11-07 | 17:00 | 77 | 1126 | 4 | 2 | 9 | 0 | 2 | 21 | 4 | 2 | 9 | 5 | 2 | 9 | 0 | 2 | 21 | 5 | 2 | 9 | 16 | 2 | 25 | 9 | E | 9 | 8 | A | 7 | 11.1 | A | 7 | -4.4 | A | 7 | 32 | A | 7 | 827 | A | 7 | 180 | A | 7 | 2.6 | A | 7 | 16000 | B | 7 | 6096 | A | 7 | 0.5 | E | 8 | 0.048 | F | 8 | 0.2 | F | 8 | 0 | 1 | D | 9 | 0 | C | 8
2002-11-07 | 18:00 | 0 | 0 | 0 | 2 | 0 | 0 | 2 | 0 | 0 | 2 | 0 | 0 | 2 | 0 | 0 | 2 | 0 | 0 | 2 | 0 | 0 | 2 | 0 | 7 | E | 9 | 5 | E | 9 | 11.1 | A | 7 | -6.1 | A | 7 | 28 | A | 7 | 829 | A | 7 | 170 | A | 7 | 4.1 | A | 7 | 16000 | B | 7 | 6096 | A | 7 | 0.5 | E | 8 | 0.048 | F | 8 | 0.2 | F | 8 | 0 | 1 | D | 9 | 0 | C | 8
2002-11-07 | 19:00 | 0 | 0 | 0 | 2 | 0 | 0 | 2 | 0 | 0 | 2 | 0 | 0 | 2 | 0 | 0 | 2 | 0 | 0 | 2 | 0 | 0 | 2 | 0 | 9 | E | 9 | 6 | E | 9 | 11.1 | A | 7 | -6.7 | A | 7 | 26 | A | 7 | 829 | A | 7 | 210 | A | 7 | 3.1 | A | 7 | 16000 | B | 7 | 6096 | A | 7 | 0.5 | E | 8 | 0.048 | F | 8 | 0.2 | F | 8 | 0 | 1 | D | 9 | 0 | C | 8
2002-11-07 | 20:00 | 0 | 0 | 0 | 2 | 0 | 0 | 2 | 0 | 0 | 2 | 0 | 0 | 2 | 0 | 0 | 2 | 0 | 0 | 2 | 0 | 0 | 2 | 0 | 7 | E | 9 | 3 | E | 9 | 10.6 | A | 7 | -6.7 | A | 7 | 27 | A | 7 | 828 | A | 7 | 260 | A | 7 | 2.1 | A | 7 | 16000 | B | 7 | 6096 | A | 7 | 0.5 | E | 8 | 0.048 | F | 8 | 0.2 | F | 8 | 0 | 1 | D | 9 | 0 | C | 8
2002-11-07 | 21:00 | 0 | 0 | 0 | 2 | 0 | 0 | 2 | 0 | 0 | 2 | 0 | 0 | 2 | 0 | 0 | 2 | 0 | 0 | 2 | 0 | 0 | 2 | 0 | 4 | E | 9 | 3 | E | 9 | 9.4 | A | 7 | -6.1 | A | 7 | 31 | A | 7 | 827 | A | 7 | 310 | A | 7 | 2.6 | A | 7 | 16000 | B | 7 | 6096 | A | 7 | 0.6 | E | 8 | 0.048 | F | 8 | 0.2 | F | 8 | 0 | 1 | D | 9 | 0 | C | 8
2002-11-07 | 22:00 | 0 | 0 | 0 | 2 | 0 | 0 | 2 | 0 | 0 | 2 | 0 | 0 | 2 | 0 | 0 | 2 | 0 | 0 | 2 | 0 | 0 | 2 | 0 | 7 | E | 9 | 5 | E | 9 | 12.8 | A | 7 | -8.3 | A | 7 | 20 | A | 7 | 828 | A | 7 | 270 | A | 7 | 2.1 | A | 7 | 16000 | B | 7 | 6096 | A | 7 | 0.6 | E | 8 | 0.048 | F | 8 | 0.2 | F | 8 | 0 | 1 | D | 9 | 0 | C | 8
2002-11-07 | 23:00 | 0 | 0 | 0 | 2 | 0 | 0 | 2 | 0 | 0 | 2 | 0 | 0 | 2 | 0 | 0 | 2 | 0 | 0 | 2 | 0 | 0 | 2 | 0 | 8 | E | 9 | 5 | E | 9 | 8.3 | A | 7 | -10 | A | 7 | 24 | A | 7 | 826 | A | 7 | 210 | A | 7 | 5.2 | A | 7 | 16000 | B | 7 | 6096 | A | 7 | 0.6 | E | 8 | 0.048 | F | 8 | 0.2 | F | 8 | 0 | 1 | D | 9 | 0 | C | 8
2002-11-07 | 24:00 | 0 | 0 | 0 | 2 | 0 | 0 | 2 | 0 | 0 | 2 | 0 | 0 | 2 | 0 | 0 | 2 | 0 | 0 | 2 | 0 | 0 | 2 | 0 | 8 | E | 9 | 5 | E | 9 | 7.2 | A | 7 | -10.6 | A | 7 | 24 | A | 7 | 824 | A | 7 | 220 | A | 7 | 2.6 | A | 7 | 16000 | B | 7 | 6096 | A | 7 | 0.7 | E | 8 | 0.048 | F | 8 | 0.2 | F | 8 | 0 | 1 | D | 9 | 0 | C | 8
2002-11-08 | 1:00 | 0 | 0 | 0 | 2 | 0 | 0 | 2 | 0 | 0 | 2 | 0 | 0 | 2 | 0 | 0 | 2 | 0 | 0 | 2 | 0 | 0 | 2 | 0 | 6 | E | 9 | 5 | E | 9 | 7.2 | A | 7 | -9.4 | A | 7 | 27 | A | 7 | 824 | A | 7 | 240 | A | 7 | 5.2 | A | 7 | 16000 | B | 7 | 77777 | A | 7 | 0.7 | E | 8 | 0.048 | F | 8 | 0.2 | F | 8 | 0 | 1 | D | 9 | 0 | C | 8
2002-11-08 | 2:00 | 0 | 0 | 0 | 2 | 0 | 0 | 2 | 0 | 0 | 2 | 0 | 0 | 2 | 0 | 0 | 2 | 0 | 0 | 2 | 0 | 0 | 2 | 0 | 4 | E | 9 | 3 | E | 9 | 6.7 | A | 7 | -10 | A | 7 | 26 | A | 7 | 823 | A | 7 | 210 | A | 7 | 5.7 | A | 7 | 16000 | B | 7 | 77777 | A | 7 | 0.8 | E | 8 | 0.048 | F | 8 | 0.2 | F | 8 | 0 | 1 | D | 9 | 0 | C | 8
2002-11-08 | 3:00 | 0 | 0 | 0 | 2 | 0 | 0 | 2 | 0 | 0 | 2 | 0 | 0 | 2 | 0 | 0 | 2 | 0 | 0 | 2 | 0 | 0 | 2 | 0 | 3 | E | 9 | 2 | E | 9 | 5.6 | A | 7 | -7.8 | A | 7 | 35 | A | 7 | 822 | A | 7 | 220 | A | 7 | 3.6 | A | 7 | 16000 | B | 7 | 77777 | A | 7 | 0.8 | E | 8 | 0.048 | F | 8 | 0.2 | F | 8 | 0 | 1 | D | 9 | 0 | C | 8
2002-11-08 | 4:00 | 0 | 0 | 0 | 2 | 0 | 0 | 2 | 0 | 0 | 2 | 0 | 0 | 2 | 0 | 0 | 2 | 0 | 0 | 2 | 0 | 0 | 2 | 0 | 5 | E | 9 | 4 | E | 9 | 3.9 | A | 7 | -8.9 | A | 7 | 35 | A | 7 | 821 | A | 7 | 230 | A | 7 | 3.6 | A | 7 | 16000 | B | 7 | 77777 | A | 7 | 0.9 | E | 8 | 0.048 | F | 8 | 0.2 | F | 8 | 0 | 1 | D | 9 | 0 | C | 8
2002-11-08 | 5:00 | 0 | 0 | 0 | 2 | 0 | 0 | 2 | 0 | 0 | 2 | 0 | 0 | 2 | 0 | 0 | 2 | 0 | 0 | 2 | 0 | 0 | 2 | 0 | 4 | E | 9 | 4 | E | 9 | 6.7 | A | 7 | -6.1 | A | 7 | 37 | A | 7 | 823 | A | 7 | 270 | A | 7 | 5.2 | A | 7 | 16000 | B | 7 | 77777 | A | 7 | 0.9 | E | 8 | 0.048 | F | 8 | 0.2 | F | 8 | 0 | 1 | D | 9 | 0 | C | 8
2002-11-08 | 6:00 | 0 | 0 | 0 | 2 | 0 | 0 | 2 | 0 | 0 | 2 | 0 | 0 | 2 | 0 | 0 | 2 | 0 | 0 | 2 | 0 | 0 | 2 | 0 | 3 | E | 9 | 3 | E | 9 | 5 | A | 7 | -5 | A | 7 | 46 | A | 7 | 822 | A | 7 | 240 | A | 7 | 4.1 | A | 7 | 16000 | B | 7 | 77777 | A | 7 | 0.9 | E | 8 | 0.048 | F | 8 | 0.2 | F | 8 | 0 | 1 | D | 9 | 0 | C | 8
2002-11-08 | 7:00 | 17 | 546 | 0 | 2 | 9 | 0 | 2 | 21 | 0 | 2 | 9 | 0 | 2 | 9 | 0 | 2 | 21 | 0 | 2 | 9 | 0 | 2 | 25 | 3 | E | 9 | 3 | E | 9 | 2.2 | A | 7 | -6.1 | A | 7 | 51 | A | 7 | 821 | A | 7 | 0 | A | 7 | 0 | A | 7 | 16000 | B | 7 | 77777 | A | 7 | 0.8 | E | 8 | 0.048 | F | 8 | 0.2 | F | 8 | 0 | 1 | D | 9 | 0 | C | 8
2002-11-08 | 8:00 | 210 | 1393 | 134 | 2 | 9 | 237 | 2 | 21 | 98 | 2 | 9 | 135 | 2 | 9 | 149 | 2 | 21 | 112 | 2 | 9 | 215 | 2 | 25 | 7 | E | 9 | 5 | E | 9 | 10 | A | 7 | -3.9 | A | 7 | 36 | A | 7 | 824 | A | 7 | 220 | A | 7 | 5.2 | A | 7 | 16000 | B | 7 | 6706 | A | 7 | 0.8 | E | 8 | 0.048 | F | 8 | 0.2 | F | 8 | 0 | 1 | D | 9 | 0 | C | 8
2002-11-08 | 9:00 | 428 | 1393 | 65 | 2 | 9 | 0 | 2 | 21 | 65 | 2 | 9 | 76 | 2 | 9 | 0 | 2 | 21 | 76 | 2 | 9 | 270 | 2 | 25 | 8 | E | 9 | 5 | E | 9 | 8.9 | A | 7 | -0.6 | A | 7 | 51 | A | 7 | 823 | A | 7 | 140 | A | 7 | 2.6 | A | 7 | 16000 | B | 7 | 6706 | A | 7 | 0.9 | E | 8 | 0.048 | F | 8 | 0.2 | F | 8 | 0 | 1 | D | 9 | 0 | C | 8
2002-11-08 | 10:00 | 601 | 1393 | 72 | 2 | 9 | 0 | 2 | 21 | 72 | 2 | 9 | 87 | 2 | 9 | 0 | 2 | 21 | 87 | 2 | 9 | 331 | 2 | 25 | 7 | E | 9 | 6 | E | 9 | 12.2 | A | 7 | -0.6 | A | 7 | 41 | A | 7 | 823 | A | 7 | 160 | A | 7 | 4.1 | A | 7 | 16000 | B | 7 | 6706 | A | 7 | 1 | E | 8 | 0.048 | F | 8 | 0.2 | F | 8 | 0 | 1 | D | 9 | 0 | C | 8
2002-11-08 | 11:00 | 716 | 1393 | 338 | 2 | 9 | 188 | 2 | 21 | 241 | 2 | 9 | 367 | 2 | 9 | 193 | 2 | 21 | 267 | 2 | 9 | 607 | 2 | 25 | 5 | E | 9 | 4 | E | 9 | 15 | A | 7 | -5 | A | 7 | 24 | A | 7 | 821 | A | 7 | 190 | A | 7 | 5.7 | A | 7 | 16000 | B | 7 | 6706 | A | 7 | 1.1 | E | 8 | 0.048 | F | 8 | 0.2 | F | 8 | 0 | 1 | D | 9 | 0 | C | 8
2002-11-08 | 12:00 | 765 | 1393 | 466 | 2 | 9 | 397 | 2 | 21 | 248 | 2 | 9 | 497 | 2 | 9 | 417 | 2 | 21 | 268 | 2 | 9 | 597 | 2 | 25 | 7 | E | 9 | 4 | E | 9 | 15.6 | A | 7 | -5 | A | 7 | 23 | A | 7 | 824 | A | 7 | 240 | A | 7 | 2.6 | A | 7 | 16000 | B | 7 | 4572 | A | 7 | 1.1 | E | 8 | 0.048 | F | 8 | 0.2 | F | 8 | 0 | 1 | D | 9 | 0 | C | 8
2002-11-08 | 13:00 | 744 | 1393 | 141 | 2 | 9 | 0 | 2 | 21 | 141 | 2 | 9 | 166 | 2 | 9 | 0 | 2 | 21 | 166 | 2 | 9 | 634 | 2 | 25 | 4 | E | 9 | 4 | E | 9 | 17.8 | A | 7 | -4.4 | A | 7 | 21 | A | 7 | 824 | A | 7 | 270 | A | 7 | 6.7 | A | 7 | 16000 | B | 7 | 4572 | A | 7 | 1.1 | E | 8 | 0.048 | F | 8 | 0.2 | F | 8 | 0 | 1 | D | 9 | 0 | C | 8
2002-11-08 | 14:00 | 655 | 1393 | 312 | 2 | 9 | 207 | 2 | 21 | 214 | 2 | 9 | 338 | 2 | 9 | 210 | 2 | 21 | 239 | 2 | 9 | 523 | 2 | 25 | 3 | E | 9 | 3 | E | 9 | 17.8 | A | 7 | -2.8 | A | 7 | 24 | A | 7 | 825 | A | 7 | 340 | A | 7 | 6.7 | A | 7 | 16000 | B | 7 | 6706 | A | 7 | 1.1 | E | 8 | 0.048 | F | 8 | 0.2 | F | 8 | 0 | 1 | D | 9 | 0 | C | 8
2002-11-08 | 15:00 | 505 | 1393 | 354 | 2 | 9 | 629 | 2 | 21 | 125 | 2 | 9 | 358 | 2 | 9 | 571 | 2 | 21 | 150 | 2 | 9 | 223 | 2 | 25 | 3 | E | 9 | 3 | E | 9 | 15.6 | A | 7 | -2.8 | A | 7 | 27 | A | 7 | 824 | A | 7 | 300 | A | 7 | 12.4 | A | 7 | 16000 | B | 7 | 77777 | A | 7 | 1 | E | 8 | 0.048 | F | 8 | 0.2 | F | 8 | 0 | 1 | D | 9 | 0 | C | 8
2002-11-08 | 16:00 | 303 | 1393 | 197 | 2 | 9 | 620 | 2 | 21 | 62 | 2 | 9 | 201 | 2 | 9 | 486 | 2 | 21 | 95 | 2 | 9 | 110 | 2 | 25 | 6 | E | 9 | 5 | E | 9 | 14.4 | A | 7 | -2.8 | A | 7 | 30 | A | 7 | 824 | A | 7 | 310 | A | 7 | 10.3 | A | 7 | 16000 | B | 7 | 77777 | A | 7 | 0.8 | E | 8 | 0.048 | F | 8 | 0.2 | F | 8 | 0 | 1 | D | 9 | 0 | C | 8
2002-11-08 | 17:00 | 74 | 1103 | 20 | 2 | 9 | 199 | 2 | 21 | 11 | 2 | 9 | 26 | 2 | 9 | 112 | 2 | 21 | 18 | 2 | 9 | 25 | 2 | 25 | 9 | E | 9 | 5 | A | 7 | 12.2 | A | 7 | -2.8 | A | 7 | 34 | A | 7 | 820 | A | 7 | 330 | A | 7 | 6.7 | A | 7 | 16000 | B | 7 | 77777 | A | 7 | 0.7 | E | 8 | 0.048 | F | 8 | 0.2 | F | 8 | 0 | 1 | D | 9 | 0 | C | 8
2002-11-08 | 18:00 | 0 | 0 | 0 | 2 | 0 | 0 | 2 | 0 | 0 | 2 | 0 | 0 | 2 | 0 | 0 | 2 | 0 | 0 | 2 | 0 | 0 | 2 | 0 | 8 | E | 9 | 6 | E | 9 | 10.6 | A | 7 | -3.3 | A | 7 | 36 | A | 7 | 823 | A | 7 | 310 | A | 7 | 3.1 | A | 7 | 16000 | B | 7 | 6706 | A | 7 | 0.8 | E | 8 | 0.048 | F | 8 | 0.2 | F | 8 | 0 | 1 | D | 9 | 0 | C | 8
2002-11-08 | 19:00 | 0 | 0 | 0 | 2 | 0 | 0 | 2 | 0 | 0 | 2 | 0 | 0 | 2 | 0 | 0 | 2 | 0 | 0 | 2 | 0 | 0 | 2 | 0 | 8 | E | 9 | 5 | E | 9 | 11.7 | A | 7 | -3.3 | A | 7 | 34 | A | 7 | 823 | A | 7 | 330 | A | 7 | 2.1 | A | 7 | 16000 | B | 7 | 6706 | A | 7 | 0.9 | E | 8 | 0.048 | F | 8 | 0.2 | F | 8 | 0 | 1 | D | 9 | 0 | C | 8
2002-11-08 | 20:00 | 0 | 0 | 0 | 2 | 0 | 0 | 2 | 0 | 0 | 2 | 0 | 0 | 2 | 0 | 0 | 2 | 0 | 0 | 2 | 0 | 0 | 2 | 0 | 7 | E | 9 | 4 | E | 9 | 7.2 | A | 7 | -2.8 | A | 7 | 48 | A | 7 | 819 | A | 7 | 160 | A | 7 | 4.1 | A | 7 | 16000 | B | 7 | 6096 | A | 7 | 0.9 | E | 8 | 0.048 | F | 8 | 0.2 | F | 8 | 0 | 1 | D | 9 | 0 | C | 8
2002-11-08 | 21:00 | 0 | 0 | 0 | 2 | 0 | 0 | 2 | 0 | 0 | 2 | 0 | 0 | 2 | 0 | 0 | 2 | 0 | 0 | 2 | 0 | 0 | 2 | 0 | 8 | E | 9 | 4 | E | 9 | 6.1 | A | 7 | -1.1 | A | 7 | 59 | A | 7 | 818 | A | 7 | 170 | A | 7 | 6.2 | A | 7 | 16000 | B | 7 | 6096 | A | 7 | 1 | E | 8 | 0.048 | F | 8 | 0.2 | F | 8 | 0 | 1 | D | 9 | 0 | C | 8
2002-11-08 | 22:00 | 0 | 0 | 0 | 2 | 0 | 0 | 2 | 0 | 0 | 2 | 0 | 0 | 2 | 0 | 0 | 2 | 0 | 0 | 2 | 0 | 0 | 2 | 0 | 8 | E | 9 | 6 | E | 9 | 8.3 | A | 7 | -2.8 | A | 7 | 44 | A | 7 | 818 | A | 7 | 200 | A | 7 | 7.2 | A | 7 | 16000 | B | 7 | 5486 | A | 7 | 1 | E | 8 | 0.048 | F | 8 | 0.2 | F | 8 | 0 | 1 | D | 9 | 0 | C | 8
2002-11-08 | 23:00 | 0 | 0 | 0 | 2 | 0 | 0 | 2 | 0 | 0 | 2 | 0 | 0 | 2 | 0 | 0 | 2 | 0 | 0 | 2 | 0 | 0 | 2 | 0 | 6 | E | 9 | 5 | E | 9 | 9.4 | A | 7 | -2.8 | A | 7 | 41 | A | 7 | 818 | A | 7 | 230 | A | 7 | 4.1 | A | 7 | 16000 | B | 7 | 77777 | A | 7 | 1 | E | 8 | 0.048 | F | 8 | 0.2 | F | 8 | 0 | 1 | D | 9 | 0 | C | 8
2002-11-08 | 24:00 | 0 | 0 | 0 | 2 | 0 | 0 | 2 | 0 | 0 | 2 | 0 | 0 | 2 | 0 | 0 | 2 | 0 | 0 | 2 | 0 | 0 | 2 | 0 | 9 | E | 9 | 7 | E | 9 | 7.2 | A | 7 | -1.7 | A | 7 | 52 | A | 7 | 816 | A | 7 | 200 | A | 7 | 5.7 | A | 7 | 16000 | B | 7 | 77777 | A | 7 | 1 | E | 8 | 0.048 | F | 8 | 0.2 | F | 8 | 0 | 1 | D | 9 | 0 | C | 8
2002-11-09 | 1:00 | 0 | 0 | 0 | 2 | 0 | 0 | 2 | 0 | 0 | 2 | 0 | 0 | 2 | 0 | 0 | 2 | 0 | 0 | 2 | 0 | 0 | 2 | 0 | 9 | E | 9 | 7 | E | 9 | 7.2 | A | 7 | -0.6 | A | 7 | 57 | A | 7 | 816 | A | 7 | 200 | A | 7 | 6.2 | A | 7 | 16000 | B | 7 | 5486 | A | 7 | 1 | E | 8 | 0.047 | F | 8 | 0.2 | F | 8 | 0 | 1 | D | 9 | 0 | C | 8
2002-11-09 | 2:00 | 0 | 0 | 0 | 2 | 0 | 0 | 2 | 0 | 0 | 2 | 0 | 0 | 2 | 0 | 0 | 2 | 0 | 0 | 2 | 0 | 0 | 2 | 0 | 9 | E | 9 | 7 | E | 9 | 7.2 | A | 7 | -0.6 | A | 7 | 57 | A | 7 | 816 | A | 7 | 200 | A | 7 | 2.6 | A | 7 | 16000 | B | 7 | 5486 | A | 7 | 1 | E | 8 | 0.047 | F | 8 | 0.2 | F | 8 | 0 | 1 | D | 9 | 0 | C | 8
2002-11-09 | 3:00 | 0 | 0 | 0 | 2 | 0 | 0 | 2 | 0 | 0 | 2 | 0 | 0 | 2 | 0 | 0 | 2 | 0 | 0 | 2 | 0 | 0 | 2 | 0 | 2 | E | 9 | 2 | E | 9 | 8.9 | A | 7 | -0.6 | A | 7 | 51 | A | 7 | 817 | A | 7 | 250 | A | 7 | 5.7 | A | 7 | 16000 | B | 7 | 77777 | A | 7 | 1 | E | 8 | 0.047 | F | 8 | 0.2 | F | 8 | 0 | 1 | D | 9 | 0 | C | 8
2002-11-09 | 4:00 | 0 | 0 | 0 | 2 | 0 | 0 | 2 | 0 | 0 | 2 | 0 | 0 | 2 | 0 | 0 | 2 | 0 | 0 | 2 | 0 | 0 | 2 | 0 | 2 | E | 9 | 2 | E | 9 | 8.3 | A | 7 | -1.7 | A | 7 | 48 | A | 7 | 817 | A | 7 | 220 | A | 7 | 7.2 | A | 7 | 16000 | B | 7 | 77777 | A | 7 | 1 | E | 8 | 0.047 | F | 8 | 0.2 | F | 8 | 0 | 1 | D | 9 | 0 | C | 8
2002-11-09 | 5:00 | 0 | 0 | 0 | 2 | 0 | 0 | 2 | 0 | 0 | 2 | 0 | 0 | 2 | 0 | 0 | 2 | 0 | 0 | 2 | 0 | 0 | 2 | 0 | 0 | E | 9 | 0 | E | 9 | 6.1 | A | 7 | -0.6 | A | 7 | 62 | A | 7 | 817 | A | 7 | 210 | A | 7 | 6.2 | A | 7 | 16000 | B | 7 | 77777 | A | 7 | 1 | E | 8 | 0.047 | F | 8 | 0.2 | F | 8 | 0 | 1 | D | 9 | 0 | C | 8
2002-11-09 | 6:00 | 0 | 0 | 0 | 2 | 0 | 0 | 2 | 0 | 0 | 2 | 0 | 0 | 2 | 0 | 0 | 2 | 0 | 0 | 2 | 0 | 0 | 2 | 0 | 3 | E | 9 | 3 | E | 9 | 5.6 | A | 7 | -0.6 | A | 7 | 64 | A | 7 | 815 | A | 7 | 210 | A | 7 | 8.2 | A | 7 | 16000 | B | 7 | 77777 | A | 7 | 1 | E | 8 | 0.047 | F | 8 | 0.2 | F | 8 | 0 | 1 | D | 9 | 0 | C | 8
2002-11-09 | 7:00 | 15 | 500 | 0 | 2 | 9 | 0 | 2 | 21 | 0 | 2 | 9 | 0 | 2 | 9 | 0 | 2 | 21 | 0 | 2 | 9 | 0 | 2 | 25 | 5 | E | 9 | 5 | E | 9 | 6.1 | A | 7 | -1.1 | A | 7 | 59 | A | 7 | 816 | A | 7 | 220 | A | 7 | 7.7 | A | 7 | 16000 | B | 7 | 77777 | A | 7 | 1 | E | 8 | 0.047 | F | 8 | 0.2 | F | 8 | 0 | 1 | D | 9 | 0 | C | 8
2002-11-09 | 8:00 | 205 | 1394 | 116 | 2 | 9 | 283 | 2 | 21 | 74 | 2 | 9 | 115 | 2 | 9 | 180 | 2 | 21 | 88 | 2 | 9 | 142 | 2 | 25 | 5 | E | 9 | 5 | E | 9 | 8.9 | A | 7 | 0 | A | 7 | 54 | A | 7 | 818 | A | 7 | 270 | A | 7 | 7.7 | A | 7 | 16000 | B | 7 | 77777 | A | 7 | 1 | E | 8 | 0.047 | F | 8 | 0.2 | F | 8 | 0 | 1 | D | 9 | 0 | C | 8
2002-11-09 | 9:00 | 423 | 1394 | 281 | 2 | 9 | 546 | 2 | 21 | 115 | 2 | 9 | 290 | 2 | 9 | 484 | 2 | 21 | 143 | 2 | 9 | 219 | 2 | 25 | 3 | E | 9 | 3 | E | 9 | 11.1 | A | 7 | 1.1 | A | 7 | 50 | A | 7 | 819 | A | 7 | 240 | A | 7 | 2.6 | A | 7 | 16000 | B | 7 | 77777 | A | 7 | 1 | E | 8 | 0.047 | F | 8 | 0.2 | F | 8 | 0 | 1 | D | 9 | 0 | C | 8
2002-11-09 | 10:00 | 596 | 1394 | 289 | 2 | 9 | 184 | 2 | 21 | 210 | 2 | 9 | 311 | 2 | 9 | 183 | 2 | 21 | 233 | 2 | 9 | 500 | 2 | 25 | 3 | E | 9 | 3 | E | 9 | 13.9 | A | 7 | -0.6 | A | 7 | 37 | A | 7 | 820 | A | 7 | 250 | A | 7 | 4.6 | A | 7 | 16000 | B | 7 | 77777 | A | 7 | 1 | E | 8 | 0.047 | F | 8 | 0.2 | F | 8 | 0 | 1 | D | 9 | 0 | C | 8
2002-11-09 | 11:00 | 711 | 1394 | 344 | 2 | 9 | 145 | 2 | 21 | 270 | 2 | 9 | 370 | 2 | 9 | 148 | 2 | 21 | 295 | 2 | 9 | 678 | 2 | 25 | 8 | E | 9 | 8 | E | 9 | 14.4 | A | 7 | -3.3 | A | 7 | 28 | A | 7 | 818 | A | 7 | 280 | A | 7 | 4.6 | A | 7 | 16000 | B | 7 | 77777 | A | 7 | 1 | E | 8 | 0.047 | F | 8 | 0.2 | F | 8 | 0 | 1 | D | 9 | 61 | C | 8
2002-11-09 | 12:00 | 759 | 1394 | 370 | 2 | 9 | 144 | 2 | 21 | 291 | 2 | 9 | 398 | 2 | 9 | 148 | 2 | 21 | 317 | 2 | 9 | 751 | 2 | 25 | 9 | E | 9 | 9 | E | 9 | 12.2 | A | 7 | -2.8 | A | 7 | 34 | A | 7 | 820 | A | 7 | 300 | A | 7 | 7.7 | A | 7 | 16000 | B | 7 | 2896 | A | 7 | 1 | E | 8 | 0.047 | F | 8 | 0.2 | F | 8 | 0 | 1 | D | 9 | 61 | C | 8
2002-11-09 | 13:00 | 739 | 1394 | 359 | 2 | 9 | 149 | 2 | 21 | 279 | 2 | 9 | 386 | 2 | 9 | 153 | 2 | 21 | 305 | 2 | 9 | 711 | 2 | 25 | 9 | E | 9 | 9 | E | 9 | 10 | A | 7 | -0.6 | A | 7 | 47 | A | 7 | 820 | A | 7 | 280 | A | 7 | 10.3 | A | 7 | 16000 | B | 7 | 1829 | A | 7 | 1 | E | 8 | 0.047 | F | 8 | 0.2 | F | 8 | 0 | 1 | D | 9 | 0 | C | 8
2002-11-09 | 14:00 | 650 | 1394 | 306 | 2 | 9 | 142 | 2 | 21 | 240 | 2 | 9 | 330 | 2 | 9 | 143 | 2 | 21 | 263 | 2 | 9 | 585 | 2 | 25 | 8 | E | 9 | 8 | E | 9 | 8.3 | A | 7 | 1.7 | A | 7 | 63 | A | 7 | 819 | A | 7 | 70 | A | 7 | 3.1 | A | 7 | 16000 | B | 7 | 4877 | A | 7 | 1 | E | 8 | 0.047 | F | 8 | 0.2 | F | 8 | 0 | 1 | D | 9 | 0 | C | 8
2002-11-09 | 15:00 | 500 | 1394 | 230 | 2 | 9 | 145 | 2 | 21 | 178 | 2 | 9 | 247 | 2 | 9 | 138 | 2 | 21 | 198 | 2 | 9 | 409 | 2 | 25 | 9 | E | 9 | 9 | E | 9 | 10 | A | 7 | 1.1 | A | 7 | 54 | A | 7 | 819 | A | 7 | 40 | A | 7 | 2.6 | A | 7 | 16000 | B | 7 | 2134 | A | 7 | 0.9 | E | 8 | 0.047 | F | 8 | 0.2 | F | 8 | 0 | 1 | D | 9 | 0 | C | 8
2002-11-09 | 16:00 | 298 | 1394 | 117 | 2 | 9 | 133 | 2 | 21 | 88 | 2 | 9 | 126 | 2 | 9 | 107 | 2 | 21 | 103 | 2 | 9 | 190 | 2 | 25 | 9 | E | 9 | 9 | E | 9 | 7.8 | A | 7 | 0.6 | A | 7 | 60 | A | 7 | 820 | A | 7 | 10 | A | 7 | 4.6 | A | 7 | 16000 | B | 7 | 2896 | A | 7 | 0.8 | E | 8 | 0.047 | F | 8 | 0.2 | F | 8 | 0 | 1 | D | 9 | 0 | C | 8
2002-11-09 | 17:00 | 70 | 1080 | 12 | 2 | 9 | 27 | 2 | 21 | 11 | 2 | 9 | 14 | 2 | 9 | 10 | 2 | 21 | 14 | 2 | 9 | 18 | 2 | 25 | 10 | E | 9 | 10 | A | 7 | 6.7 | A | 7 | -2.2 | A | 7 | 52 | A | 7 | 821 | A | 7 | 290 | A | 7 | 6.7 | A | 7 | 16000 | B | 7 | 3048 | A | 7 | 0.8 | E | 8 | 0.047 | F | 8 | 0.2 | F | 8 | 0 | 1 | D | 9 | 0 | C | 8
2002-11-09 | 18:00 | 0 | 0 | 0 | 2 | 0 | 0 | 2 | 0 | 0 | 2 | 0 | 0 | 2 | 0 | 0 | 2 | 0 | 0 | 2 | 0 | 0 | 2 | 0 | 9 | E | 9 | 9 | E | 9 | 5.6 | A | 7 | -2.8 | A | 7 | 53 | A | 7 | 821 | A | 7 | 290 | A | 7 | 5.2 | A | 7 | 16000 | B | 7 | 3353 | A | 7 | 0.8 | E | 8 | 0.047 | F | 8 | 0.2 | F | 8 | 0 | 1 | D | 9 | 0 | C | 8
2002-11-09 | 19:00 | 0 | 0 | 0 | 2 | 0 | 0 | 2 | 0 | 0 | 2 | 0 | 0 | 2 | 0 | 0 | 2 | 0 | 0 | 2 | 0 | 0 | 2 | 0 | 7 | E | 9 | 6 | E | 9 | 4.4 | A | 7 | -3.9 | A | 7 | 53 | A | 7 | 821 | A | 7 | 270 | A | 7 | 4.1 | A | 7 | 16000 | B | 7 | 3962 | A | 7 | 0.7 | E | 8 | 0.047 | F | 8 | 0.2 | F | 8 | 0 | 1 | D | 9 | 0 | C | 8
2002-11-09 | 20:00 | 0 | 0 | 0 | 2 | 0 | 0 | 2 | 0 | 0 | 2 | 0 | 0 | 2 | 0 | 0 | 2 | 0 | 0 | 2 | 0 | 0 | 2 | 0 | 8 | E | 9 | 8 | E | 9 | 3.9 | A | 7 | -5 | A | 7 | 50 | A | 7 | 820 | A | 7 | 230 | A | 7 | 7.2 | A | 7 | 16000 | B | 7 | 1981 | A | 7 | 0.7 | E | 8 | 0.047 | F | 8 | 0.2 | F | 8 | 0 | 1 | D | 9 | 0 | C | 8
2002-11-09 | 21:00 | 0 | 0 | 0 | 2 | 0 | 0 | 2 | 0 | 0 | 2 | 0 | 0 | 2 | 0 | 0 | 2 | 0 | 0 | 2 | 0 | 0 | 2 | 0 | 3 | E | 9 | 3 | E | 9 | 3.3 | A | 7 | -6.7 | A | 7 | 45 | A | 7 | 821 | A | 7 | 270 | A | 7 | 4.1 | A | 7 | 16000 | B | 7 | 77777 | A | 7 | 0.7 | E | 8 | 0.047 | F | 8 | 0.2 | F | 8 | 0 | 1 | D | 9 | 0 | C | 8
2002-11-09 | 22:00 | 0 | 0 | 0 | 2 | 0 | 0 | 2 | 0 | 0 | 2 | 0 | 0 | 2 | 0 | 0 | 2 | 0 | 0 | 2 | 0 | 0 | 2 | 0 | 3 | E | 9 | 3 | E | 9 | 3.3 | A | 7 | -6.7 | A | 7 | 45 | A | 7 | 820 | A | 7 | 270 | A | 7 | 7.7 | A | 7 | 16000 | B | 7 | 77777 | A | 7 | 0.6 | E | 8 | 0.047 | F | 8 | 0.2 | F | 8 | 0 | 1 | D | 9 | 0 | C | 8
2002-11-09 | 23:00 | 0 | 0 | 0 | 2 | 0 | 0 | 2 | 0 | 0 | 2 | 0 | 0 | 2 | 0 | 0 | 2 | 0 | 0 | 2 | 0 | 0 | 2 | 0 | 0 | E | 9 | 0 | E | 9 | 3.9 | A | 7 | -8.3 | A | 7 | 37 | A | 7 | 822 | A | 7 | 270 | A | 7 | 7.2 | A | 7 | 16000 | B | 7 | 77777 | A | 7 | 0.6 | E | 8 | 0.047 | F | 8 | 0.2 | F | 8 | 0 | 1 | D | 9 | 0 | C | 8
2002-11-09 | 24:00 | 0 | 0 | 0 | 2 | 0 | 0 | 2 | 0 | 0 | 2 | 0 | 0 | 2 | 0 | 0 | 2 | 0 | 0 | 2 | 0 | 0 | 2 | 0 | 1 | E | 9 | 1 | E | 9 | 3.3 | A | 7 | -8.3 | A | 7 | 39 | A | 7 | 821 | A | 7 | 280 | A | 7 | 6.2 | A | 7 | 16000 | B | 7 | 77777 | A | 7 | 0.5 | E | 8 | 0.047 | F | 8 | 0.2 | F | 8 | 0 | 1 | D | 9 | 0 | C | 8
2002-11-10 | 1:00 | 0 | 0 | 0 | 2 | 0 | 0 | 2 | 0 | 0 | 2 | 0 | 0 | 2 | 0 | 0 | 2 | 0 | 0 | 2 | 0 | 0 | 2 | 0 | 0 | E | 9 | 0 | E | 9 | 1.7 | A | 7 | -8.3 | A | 7 | 44 | A | 7 | 820 | A | 7 | 300 | A | 7 | 2.6 | A | 7 | 16000 | B | 7 | 77777 | A | 7 | 0.5 | E | 8 | 0.047 | F | 8 | 0.2 | F | 8 | 0 | 1 | D | 9 | 0 | C | 8
2002-11-10 | 2:00 | 0 | 0 | 0 | 2 | 0 | 0 | 2 | 0 | 0 | 2 | 0 | 0 | 2 | 0 | 0 | 2 | 0 | 0 | 2 | 0 | 0 | 2 | 0 | 1 | E | 9 | 1 | E | 9 | -1.1 | A | 7 | -7.8 | A | 7 | 57 | A | 7 | 820 | A | 7 | 220 | A | 7 | 3.6 | A | 7 | 16000 | B | 7 | 77777 | A | 7 | 0.5 | E | 8 | 0.047 | F | 8 | 0.2 | F | 8 | 0 | 1 | D | 9 | 0 | C | 8
2002-11-10 | 3:00 | 0 | 0 | 0 | 2 | 0 | 0 | 2 | 0 | 0 | 2 | 0 | 0 | 2 | 0 | 0 | 2 | 0 | 0 | 2 | 0 | 0 | 2 | 0 | 0 | E | 9 | 0 | E | 9 | 2.8 | A | 7 | -6.7 | A | 7 | 46 | A | 7 | 822 | A | 7 | 270 | A | 7 | 6.2 | A | 7 | 16000 | B | 7 | 77777 | A | 7 | 0.4 | E | 8 | 0.047 | F | 8 | 0.2 | F | 8 | 0 | 1 | D | 9 | 0 | C | 8
2002-11-10 | 4:00 | 0 | 0 | 0 | 2 | 0 | 0 | 2 | 0 | 0 | 2 | 0 | 0 | 2 | 0 | 0 | 2 | 0 | 0 | 2 | 0 | 0 | 2 | 0 | 0 | E | 9 | 0 | E | 9 | 1.1 | A | 7 | -7.8 | A | 7 | 48 | A | 7 | 822 | A | 7 | 290 | A | 7 | 4.1 | A | 7 | 16000 | B | 7 | 77777 | A | 7 | 0.4 | E | 8 | 0.047 | F | 8 | 0.2 | F | 8 | 0 | 1 | D | 9 | 0 | C | 8
2002-11-10 | 5:00 | 0 | 0 | 0 | 2 | 0 | 0 | 2 | 0 | 0 | 2 | 0 | 0 | 2 | 0 | 0 | 2 | 0 | 0 | 2 | 0 | 0 | 2 | 0 | 0 | E | 9 | 0 | E | 9 | 0.6 | A | 7 | -7.8 | A | 7 | 49 | A | 7 | 824 | A | 7 | 250 | A | 7 | 4.1 | A | 7 | 16000 | B | 7 | 77777 | A | 7 | 0.4 | E | 8 | 0.047 | F | 8 | 0.2 | F | 8 | 0 | 1 | D | 9 | 0 | C | 8
2002-11-10 | 6:00 | 0 | 0 | 0 | 2 | 0 | 0 | 2 | 0 | 0 | 2 | 0 | 0 | 2 | 0 | 0 | 2 | 0 | 0 | 2 | 0 | 0 | 2 | 0 | 3 | E | 9 | 3 | E | 9 | 0.6 | A | 7 | -9.4 | A | 7 | 43 | A | 7 | 823 | A | 7 | 250 | A | 7 | 5.2 | A | 7 | 16000 | B | 7 | 77777 | A | 7 | 0.4 | E | 8 | 0.047 | F | 8 | 0.2 | F | 8 | 0 | 1 | D | 9 | 0 | C | 8
2002-11-10 | 7:00 | 14 | 477 | 0 | 2 | 9 | 0 | 2 | 21 | 0 | 2 | 9 | 0 | 2 | 9 | 0 | 2 | 21 | 0 | 2 | 9 | 0 | 2 | 25 | 4 | E | 9 | 4 | E | 9 | 0.6 | A | 7 | -9.4 | A | 7 | 43 | A | 7 | 823 | A | 7 | 270 | A | 7 | 3.1 | A | 7 | 16000 | B | 7 | 77777 | A | 7 | 0.4 | E | 8 | 0.047 | F | 8 | 0.2 | F | 8 | 0 | 1 | D | 9 | 0 | C | 8
2002-11-10 | 8:00 | 200 | 1395 | 96 | 2 | 9 | 90 | 2 | 21 | 83 | 2 | 9 | 101 | 2 | 9 | 59 | 2 | 21 | 93 | 2 | 9 | 176 | 2 | 25 | 4 | E | 9 | 4 | E | 9 | 2.8 | A | 7 | -8.9 | A | 7 | 38 | A | 7 | 825 | A | 7 | 230 | A | 7 | 3.6 | A | 7 | 16000 | B | 7 | 77777 | A | 7 | 0.4 | E | 8 | 0.047 | F | 8 | 0.2 | F | 8 | 0 | 1 | D | 9 | 0 | C | 8
2002-11-10 | 9:00 | 418 | 1395 | 188 | 2 | 9 | 146 | 2 | 21 | 144 | 2 | 9 | 202 | 2 | 9 | 132 | 2 | 21 | 162 | 2 | 9 | 322 | 2 | 25 | 6 | E | 9 | 5 | E | 9 | 6.1 | A | 7 | -10 | A | 7 | 28 | A | 7 | 827 | A | 7 | 270 | A | 7 | 6.7 | A | 7 | 16000 | B | 7 | 77777 | A | 7 | 0.4 | E | 8 | 0.047 | F | 8 | 0.2 | F | 8 | 0 | 1 | D | 9 | 0 | C | 8
2002-11-10 | 10:00 | 590 | 1395 | 289 | 2 | 9 | 154 | 2 | 21 | 224 | 2 | 9 | 310 | 2 | 9 | 152 | 2 | 21 | 246 | 2 | 9 | 532 | 2 | 25 | 10 | E | 9 | 6 | E | 9 | 6.7 | A | 7 | -11.1 | A | 7 | 24 | A | 7 | 827 | A | 7 | 280 | A | 7 | 5.2 | A | 7 | 16000 | B | 7 | 3658 | A | 7 | 0.4 | E | 8 | 0.047 | F | 8 | 0.2 | F | 8 | 0 | 1 | D | 9 | 0 | C | 8
2002-11-10 | 11:00 | 705 | 1395 | 344 | 2 | 9 | 151 | 2 | 21 | 267 | 2 | 9 | 370 | 2 | 9 | 154 | 2 | 21 | 292 | 2 | 9 | 669 | 2 | 25 | 8 | E | 9 | 6 | E | 9 | 7.2 | A | 7 | -11.1 | A | 7 | 23 | A | 7 | 826 | A | 7 | 290 | A | 7 | 4.1 | A | 7 | 16000 | B | 7 | 3962 | A | 7 | 0.5 | E | 8 | 0.047 | F | 8 | 0.2 | F | 8 | 0 | 1 | D | 9 | 0 | C | 8
2002-11-10 | 12:00 | 754 | 1395 | 370 | 2 | 9 | 150 | 2 | 21 | 288 | 2 | 9 | 398 | 2 | 9 | 154 | 2 | 21 | 314 | 2 | 9 | 740 | 2 | 25 | 6 | E | 9 | 6 | E | 9 | 7.2 | A | 7 | -11.7 | A | 7 | 22 | A | 7 | 827 | A | 7 | 0 | A | 7 | 0 | A | 7 | 16000 | B | 7 | 6706 | A | 7 | 0.5 | E | 8 | 0.047 | F | 8 | 0.2 | F | 8 | 0 | 1 | D | 9 | 0 | C | 8
2002-11-10 | 13:00 | 734 | 1395 | 353 | 2 | 9 | 143 | 2 | 21 | 277 | 2 | 9 | 380 | 2 | 9 | 147 | 2 | 21 | 302 | 2 | 9 | 704 | 2 | 25 | 3 | E | 9 | 3 | E | 9 | 8.3 | A | 7 | -12.2 | A | 7 | 19 | A | 7 | 827 | A | 7 | 330 | B | 8 | 1.5 | A | 7 | 16000 | B | 7 | 3962 | A | 7 | 0.5 | E | 8 | 0.047 | F | 8 | 0.2 | F | 8 | 0 | 1 | D | 9 | 0 | C | 8
2002-11-10 | 14:00 | 645 | 1395 | 306 | 2 | 9 | 148 | 2 | 21 | 238 | 2 | 9 | 330 | 2 | 9 | 149 | 2 | 21 | 261 | 2 | 9 | 579 | 2 | 25 | 6 | E | 9 | 6 | E | 9 | 8.9 | A | 7 | -11.7 | A | 7 | 20 | A | 7 | 828 | A | 7 | 290 | B | 8 | 2.1 | A | 7 | 16000 | B | 7 | 6096 | A | 7 | 0.6 | E | 8 | 0.047 | F | 8 | 0.2 | F | 8 | 0 | 1 | D | 9 | 0 | C | 8
2002-11-10 | 15:00 | 495 | 1395 | 225 | 2 | 9 | 134 | 2 | 21 | 177 | 2 | 9 | 241 | 2 | 9 | 127 | 2 | 21 | 196 | 2 | 9 | 406 | 2 | 25 | 6 | E | 9 | 6 | E | 9 | 8.9 | A | 7 | -11.7 | A | 7 | 20 | A | 7 | 827 | A | 7 | 260 | A | 7 | 3.6 | A | 7 | 16000 | B | 7 | 3962 | A | 7 | 0.5 | E | 8 | 0.047 | F | 8 | 0.2 | F | 8 | 0 | 1 | D | 9 | 0 | C | 8
2002-11-10 | 16:00 | 294 | 1395 | 116 | 2 | 9 | 116 | 2 | 21 | 92 | 2 | 9 | 126 | 2 | 9 | 92 | 2 | 21 | 106 | 2 | 9 | 199 | 2 | 25 | 8 | E | 9 | 6 | E | 9 | 8.3 | A | 7 | -10 | A | 7 | 24 | A | 7 | 827 | A | 7 | 310 | A | 7 | 4.6 | A | 7 | 16000 | B | 7 | 3962 | A | 7 | 0.5 | E | 8 | 0.047 | F | 8 | 0.2 | F | 8 | 0 | 1 | D | 9 | 0 | C | 8
2002-11-10 | 17:00 | 67 | 1058 | 11 | 2 | 9 | 30 | 2 | 21 | 10 | 2 | 9 | 14 | 2 | 9 | 11 | 2 | 21 | 13 | 2 | 9 | 16 | 2 | 25 | 7 | E | 9 | 7 | A | 7 | 6.1 | A | 7 | -9.4 | A | 7 | 29 | A | 7 | 826 | A | 7 | 290 | A | 7 | 5.7 | A | 7 | 16000 | B | 7 | 3962 | A | 7 | 0.5 | E | 8 | 0.047 | F | 8 | 0.2 | F | 8 | 0 | 1 | D | 9 | 0 | C | 8
2002-11-10 | 18:00 | 0 | 0 | 0 | 2 | 0 | 0 | 2 | 0 | 0 | 2 | 0 | 0 | 2 | 0 | 0 | 2 | 0 | 0 | 2 | 0 | 0 | 2 | 0 | 7 | E | 9 | 6 | E | 9 | 5 | A | 7 | -9.4 | A | 7 | 31 | A | 7 | 827 | A | 7 | 300 | A | 7 | 4.6 | A | 7 | 16000 | B | 7 | 3962 | A | 7 | 0.5 | E | 8 | 0.047 | F | 8 | 0.2 | F | 8 | 0 | 1 | D | 9 | 0 | C | 8
2002-11-10 | 19:00 | 0 | 0 | 0 | 2 | 0 | 0 | 2 | 0 | 0 | 2 | 0 | 0 | 2 | 0 | 0 | 2 | 0 | 0 | 2 | 0 | 0 | 2 | 0 | 7 | E | 9 | 5 | E | 9 | 3.9 | A | 7 | -8.9 | A | 7 | 35 | A | 7 | 828 | A | 7 | 330 | B | 8 | 1.5 | A | 7 | 16000 | B | 7 | 3962 | A | 7 | 0.5 | E | 8 | 0.047 | F | 8 | 0.2 | F | 8 | 0 | 1 | D | 9 | 0 | C | 8
2002-11-10 | 20:00 | 0 | 0 | 0 | 2 | 0 | 0 | 2 | 0 | 0 | 2 | 0 | 0 | 2 | 0 | 0 | 2 | 0 | 0 | 2 | 0 | 0 | 2 | 0 | 4 | E | 9 | 4 | E | 9 | 3.3 | A | 7 | -9.4 | A | 7 | 35 | A | 7 | 827 | A | 7 | 0 | A | 7 | 0 | A | 7 | 16000 | B | 7 | 6096 | A | 7 | 0.5 | E | 8 | 0.047 | F | 8 | 0.2 | F | 8 | 0 | 1 | D | 9 | 0 | C | 8
2002-11-10 | 21:00 | 0 | 0 | 0 | 2 | 0 | 0 | 2 | 0 | 0 | 2 | 0 | 0 | 2 | 0 | 0 | 2 | 0 | 0 | 2 | 0 | 0 | 2 | 0 | 5 | E | 9 | 5 | E | 9 | 1.7 | A | 7 | -8.3 | A | 7 | 44 | A | 7 | 827 | A | 7 | 150 | A | 7 | 2.6 | A | 7 | 16000 | B | 7 | 77777 | A | 7 | 0.5 | E | 8 | 0.047 | F | 8 | 0.2 | F | 8 | 0 | 1 | D | 9 | 0 | C | 8
2002-11-10 | 22:00 | 0 | 0 | 0 | 2 | 0 | 0 | 2 | 0 | 0 | 2 | 0 | 0 | 2 | 0 | 0 | 2 | 0 | 0 | 2 | 0 | 0 | 2 | 0 | 5 | E | 9 | 5 | E | 9 | 2.2 | A | 7 | -6.7 | A | 7 | 48 | A | 7 | 827 | A | 7 | 190 | A | 7 | 4.1 | A | 7 | 16000 | B | 7 | 6096 | A | 7 | 0.5 | E | 8 | 0.047 | F | 8 | 0.2 | F | 8 | 0 | 1 | D | 9 | 0 | C | 8
2002-11-10 | 23:00 | 0 | 0 | 0 | 2 | 0 | 0 | 2 | 0 | 0 | 2 | 0 | 0 | 2 | 0 | 0 | 2 | 0 | 0 | 2 | 0 | 0 | 2 | 0 | 6 | E | 9 | 6 | E | 9 | 0 | A | 7 | -8.3 | A | 7 | 49 | A | 7 | 829 | A | 7 | 170 | A | 7 | 3.6 | A | 7 | 16000 | B | 7 | 6096 | A | 7 | 0.6 | E | 8 | 0.047 | F | 8 | 0.2 | F | 8 | 0 | 1 | D | 9 | 0 | C | 8
2002-11-10 | 24:00 | 0 | 0 | 0 | 2 | 0 | 0 | 2 | 0 | 0 | 2 | 0 | 0 | 2 | 0 | 0 | 2 | 0 | 0 | 2 | 0 | 0 | 2 | 0 | 6 | E | 9 | 6 | E | 9 | 0 | A | 7 | -8.9 | A | 7 | 47 | A | 7 | 826 | A | 7 | 180 | A | 7 | 3.6 | A | 7 | 16000 | B | 7 | 6096 | A | 7 | 0.6 | E | 8 | 0.047 | F | 8 | 0.2 | F | 8 | 0 | 1 | D | 9 | 0 | C | 8
2002-11-11 | 1:00 | 0 | 0 | 0 | 2 | 0 | 0 | 2 | 0 | 0 | 2 | 0 | 0 | 2 | 0 | 0 | 2 | 0 | 0 | 2 | 0 | 0 | 2 | 0 | 7 | E | 9 | 6 | E | 9 | 0.6 | A | 7 | -8.9 | A | 7 | 45 | A | 7 | 827 | A | 7 | 250 | A | 7 | 3.6 | A | 7 | 16000 | B | 7 | 77777 | A | 7 | 0.6 | E | 8 | 0.046 | F | 8 | 0.2 | F | 8 | 0 | 1 | D | 9 | 0 | C | 8
2002-11-11 | 2:00 | 0 | 0 | 0 | 2 | 0 | 0 | 2 | 0 | 0 | 2 | 0 | 0 | 2 | 0 | 0 | 2 | 0 | 0 | 2 | 0 | 0 | 2 | 0 | 8 | E | 9 | 7 | E | 9 | 0 | A | 7 | -8.9 | A | 7 | 47 | A | 7 | 827 | A | 7 | 220 | A | 7 | 5.2 | A | 7 | 16000 | B | 7 | 77777 | A | 7 | 0.6 | E | 8 | 0.046 | F | 8 | 0.2 | F | 8 | 0 | 1 | D | 9 | 0 | C | 8
2002-11-11 | 3:00 | 0 | 0 | 0 | 2 | 0 | 0 | 2 | 0 | 0 | 2 | 0 | 0 | 2 | 0 | 0 | 2 | 0 | 0 | 2 | 0 | 0 | 2 | 0 | 8 | E | 9 | 7 | E | 9 | -0.6 | A | 7 | -8.9 | A | 7 | 49 | A | 7 | 827 | A | 7 | 260 | A | 7 | 4.6 | A | 7 | 16000 | B | 7 | 6096 | A | 7 | 0.5 | E | 8 | 0.046 | F | 8 | 0.2 | F | 8 | 0 | 1 | D | 9 | 0 | C | 8
2002-11-11 | 4:00 | 0 | 0 | 0 | 2 | 0 | 0 | 2 | 0 | 0 | 2 | 0 | 0 | 2 | 0 | 0 | 2 | 0 | 0 | 2 | 0 | 0 | 2 | 0 | 5 | B | 8 | 5 | B | 8 | -1.7 | A | 7 | -10 | A | 7 | 49 | A | 7 | 827 | A | 7 | 250 | A | 7 | 3.6 | A | 7 | 16000 | B | 7 | 77777 | A | 7 | 0.5 | E | 8 | 0.046 | F | 8 | 0.2 | F | 8 | 0 | 1 | D | 9 | 0 | C | 8
2002-11-11 | 5:00 | 0 | 0 | 0 | 2 | 0 | 0 | 2 | 0 | 0 | 2 | 0 | 0 | 2 | 0 | 0 | 2 | 0 | 0 | 2 | 0 | 0 | 2 | 0 | 2 | E | 9 | 2 | E | 9 | -2.2 | A | 7 | -9.4 | A | 7 | 54 | A | 7 | 831 | A | 7 | 0 | A | 7 | 0 | A | 7 | 16000 | B | 7 | 6096 | A | 7 | 0.4 | E | 8 | 0.046 | F | 8 | 0.2 | F | 8 | 0 | 1 | D | 9 | 0 | C | 8
2002-11-11 | 6:00 | 0 | 0 | 0 | 2 | 0 | 0 | 2 | 0 | 0 | 2 | 0 | 0 | 2 | 0 | 0 | 2 | 0 | 0 | 2 | 0 | 0 | 2 | 0 | 3 | E | 9 | 3 | E | 9 | -0.6 | A | 7 | -10 | A | 7 | 45 | A | 7 | 829 | A | 7 | 280 | A | 7 | 3.1 | A | 7 | 16000 | B | 7 | 6096 | A | 7 | 0.4 | E | 8 | 0.046 | F | 8 | 0.2 | F | 8 | 0 | 1 | D | 9 | 0 | C | 8
2002-11-11 | 7:00 | 12 | 454 | 0 | 2 | 9 | 0 | 2 | 21 | 0 | 2 | 9 | 0 | 2 | 9 | 0 | 2 | 21 | 0 | 2 | 9 | 0 | 2 | 25 | 6 | E | 9 | 6 | E | 9 | -1.1 | A | 7 | -10 | A | 7 | 47 | A | 7 | 829 | A | 7 | 280 | A | 7 | 3.1 | A | 7 | 16000 | B | 7 | 6706 | A | 7 | 0.5 | E | 8 | 0.046 | F | 8 | 0.2 | F | 8 | 0 | 1 | D | 9 | 0 | C | 8
2002-11-11 | 8:00 | 195 | 1395 | 98 | 2 | 9 | 159 | 2 | 21 | 76 | 2 | 9 | 100 | 2 | 9 | 96 | 2 | 21 | 87 | 2 | 9 | 157 | 2 | 25 | 5 | E | 9 | 5 | E | 9 | 2.8 | A | 7 | -8.3 | A | 7 | 40 | A | 7 | 832 | A | 7 | 290 | A | 7 | 2.1 | A | 7 | 16000 | B | 7 | 6706 | A | 7 | 0.5 | E | 8 | 0.046 | F | 8 | 0.2 | F | 8 | 0 | 1 | D | 9 | 0 | C | 8
2002-11-11 | 9:00 | 412 | 1395 | 232 | 2 | 9 | 433 | 2 | 21 | 104 | 2 | 9 | 242 | 2 | 9 | 381 | 2 | 21 | 129 | 2 | 9 | 196 | 2 | 25 | 8 | E | 9 | 8 | E | 9 | 3.9 | A | 7 | -7.8 | A | 7 | 39 | A | 7 | 834 | A | 7 | 360 | A | 7 | 2.1 | A | 7 | 16000 | B | 7 | 6706 | A | 7 | 0.5 | E | 8 | 0.046 | F | 8 | 0.2 | F | 8 | 0 | 1 | D | 9 | 0 | C | 8
2002-11-11 | 10:00 | 585 | 1395 | 361 | 2 | 9 | 534 | 2 | 21 | 136 | 2 | 9 | 381 | 2 | 9 | 518 | 2 | 21 | 163 | 2 | 9 | 269 | 2 | 25 | 9 | E | 9 | 9 | E | 9 | 4.4 | A | 7 | -8.9 | A | 7 | 34 | A | 7 | 835 | A | 7 | 40 | A | 7 | 5.7 | A | 7 | 16000 | B | 7 | 3353 | A | 7 | 0.5 | E | 8 | 0.046 | F | 8 | 0.2 | F | 8 | 0 | 1 | D | 9 | 0 | C | 8
2002-11-11 | 11:00 | 700 | 1395 | 501 | 2 | 9 | 782 | 2 | 21 | 107 | 2 | 9 | 529 | 2 | 9 | 775 | 2 | 21 | 139 | 2 | 9 | 231 | 2 | 25 | 9 | E | 9 | 9 | E | 9 | 3.9 | A | 7 | -6.1 | A | 7 | 45 | A | 7 | 835 | A | 7 | 50 | A | 7 | 6.7 | A | 7 | 16000 | B | 7 | 2286 | A | 7 | 0.5 | E | 8 | 0.046 | F | 8 | 0.2 | F | 8 | 0 | 1 | D | 9 | 0 | C | 8
2002-11-11 | 12:00 | 749 | 1395 | 509 | 2 | 9 | 704 | 2 | 21 | 130 | 2 | 9 | 534 | 2 | 9 | 699 | 2 | 21 | 157 | 2 | 9 | 285 | 2 | 25 | 7 | E | 9 | 7 | E | 9 | 5.6 | A | 7 | -4.4 | A | 7 | 46 | A | 7 | 836 | A | 7 | 40 | A | 7 | 7.2 | A | 7 | 16000 | B | 7 | 6096 | A | 7 | 0.5 | E | 8 | 0.046 | F | 8 | 0.2 | F | 8 | 0 | 1 | D | 9 | 0 | C | 8
2002-11-11 | 13:00 | 728 | 1395 | 447 | 2 | 9 | 454 | 2 | 21 | 209 | 2 | 9 | 465 | 2 | 9 | 456 | 2 | 21 | 225 | 2 | 9 | 459 | 2 | 25 | 9 | E | 9 | 9 | E | 9 | 4.4 | A | 7 | -5 | A | 7 | 48 | A | 7 | 836 | A | 7 | 30 | A | 7 | 6.2 | A | 7 | 16000 | B | 7 | 3353 | A | 7 | 0.5 | E | 8 | 0.046 | F | 8 | 0.2 | F | 8 | 0 | 1 | D | 9 | 0 | C | 8
2002-11-11 | 14:00 | 640 | 1395 | 312 | 2 | 9 | 207 | 2 | 21 | 216 | 2 | 9 | 337 | 2 | 9 | 209 | 2 | 21 | 241 | 2 | 9 | 524 | 2 | 25 | 6 | E | 9 | 5 | E | 9 | 5 | A | 7 | -5 | A | 7 | 46 | A | 7 | 837 | A | 7 | 30 | A | 7 | 5.2 | A | 7 | 16000 | B | 7 | 3962 | A | 7 | 0.5 | E | 8 | 0.046 | F | 8 | 0.2 | F | 8 | 0 | 1 | D | 9 | 0 | C | 8
2002-11-11 | 15:00 | 490 | 1395 | 219 | 2 | 9 | 163 | 2 | 21 | 162 | 2 | 9 | 237 | 2 | 9 | 155 | 2 | 21 | 182 | 2 | 9 | 371 | 2 | 25 | 5 | E | 9 | 5 | E | 9 | 4.4 | A | 7 | -3.9 | A | 7 | 53 | A | 7 | 837 | A | 7 | 20 | A | 7 | 6.2 | A | 7 | 16000 | B | 7 | 6096 | A | 7 | 0.6 | E | 8 | 0.046 | F | 8 | 0.2 | F | 8 | 0 | 1 | D | 9 | 0 | C | 8
2002-11-11 | 16:00 | 289 | 1395 | 74 | 2 | 9 | 11 | 2 | 21 | 72 | 2 | 9 | 83 | 2 | 9 | 4 | 2 | 21 | 82 | 2 | 9 | 249 | 2 | 25 | 7 | E | 9 | 7 | E | 9 | 3.9 | A | 7 | -4.4 | A | 7 | 52 | A | 7 | 838 | A | 7 | 30 | A | 7 | 5.2 | A | 7 | 16000 | B | 7 | 6096 | A | 7 | 0.6 | E | 8 | 0.046 | F | 8 | 0.2 | F | 8 | 0 | 1 | D | 9 | 0 | C | 8
2002-11-11 | 17:00 | 64 | 1035 | 12 | 2 | 9 | 93 | 2 | 21 | 9 | 2 | 9 | 16 | 2 | 9 | 45 | 2 | 21 | 13 | 2 | 9 | 18 | 2 | 25 | 8 | E | 9 | 8 | A | 7 | 1.1 | A | 7 | -2.2 | A | 7 | 77 | A | 7 | 838 | A | 7 | 50 | A | 7 | 4.6 | A | 7 | 16000 | B | 7 | 2438 | A | 7 | 0.7 | E | 8 | 0.046 | F | 8 | 0.2 | F | 8 | 0 | 1 | D | 9 | 0 | C | 8
2002-11-11 | 18:00 | 0 | 0 | 0 | 2 | 0 | 0 | 2 | 0 | 0 | 2 | 0 | 0 | 2 | 0 | 0 | 2 | 0 | 0 | 2 | 0 | 0 | 2 | 0 | 8 | E | 9 | 8 | E | 9 | 1.1 | A | 7 | -2.8 | A | 7 | 73 | A | 7 | 839 | A | 7 | 0 | A | 7 | 0 | A | 7 | 16000 | B | 7 | 1676 | A | 7 | 0.6 | E | 8 | 0.046 | F | 8 | 0.2 | F | 8 | 0 | 1 | D | 9 | 0 | C | 8
2002-11-11 | 19:00 | 0 | 0 | 0 | 2 | 0 | 0 | 2 | 0 | 0 | 2 | 0 | 0 | 2 | 0 | 0 | 2 | 0 | 0 | 2 | 0 | 0 | 2 | 0 | 3 | E | 9 | 3 | E | 9 | 0 | A | 7 | -3.9 | A | 7 | 72 | A | 7 | 839 | A | 7 | 230 | A | 7 | 4.1 | A | 7 | 16000 | B | 7 | 77777 | A | 7 | 0.6 | E | 8 | 0.046 | F | 8 | 0.2 | F | 8 | 0 | 1 | D | 9 | 0 | C | 8
2002-11-11 | 20:00 | 0 | 0 | 0 | 2 | 0 | 0 | 2 | 0 | 0 | 2 | 0 | 0 | 2 | 0 | 0 | 2 | 0 | 0 | 2 | 0 | 0 | 2 | 0 | 0 | E | 9 | 0 | E | 9 | -0.6 | A | 7 | -3.3 | A | 7 | 80 | A | 7 | 838 | A | 7 | 230 | A | 7 | 4.1 | A | 7 | 16000 | B | 7 | 77777 | A | 7 | 0.6 | E | 8 | 0.046 | F | 8 | 0.2 | F | 8 | 0 | 1 | D | 9 | 0 | C | 8
2002-11-11 | 21:00 | 0 | 0 | 0 | 2 | 0 | 0 | 2 | 0 | 0 | 2 | 0 | 0 | 2 | 0 | 0 | 2 | 0 | 0 | 2 | 0 | 0 | 2 | 0 | 0 | E | 9 | 0 | E | 9 | -1.7 | A | 7 | -3.9 | A | 7 | 83 | A | 7 | 838 | A | 7 | 210 | A | 7 | 6.2 | A | 7 | 16000 | B | 7 | 77777 | A | 7 | 0.5 | E | 8 | 0.046 | F | 8 | 0.2 | F | 8 | 0 | 1 | D | 9 | 0 | C | 8
2002-11-11 | 22:00 | 0 | 0 | 0 | 2 | 0 | 0 | 2 | 0 | 0 | 2 | 0 | 0 | 2 | 0 | 0 | 2 | 0 | 0 | 2 | 0 | 0 | 2 | 0 | 0 | E | 9 | 0 | E | 9 | -1.1 | A | 7 | -4.4 | A | 7 | 76 | A | 7 | 839 | A | 7 | 210 | A | 7 | 6.7 | A | 7 | 16000 | B | 7 | 77777 | A | 7 | 0.5 | E | 8 | 0.046 | F | 8 | 0.2 | F | 8 | 0 | 1 | D | 9 | 0 | C | 8
2002-11-11 | 23:00 | 0 | 0 | 0 | 2 | 0 | 0 | 2 | 0 | 0 | 2 | 0 | 0 | 2 | 0 | 0 | 2 | 0 | 0 | 2 | 0 | 0 | 2 | 0 | 0 | E | 9 | 0 | E | 9 | -1.7 | A | 7 | -4.4 | A | 7 | 80 | A | 7 | 841 | A | 7 | 200 | A | 7 | 5.7 | A | 7 | 16000 | B | 7 | 77777 | A | 7 | 0.5 | E | 8 | 0.046 | F | 8 | 0.2 | F | 8 | 0 | 1 | D | 9 | 0 | C | 8
2002-11-11 | 24:00 | 0 | 0 | 0 | 2 | 0 | 0 | 2 | 0 | 0 | 2 | 0 | 0 | 2 | 0 | 0 | 2 | 0 | 0 | 2 | 0 | 0 | 2 | 0 | 0 | E | 9 | 0 | E | 9 | -4.4 | A | 7 | -6.7 | A | 7 | 82 | A | 7 | 838 | A | 7 | 200 | A | 7 | 5.2 | A | 7 | 16000 | B | 7 | 77777 | A | 7 | 0.4 | E | 8 | 0.046 | F | 8 | 0.2 | F | 8 | 0 | 1 | D | 9 | 0 | C | 8
2002-11-12 | 1:00 | 0 | 0 | 0 | 2 | 0 | 0 | 2 | 0 | 0 | 2 | 0 | 0 | 2 | 0 | 0 | 2 | 0 | 0 | 2 | 0 | 0 | 2 | 0 | 0 | E | 9 | 0 | E | 9 | -2.8 | A | 7 | -7.8 | A | 7 | 65 | A | 7 | 839 | A | 7 | 210 | A | 7 | 5.7 | A | 7 | 16000 | B | 7 | 77777 | A | 7 | 0.4 | E | 8 | 0.046 | F | 8 | 0.2 | F | 8 | 0 | 1 | D | 9 | 0 | C | 8
2002-11-12 | 2:00 | 0 | 0 | 0 | 2 | 0 | 0 | 2 | 0 | 0 | 2 | 0 | 0 | 2 | 0 | 0 | 2 | 0 | 0 | 2 | 0 | 0 | 2 | 0 | 0 | E | 9 | 0 | E | 9 | -2.8 | A | 7 | -8.9 | A | 7 | 59 | A | 7 | 838 | A | 7 | 210 | A | 7 | 5.7 | A | 7 | 16000 | B | 7 | 77777 | A | 7 | 0.4 | E | 8 | 0.046 | F | 8 | 0.2 | F | 8 | 0 | 1 | D | 9 | 0 | C | 8
2002-11-12 | 3:00 | 0 | 0 | 0 | 2 | 0 | 0 | 2 | 0 | 0 | 2 | 0 | 0 | 2 | 0 | 0 | 2 | 0 | 0 | 2 | 0 | 0 | 2 | 0 | 0 | E | 9 | 0 | E | 9 | -3.3 | A | 7 | -10 | A | 7 | 56 | A | 7 | 839 | A | 7 | 210 | A | 7 | 6.7 | A | 7 | 16000 | B | 7 | 77777 | A | 7 | 0.3 | E | 8 | 0.046 | F | 8 | 0.2 | F | 8 | 0 | 1 | D | 9 | 0 | C | 8
2002-11-12 | 4:00 | 0 | 0 | 0 | 2 | 0 | 0 | 2 | 0 | 0 | 2 | 0 | 0 | 2 | 0 | 0 | 2 | 0 | 0 | 2 | 0 | 0 | 2 | 0 | 0 | E | 9 | 0 | E | 9 | -3.9 | A | 7 | -11.1 | A | 7 | 53 | A | 7 | 838 | A | 7 | 210 | A | 7 | 6.2 | A | 7 | 16000 | B | 7 | 77777 | A | 7 | 0.3 | E | 8 | 0.046 | F | 8 | 0.2 | F | 8 | 0 | 1 | D | 9 | 0 | C | 8
2002-11-12 | 5:00 | 0 | 0 | 0 | 2 | 0 | 0 | 2 | 0 | 0 | 2 | 0 | 0 | 2 | 0 | 0 | 2 | 0 | 0 | 2 | 0 | 0 | 2 | 0 | 0 | E | 9 | 0 | E | 9 | -3.9 | A | 7 | -11.7 | A | 7 | 51 | A | 7 | 842 | A | 7 | 200 | A | 7 | 6.7 | A | 7 | 16000 | B | 7 | 77777 | A | 7 | 0.3 | E | 8 | 0.046 | F | 8 | 0.2 | F | 8 | 0 | 1 | D | 9 | 0 | C | 8
2002-11-12 | 6:00 | 0 | 0 | 0 | 2 | 0 | 0 | 2 | 0 | 0 | 2 | 0 | 0 | 2 | 0 | 0 | 2 | 0 | 0 | 2 | 0 | 0 | 2 | 0 | 0 | E | 9 | 0 | E | 9 | -5 | A | 7 | -11.1 | A | 7 | 59 | A | 7 | 838 | A | 7 | 200 | A | 7 | 5.2 | A | 7 | 16000 | B | 7 | 77777 | A | 7 | 0.3 | E | 8 | 0.046 | F | 8 | 0.2 | F | 8 | 0 | 1 | D | 9 | 0 | C | 8
2002-11-12 | 7:00 | 11 | 430 | 0 | 2 | 9 | 0 | 2 | 21 | 0 | 2 | 9 | 0 | 2 | 9 | 0 | 2 | 21 | 0 | 2 | 9 | 0 | 2 | 25 | 0 | E | 9 | 0 | E | 9 | -3.9 | A | 7 | -12.8 | A | 7 | 46 | A | 7 | 840 | A | 7 | 210 | A | 7 | 6.2 | A | 7 | 16000 | B | 7 | 77777 | A | 7 | 0.3 | E | 8 | 0.046 | F | 8 | 0.2 | F | 8 | 0 | 1 | D | 9 | 0 | C | 8
2002-11-12 | 8:00 | 190 | 1396 | 111 | 2 | 9 | 275 | 2 | 21 | 74 | 2 | 9 | 114 | 2 | 9 | 163 | 2 | 21 | 92 | 2 | 9 | 153 | 2 | 25 | 0 | E | 9 | 0 | E | 9 | -1.1 | A | 7 | -11.7 | A | 7 | 40 | A | 7 | 841 | A | 7 | 210 | A | 7 | 7.2 | A | 7 | 16000 | B | 7 | 77777 | A | 7 | 0.3 | E | 8 | 0.046 | F | 8 | 0.2 | F | 8 | 0 | 1 | D | 9 | 0 | C | 8
2002-11-12 | 9:00 | 407 | 1396 | 291 | 2 | 9 | 612 | 2 | 21 | 112 | 2 | 9 | 300 | 2 | 9 | 535 | 2 | 21 | 143 | 2 | 9 | 213 | 2 | 25 | 0 | E | 9 | 0 | E | 9 | 2.2 | A | 7 | -11.1 | A | 7 | 33 | A | 7 | 843 | A | 7 | 210 | A | 7 | 5.7 | A | 7 | 16000 | B | 7 | 77777 | A | 7 | 0.4 | E | 8 | 0.046 | F | 8 | 0.2 | F | 8 | 0 | 1 | D | 9 | 0 | C | 8
2002-11-12 | 10:00 | 580 | 1396 | 375 | 2 | 9 | 565 | 2 | 21 | 139 | 2 | 9 | 394 | 2 | 9 | 547 | 2 | 21 | 166 | 2 | 9 | 275 | 2 | 25 | 0 | E | 9 | 0 | E | 9 | 5.6 | A | 7 | -12.8 | A | 7 | 22 | A | 7 | 844 | A | 7 | 220 | A | 7 | 5.2 | A | 7 | 16000 | B | 7 | 77777 | A | 7 | 0.4 | E | 8 | 0.046 | F | 8 | 0.2 | F | 8 | 0 | 1 | D | 9 | 0 | C | 8
2002-11-12 | 11:00 | 695 | 1396 | 470 | 2 | 9 | 733 | 2 | 21 | 104 | 2 | 9 | 497 | 2 | 9 | 726 | 2 | 21 | 134 | 2 | 9 | 224 | 2 | 25 | 0 | E | 9 | 0 | E | 9 | 7.2 | A | 7 | -14.4 | A | 7 | 17 | A | 7 | 842 | A | 7 | 210 | A | 7 | 3.6 | A | 7 | 16000 | B | 7 | 77777 | A | 7 | 0.4 | E | 8 | 0.046 | F | 8 | 0.2 | F | 8 | 0 | 1 | D | 9 | 0 | C | 8
2002-11-12 | 12:00 | 744 | 1396 | 527 | 2 | 9 | 806 | 2 | 21 | 96 | 2 | 9 | 550 | 2 | 9 | 794 | 2 | 21 | 125 | 2 | 9 | 207 | 2 | 25 | 0 | E | 9 | 0 | E | 9 | 8.9 | A | 7 | -15.6 | A | 7 | 14 | A | 7 | 844 | A | 7 | 250 | B | 8 | 3.1 | A | 7 | 16000 | B | 7 | 77777 | A | 7 | 0.5 | E | 8 | 0.046 | F | 8 | 0.2 | F | 8 | 0 | 1 | D | 9 | 0 | C | 8
2002-11-12 | 13:00 | 723 | 1396 | 523 | 2 | 9 | 848 | 2 | 21 | 82 | 2 | 9 | 553 | 2 | 9 | 838 | 2 | 21 | 118 | 2 | 9 | 184 | 2 | 25 | 1 | E | 9 | 1 | E | 9 | 9.4 | A | 7 | -16.1 | A | 7 | 13 | A | 7 | 843 | A | 7 | 280 | A | 7 | 3.1 | A | 7 | 16000 | B | 7 | 77777 | A | 7 | 0.5 | E | 8 | 0.046 | F | 8 | 0.2 | F | 8 | 0 | 1 | D | 9 | 0 | C | 8
2002-11-12 | 14:00 | 635 | 1396 | 459 | 2 | 9 | 876 | 2 | 21 | 59 | 2 | 9 | 483 | 2 | 9 | 845 | 2 | 21 | 96 | 2 | 9 | 138 | 2 | 25 | 1 | E | 9 | 1 | E | 9 | 11.1 | A | 7 | -16.1 | A | 7 | 11 | A | 7 | 843 | A | 7 | 270 | A | 7 | 4.6 | A | 7 | 16000 | B | 7 | 77777 | A | 7 | 0.5 | E | 8 | 0.046 | F | 8 | 0.2 | F | 8 | 0 | 1 | D | 9 | 0 | C | 8
2002-11-12 | 15:00 | 486 | 1396 | 337 | 2 | 9 | 814 | 2 | 21 | 52 | 2 | 9 | 354 | 2 | 9 | 753 | 2 | 21 | 90 | 2 | 9 | 113 | 2 | 25 | 0 | E | 9 | 0 | E | 9 | 10.6 | A | 7 | -16.1 | A | 7 | 12 | A | 7 | 842 | A | 7 | 200 | A | 7 | 1.5 | A | 7 | 16000 | B | 7 | 77777 | A | 7 | 0.5 | E | 8 | 0.046 | F | 8 | 0.2 | F | 8 | 0 | 1 | D | 9 | 0 | C | 8
2002-11-12 | 16:00 | 285 | 1396 | 166 | 2 | 9 | 670 | 2 | 21 | 29 | 2 | 9 | 176 | 2 | 9 | 550 | 2 | 21 | 64 | 2 | 9 | 71 | 2 | 25 | 1 | E | 9 | 1 | E | 9 | 10.6 | A | 7 | -15.6 | A | 7 | 12 | A | 7 | 842 | A | 7 | 0 | A | 7 | 0 | A | 7 | 16000 | B | 7 | 77777 | A | 7 | 0.5 | E | 8 | 0.046 | F | 8 | 0.2 | F | 8 | 0 | 1 | D | 9 | 0 | C | 8
2002-11-12 | 17:00 | 62 | 1012 | 13 | 2 | 9 | 196 | 2 | 21 | 6 | 2 | 9 | 20 | 2 | 9 | 117 | 2 | 21 | 13 | 2 | 9 | 20 | 2 | 25 | 6 | E | 9 | 5 | A | 7 | 8.3 | A | 7 | -15.6 | A | 7 | 14 | A | 7 | 838 | A | 7 | 170 | A | 7 | 2.1 | A | 7 | 16000 | B | 7 | 77777 | A | 7 | 0.5 | E | 8 | 0.046 | F | 8 | 0.2 | F | 8 | 0 | 1 | D | 9 | 0 | C | 8
2002-11-12 | 18:00 | 0 | 0 | 0 | 2 | 0 | 0 | 2 | 0 | 0 | 2 | 0 | 0 | 2 | 0 | 0 | 2 | 0 | 0 | 2 | 0 | 0 | 2 | 0 | 6 | E | 9 | 5 | A | 7 | 4.4 | A | 7 | -15.6 | A | 7 | 19 | A | 7 | 840 | A | 7 | 200 | A | 7 | 4.6 | A | 7 | 16000 | B | 7 | 77777 | A | 7 | 0.6 | E | 8 | 0.046 | F | 8 | 0.2 | F | 8 | 0 | 1 | D | 9 | 0 | C | 8
2002-11-12 | 19:00 | 0 | 0 | 0 | 2 | 0 | 0 | 2 | 0 | 0 | 2 | 0 | 0 | 2 | 0 | 0 | 2 | 0 | 0 | 2 | 0 | 0 | 2 | 0 | 2 | E | 9 | 2 | A | 7 | 4.4 | A | 7 | -14.4 | A | 7 | 21 | A | 7 | 839 | A | 7 | 230 | A | 7 | 4.6 | A | 7 | 16000 | B | 7 | 77777 | A | 7 | 0.7 | E | 8 | 0.046 | F | 8 | 0.2 | F | 8 | 0 | 1 | D | 9 | 0 | C | 8
2002-11-12 | 20:00 | 0 | 0 | 0 | 2 | 0 | 0 | 2 | 0 | 0 | 2 | 0 | 0 | 2 | 0 | 0 | 2 | 0 | 0 | 2 | 0 | 0 | 2 | 0 | 0 | E | 9 | 0 | A | 7 | 6.1 | A | 7 | -13.9 | A | 7 | 19 | A | 7 | 839 | A | 7 | 260 | A | 7 | 5.2 | A | 7 | 16000 | B | 7 | 77777 | A | 7 | 0.8 | E | 8 | 0.046 | F | 8 | 0.2 | F | 8 | 0 | 1 | D | 9 | 0 | C | 8
2002-11-12 | 21:00 | 0 | 0 | 0 | 2 | 0 | 0 | 2 | 0 | 0 | 2 | 0 | 0 | 2 | 0 | 0 | 2 | 0 | 0 | 2 | 0 | 0 | 2 | 0 | 2 | E | 9 | 2 | A | 7 | 2.2 | A | 7 | -13.9 | A | 7 | 26 | A | 7 | 837 | A | 7 | 180 | A | 7 | 3.6 | A | 7 | 16000 | B | 7 | 77777 | A | 7 | 0.8 | E | 8 | 0.046 | F | 8 | 0.2 | F | 8 | 0 | 1 | D | 9 | 0 | C | 8
2002-11-12 | 22:00 | 0 | 0 | 0 | 2 | 0 | 0 | 2 | 0 | 0 | 2 | 0 | 0 | 2 | 0 | 0 | 2 | 0 | 0 | 2 | 0 | 0 | 2 | 0 | 6 | E | 9 | 5 | A | 7 | 3.3 | A | 7 | -13.3 | A | 7 | 25 | A | 7 | 837 | A | 7 | 210 | A | 7 | 6.2 | A | 7 | 16000 | B | 7 | 77777 | A | 7 | 0.9 | E | 8 | 0.046 | F | 8 | 0.2 | F | 8 | 0 | 1 | D | 9 | 0 | C | 8
2002-11-12 | 23:00 | 0 | 0 | 0 | 2 | 0 | 0 | 2 | 0 | 0 | 2 | 0 | 0 | 2 | 0 | 0 | 2 | 0 | 0 | 2 | 0 | 0 | 2 | 0 | 6 | E | 9 | 5 | A | 7 | 4.4 | A | 7 | -15 | A | 7 | 20 | A | 7 | 837 | A | 7 | 210 | A | 7 | 6.2 | A | 7 | 16000 | B | 7 | 77777 | A | 7 | 1 | E | 8 | 0.046 | F | 8 | 0.2 | F | 8 | 0 | 1 | D | 9 | 0 | C | 8
2002-11-12 | 24:00 | 0 | 0 | 0 | 2 | 0 | 0 | 2 | 0 | 0 | 2 | 0 | 0 | 2 | 0 | 0 | 2 | 0 | 0 | 2 | 0 | 0 | 2 | 0 | 9 | E | 9 | 9 | A | 7 | 5.6 | A | 7 | -13.9 | A | 7 | 20 | A | 7 | 836 | A | 7 | 210 | A | 7 | 7.7 | A | 7 | 16000 | B | 7 | 5486 | A | 7 | 1 | E | 8 | 0.046 | F | 8 | 0.2 | F | 8 | 0 | 1 | D | 9 | 0 | C | 8
2002-11-13 | 1:00 | 0 | 0 | 0 | 2 | 0 | 0 | 2 | 0 | 0 | 2 | 0 | 0 | 2 | 0 | 0 | 2 | 0 | 0 | 2 | 0 | 0 | 2 | 0 | 9 | E | 9 | 9 | A | 7 | 6.1 | A | 7 | -12.2 | A | 7 | 23 | A | 7 | 836 | A | 7 | 200 | A | 7 | 4.6 | A | 7 | 16000 | B | 7 | 5486 | A | 7 | 1 | E | 8 | 0.045 | F | 8 | 0.2 | F | 8 | 0 | 1 | D | 9 | 0 | C | 8
2002-11-13 | 2:00 | 0 | 0 | 0 | 2 | 0 | 0 | 2 | 0 | 0 | 2 | 0 | 0 | 2 | 0 | 0 | 2 | 0 | 0 | 2 | 0 | 0 | 2 | 0 | 9 | E | 9 | 9 | A | 7 | 7.2 | A | 7 | -9.4 | A | 7 | 27 | A | 7 | 835 | A | 7 | 210 | A | 7 | 6.7 | A | 7 | 16000 | B | 7 | 5486 | A | 7 | 1 | E | 8 | 0.045 | F | 8 | 0.2 | F | 8 | 0 | 1 | D | 9 | 0 | C | 8
2002-11-13 | 3:00 | 0 | 0 | 0 | 2 | 0 | 0 | 2 | 0 | 0 | 2 | 0 | 0 | 2 | 0 | 0 | 2 | 0 | 0 | 2 | 0 | 0 | 2 | 0 | 9 | E | 9 | 9 | A | 7 | 6.7 | A | 7 | -8.3 | A | 7 | 31 | A | 7 | 834 | A | 7 | 180 | A | 7 | 5.2 | A | 7 | 16000 | B | 7 | 5486 | A | 7 | 1 | E | 8 | 0.045 | F | 8 | 0.2 | F | 8 | 0 | 1 | D | 9 | 0 | C | 8
2002-11-13 | 4:00 | 0 | 0 | 0 | 2 | 0 | 0 | 2 | 0 | 0 | 2 | 0 | 0 | 2 | 0 | 0 | 2 | 0 | 0 | 2 | 0 | 0 | 2 | 0 | 9 | E | 9 | 9 | A | 7 | 7.8 | A | 7 | -7.8 | A | 7 | 30 | A | 7 | 834 | A | 7 | 200 | A | 7 | 7.7 | A | 7 | 16000 | B | 7 | 5486 | A | 7 | 1 | E | 8 | 0.045 | F | 8 | 0.2 | F | 8 | 0 | 1 | D | 9 | 0 | C | 8
2002-11-13 | 5:00 | 0 | 0 | 0 | 2 | 0 | 0 | 2 | 0 | 0 | 2 | 0 | 0 | 2 | 0 | 0 | 2 | 0 | 0 | 2 | 0 | 0 | 2 | 0 | 8 | E | 9 | 8 | A | 7 | 8.3 | A | 7 | -7.2 | A | 7 | 30 | A | 7 | 833 | A | 7 | 210 | A | 7 | 7.7 | A | 7 | 16000 | B | 7 | 5486 | A | 7 | 1 | E | 8 | 0.045 | F | 8 | 0.2 | F | 8 | 0 | 1 | D | 9 | 0 | C | 8
2002-11-13 | 6:00 | 0 | 0 | 0 | 2 | 0 | 0 | 2 | 0 | 0 | 2 | 0 | 0 | 2 | 0 | 0 | 2 | 0 | 0 | 2 | 0 | 0 | 2 | 0 | 5 | E | 9 | 5 | A | 7 | 8.3 | A | 7 | -6.7 | A | 7 | 32 | A | 7 | 834 | A | 7 | 260 | A | 7 | 4.1 | A | 7 | 16000 | B | 7 | 77777 | A | 7 | 1 | E | 8 | 0.045 | F | 8 | 0.2 | F | 8 | 0 | 1 | D | 9 | 0 | C | 8
2002-11-13 | 7:00 | 9 | 407 | 0 | 2 | 9 | 0 | 2 | 21 | 0 | 2 | 9 | 0 | 2 | 9 | 0 | 2 | 21 | 0 | 2 | 9 | 0 | 2 | 25 | 9 | E | 9 | 9 | A | 7 | 6.1 | A | 7 | -7.8 | A | 7 | 33 | A | 7 | 833 | A | 7 | 320 | A | 7 | 2.6 | A | 7 | 16000 | B | 7 | 6706 | A | 7 | 1 | E | 8 | 0.045 | F | 8 | 0.2 | F | 8 | 0 | 1 | D | 9 | 0 | C | 8
2002-11-13 | 8:00 | 185 | 1397 | 34 | 2 | 9 | 0 | 2 | 21 | 34 | 2 | 9 | 39 | 2 | 9 | 0 | 2 | 21 | 39 | 2 | 9 | 122 | 2 | 25 | 9 | E | 9 | 9 | A | 7 | 3.3 | A | 7 | -6.7 | A | 7 | 45 | A | 7 | 832 | A | 7 | 140 | A | 7 | 1.5 | A | 7 | 16000 | B | 7 | 6096 | A | 7 | 1 | E | 8 | 0.045 | F | 8 | 0.2 | F | 8 | 0 | 1 | D | 9 | 0 | C | 8
2002-11-13 | 9:00 | 402 | 1397 | 58 | 2 | 9 | 0 | 2 | 21 | 58 | 2 | 9 | 68 | 2 | 9 | 0 | 2 | 21 | 68 | 2 | 9 | 240 | 2 | 25 | 9 | E | 9 | 9 | A | 7 | 4.4 | A | 7 | -6.1 | A | 7 | 44 | A | 7 | 834 | A | 7 | 310 | A | 7 | 3.6 | A | 7 | 16000 | B | 7 | 6706 | A | 7 | 1 | E | 8 | 0.045 | F | 8 | 0.2 | F | 8 | 0 | 1 | D | 9 | 0 | C | 8
2002-11-13 | 10:00 | 574 | 1397 | 263 | 2 | 9 | 166 | 2 | 21 | 195 | 2 | 9 | 285 | 2 | 9 | 164 | 2 | 21 | 217 | 2 | 9 | 460 | 2 | 25 | 9 | E | 9 | 9 | A | 7 | 7.8 | A | 7 | -6.1 | A | 7 | 35 | A | 7 | 835 | A | 7 | 0 | A | 7 | 0 | A | 7 | 16000 | B | 7 | 6096 | A | 7 | 1 | E | 8 | 0.045 | F | 8 | 0.2 | F | 8 | 0 | 1 | D | 9 | 0 | C | 8
2002-11-13 | 11:00 | 689 | 1397 | 213 | 2 | 9 | 18 | 2 | 21 | 204 | 2 | 9 | 241 | 2 | 9 | 15 | 2 | 21 | 234 | 2 | 9 | 798 | 2 | 25 | 8 | E | 9 | 8 | A | 7 | 11.1 | A | 7 | -5.6 | A | 7 | 29 | A | 7 | 833 | A | 7 | 20 | A | 7 | 7.2 | A | 7 | 16000 | B | 7 | 6706 | A | 7 | 1 | E | 8 | 0.045 | F | 8 | 0.2 | F | 8 | 0 | 1 | D | 9 | 0 | C | 8
2002-11-13 | 12:00 | 738 | 1397 | 230 | 2 | 9 | 12 | 2 | 21 | 224 | 2 | 9 | 262 | 2 | 9 | 10 | 2 | 21 | 256 | 2 | 9 | 886 | 2 | 25 | 9 | E | 9 | 9 | A | 7 | 11.7 | A | 7 | -5.6 | A | 7 | 28 | A | 7 | 835 | A | 7 | 50 | A | 7 | 6.2 | A | 7 | 16000 | B | 7 | 3962 | A | 7 | 1.1 | E | 8 | 0.045 | F | 8 | 0.2 | F | 8 | 0 | 1 | D | 9 | 0 | C | 8
2002-11-13 | 13:00 | 718 | 1397 | 147 | 2 | 9 | 0 | 2 | 21 | 147 | 2 | 9 | 172 | 2 | 9 | 0 | 2 | 21 | 172 | 2 | 9 | 644 | 2 | 25 | 10 | E | 9 | 7 | E | 9 | 11.7 | A | 7 | -4.4 | A | 7 | 31 | A | 7 | 834 | A | 7 | 70 | A | 7 | 5.2 | A | 7 | 16000 | B | 7 | 3962 | A | 7 | 1.1 | E | 8 | 0.045 | F | 8 | 0.2 | F | 8 | 0 | 1 | D | 9 | 0 | C | 8
2002-11-13 | 14:00 | 631 | 1397 | 289 | 2 | 9 | 195 | 2 | 21 | 200 | 2 | 9 | 313 | 2 | 9 | 196 | 2 | 21 | 224 | 2 | 9 | 483 | 2 | 25 | 8 | E | 9 | 5 | E | 9 | 13.3 | A | 7 | -3.9 | A | 7 | 29 | A | 7 | 834 | A | 7 | 80 | A | 7 | 6.2 | A | 7 | 16000 | B | 7 | 3962 | A | 7 | 1.1 | E | 8 | 0.045 | F | 8 | 0.2 | F | 8 | 0 | 1 | D | 9 | 0 | C | 8
2002-11-13 | 15:00 | 481 | 1397 | 53 | 2 | 9 | 0 | 2 | 21 | 53 | 2 | 9 | 64 | 2 | 9 | 0 | 2 | 21 | 64 | 2 | 9 | 235 | 2 | 25 | 7 | E | 9 | 5 | E | 9 | 11.7 | A | 7 | -4.4 | A | 7 | 31 | A | 7 | 833 | A | 7 | 90 | A | 7 | 4.6 | A | 7 | 16000 | B | 7 | 3962 | A | 7 | 1.1 | E | 8 | 0.045 | F | 8 | 0.2 | F | 8 | 0 | 1 | D | 9 | 0 | C | 8
2002-11-13 | 16:00 | 281 | 1397 | 28 | 2 | 9 | 0 | 2 | 21 | 28 | 2 | 9 | 34 | 2 | 9 | 0 | 2 | 21 | 34 | 2 | 9 | 116 | 2 | 25 | 7 | E | 9 | 5 | E | 9 | 10 | A | 7 | -4.4 | A | 7 | 34 | A | 7 | 832 | A | 7 | 110 | A | 7 | 3.6 | A | 7 | 16000 | B | 7 | 3962 | A | 7 | 1.1 | E | 8 | 0.045 | F | 8 | 0.2 | F | 8 | 0 | 1 | D | 9 | 0 | C | 8
2002-11-13 | 17:00 | 59 | 989 | 6 | 2 | 9 | 0 | 2 | 21 | 6 | 2 | 9 | 7 | 2 | 9 | 0 | 2 | 21 | 7 | 2 | 9 | 24 | 2 | 25 | 10 | E | 9 | 10 | A | 7 | 9.4 | A | 7 | -4.4 | A | 7 | 36 | A | 7 | 831 | A | 7 | 290 | A | 7 | 1.5 | A | 7 | 16000 | B | 7 | 3353 | A | 7 | 1.2 | E | 8 | 0.045 | F | 8 | 0.2 | F | 8 | 0 | 1 | D | 9 | 0 | C | 8
2002-11-13 | 18:00 | 0 | 0 | 0 | 2 | 0 | 0 | 2 | 0 | 0 | 2 | 0 | 0 | 2 | 0 | 0 | 2 | 0 | 0 | 2 | 0 | 0 | 2 | 0 | 10 | E | 9 | 9 | E | 9 | 10 | A | 7 | -4.4 | A | 7 | 34 | A | 7 | 832 | A | 7 | 0 | A | 7 | 0 | A | 7 | 16000 | B | 7 | 2743 | A | 7 | 1.2 | E | 8 | 0.045 | F | 8 | 0.2 | F | 8 | 0 | 1 | D | 9 | 0 | C | 8
2002-11-13 | 19:00 | 0 | 0 | 0 | 2 | 0 | 0 | 2 | 0 | 0 | 2 | 0 | 0 | 2 | 0 | 0 | 2 | 0 | 0 | 2 | 0 | 0 | 2 | 0 | 10 | E | 9 | 10 | E | 9 | 7.8 | A | 7 | -3.3 | A | 7 | 44 | A | 7 | 833 | A | 7 | 140 | A | 7 | 2.6 | A | 7 | 16000 | B | 7 | 1463 | A | 7 | 1.2 | E | 8 | 0.045 | F | 8 | 0.2 | F | 8 | 0 | 1 | D | 9 | 0 | C | 8
2002-11-13 | 20:00 | 0 | 0 | 0 | 2 | 0 | 0 | 2 | 0 | 0 | 2 | 0 | 0 | 2 | 0 | 0 | 2 | 0 | 0 | 2 | 0 | 0 | 2 | 0 | 10 | E | 9 | 10 | E | 9 | 7.2 | A | 7 | 0 | A | 7 | 60 | A | 7 | 833 | A | 7 | 120 | A | 7 | 4.6 | A | 7 | 16000 | B | 7 | 1676 | A | 7 | 1.1 | E | 8 | 0.045 | F | 8 | 0.2 | F | 8 | 0 | 1 | D | 9 | 0 | C | 8
2002-11-13 | 21:00 | 0 | 0 | 0 | 2 | 0 | 0 | 2 | 0 | 0 | 2 | 0 | 0 | 2 | 0 | 0 | 2 | 0 | 0 | 2 | 0 | 0 | 2 | 0 | 10 | E | 9 | 10 | E | 9 | 6.7 | A | 7 | 0 | A | 7 | 62 | A | 7 | 834 | A | 7 | 100 | B | 8 | 3.1 | A | 7 | 16000 | B | 7 | 1128 | A | 7 | 1.1 | E | 8 | 0.045 | F | 8 | 0.2 | F | 8 | 0 | 1 | D | 9 | 0 | C | 8
2002-11-13 | 22:00 | 0 | 0 | 0 | 2 | 0 | 0 | 2 | 0 | 0 | 2 | 0 | 0 | 2 | 0 | 0 | 2 | 0 | 0 | 2 | 0 | 0 | 2 | 0 | 10 | E | 9 | 10 | E | 9 | 4 | A | 7 | -1 | A | 7 | 69 | A | 7 | 832 | A | 7 | 80 | A | 7 | 1.5 | A | 7 | 16100 | B | 7 | 1800 | A | 7 | 1.1 | E | 8 | 0.045 | F | 8 | 0.2 | F | 8 | 0 | 1 | D | 9 | 61 | C | 8
2002-11-13 | 23:00 | 0 | 0 | 0 | 2 | 0 | 0 | 2 | 0 | 0 | 2 | 0 | 0 | 2 | 0 | 0 | 2 | 0 | 0 | 2 | 0 | 0 | 2 | 0 | 10 | E | 9 | 10 | E | 9 | 3.3 | A | 7 | 2.2 | A | 7 | 92 | A | 7 | 833 | A | 7 | 130 | A | 7 | 3.6 | A | 7 | 16000 | B | 7 | 1524 | A | 7 | 1.1 | E | 8 | 0.045 | F | 8 | 0.2 | F | 8 | 0 | 1 | D | 9 | 61 | C | 8
2002-11-13 | 24:00 | 0 | 0 | 0 | 2 | 0 | 0 | 2 | 0 | 0 | 2 | 0 | 0 | 2 | 0 | 0 | 2 | 0 | 0 | 2 | 0 | 0 | 2 | 0 | 8 | E | 9 | 8 | E | 9 | 2.8 | A | 7 | 1.7 | A | 7 | 92 | A | 7 | 831 | A | 7 | 180 | A | 7 | 3.1 | A | 7 | 16000 | B | 7 | 2591 | A | 7 | 1.1 | E | 8 | 0.045 | F | 8 | 0.2 | F | 8 | 0 | 1 | D | 9 | 0 | C | 8
2002-11-14 | 1:00 | 0 | 0 | 0 | 2 | 0 | 0 | 2 | 0 | 0 | 2 | 0 | 0 | 2 | 0 | 0 | 2 | 0 | 0 | 2 | 0 | 0 | 2 | 0 | 8 | E | 9 | 8 | E | 9 | 2.8 | A | 7 | 1.7 | A | 7 | 92 | A | 7 | 832 | A | 7 | 220 | A | 7 | 3.1 | A | 7 | 16000 | B | 7 | 2591 | A | 7 | 1 | E | 8 | 0.045 | F | 8 | 0.2 | F | 8 | 0 | 1 | D | 9 | 0 | C | 8
2002-11-14 | 2:00 | 0 | 0 | 0 | 2 | 0 | 0 | 2 | 0 | 0 | 2 | 0 | 0 | 2 | 0 | 0 | 2 | 0 | 0 | 2 | 0 | 0 | 2 | 0 | 10 | E | 9 | 10 | E | 9 | 2.8 | A | 7 | 1.7 | A | 7 | 92 | A | 7 | 831 | A | 7 | 0 | A | 7 | 0 | A | 7 | 16000 | B | 7 | 2438 | A | 7 | 0.9 | E | 8 | 0.045 | F | 8 | 0.2 | F | 8 | 0 | 1 | D | 9 | 0 | C | 8
2002-11-14 | 3:00 | 0 | 0 | 0 | 2 | 0 | 0 | 2 | 0 | 0 | 2 | 0 | 0 | 2 | 0 | 0 | 2 | 0 | 0 | 2 | 0 | 0 | 2 | 0 | 10 | E | 9 | 10 | E | 9 | 2.8 | A | 7 | 1.7 | A | 7 | 92 | A | 7 | 832 | A | 7 | 240 | A | 7 | 3.1 | A | 7 | 16000 | B | 7 | 2743 | A | 7 | 0.9 | E | 8 | 0.045 | F | 8 | 0.2 | F | 8 | 8 | 1 | D | 9 | 0 | C | 8
2002-11-14 | 4:00 | 0 | 0 | 0 | 2 | 0 | 0 | 2 | 0 | 0 | 2 | 0 | 0 | 2 | 0 | 0 | 2 | 0 | 0 | 2 | 0 | 0 | 2 | 0 | 8 | E | 9 | 8 | E | 9 | 0.6 | A | 7 | 0.6 | A | 7 | 100 | A | 7 | 831 | A | 7 | 60 | A | 7 | 4.1 | A | 7 | 12800 | B | 7 | 3048 | A | 7 | 0.9 | E | 8 | 0.045 | F | 8 | 0.2 | F | 8 | 0 | 1 | D | 9 | 0 | C | 8
2002-11-14 | 5:00 | 0 | 0 | 0 | 2 | 0 | 0 | 2 | 0 | 0 | 2 | 0 | 0 | 2 | 0 | 0 | 2 | 0 | 0 | 2 | 0 | 0 | 2 | 0 | 8 | E | 9 | 8 | E | 9 | 1.1 | A | 7 | -0.6 | A | 7 | 88 | A | 7 | 834 | A | 7 | 10 | A | 7 | 2.1 | A | 7 | 16000 | B | 7 | 2896 | A | 7 | 0.8 | E | 8 | 0.045 | F | 8 | 0.2 | F | 8 | 0 | 1 | D | 9 | 0 | C | 8
2002-11-14 | 6:00 | 0 | 0 | 0 | 2 | 0 | 0 | 2 | 0 | 0 | 2 | 0 | 0 | 2 | 0 | 0 | 2 | 0 | 0 | 2 | 0 | 0 | 2 | 0 | 10 | E | 9 | 10 | E | 9 | 1.1 | A | 7 | -0.6 | A | 7 | 88 | A | 7 | 832 | A | 7 | 330 | A | 7 | 3.1 | A | 7 | 16000 | B | 7 | 1829 | A | 7 | 0.8 | E | 8 | 0.045 | F | 8 | 0.2 | F | 8 | 0 | 1 | D | 9 | 0 | C | 8
2002-11-14 | 7:00 | 8 | 384 | 0 | 2 | 9 | 0 | 2 | 21 | 0 | 2 | 9 | 0 | 2 | 9 | 0 | 2 | 21 | 0 | 2 | 9 | 0 | 2 | 25 | 8 | E | 9 | 8 | E | 9 | 1.7 | A | 7 | -1.1 | A | 7 | 81 | A | 7 | 833 | A | 7 | 290 | B | 8 | 2.1 | A | 7 | 16000 | B | 7 | 2896 | A | 7 | 0.8 | E | 8 | 0.045 | F | 8 | 0.2 | F | 8 | 0 | 1 | D | 9 | 0 | C | 8
2002-11-14 | 8:00 | 180 | 1397 | 58 | 2 | 9 | 0 | 2 | 21 | 58 | 2 | 9 | 63 | 2 | 9 | 0 | 2 | 21 | 63 | 2 | 9 | 172 | 2 | 25 | 8 | E | 9 | 8 | E | 9 | 1.1 | A | 7 | 0 | A | 7 | 92 | A | 7 | 834 | A | 7 | 240 | A | 7 | 3.6 | A | 7 | 16000 | B | 7 | 2743 | A | 7 | 0.8 | E | 8 | 0.045 | F | 8 | 0.2 | F | 8 | 0 | 1 | D | 9 | 0 | C | 8
2002-11-14 | 9:00 | 397 | 1397 | 286 | 2 | 9 | 696 | 2 | 21 | 87 | 2 | 9 | 290 | 2 | 9 | 596 | 2 | 21 | 120 | 2 | 9 | 154 | 2 | 25 | 8 | E | 9 | 8 | E | 9 | 3.3 | A | 7 | 0 | A | 7 | 79 | A | 7 | 835 | A | 7 | 320 | B | 8 | 2.6 | A | 7 | 16000 | B | 7 | 2591 | A | 7 | 0.8 | E | 8 | 0.045 | F | 8 | 0.2 | F | 8 | 0 | 1 | D | 9 | 0 | C | 8
2002-11-14 | 10:00 | 569 | 1397 | 402 | 2 | 9 | 603 | 2 | 21 | 156 | 2 | 9 | 417 | 2 | 9 | 580 | 2 | 21 | 180 | 2 | 9 | 312 | 2 | 25 | 8 | E | 9 | 8 | E | 9 | 4.4 | A | 7 | -0.6 | A | 7 | 70 | A | 7 | 836 | A | 7 | 40 | A | 7 | 2.6 | A | 7 | 16000 | B | 7 | 2591 | A | 7 | 0.8 | E | 8 | 0.045 | F | 8 | 0.2 | F | 8 | 0 | 1 | D | 9 | 0 | C | 8
2002-11-14 | 11:00 | 684 | 1397 | 169 | 2 | 9 | 12 | 2 | 21 | 163 | 2 | 9 | 195 | 2 | 9 | 9 | 2 | 21 | 190 | 2 | 9 | 680 | 2 | 25 | 8 | E | 9 | 8 | E | 9 | 4.4 | A | 7 | -0.6 | A | 7 | 70 | A | 7 | 836 | A | 7 | 60 | A | 7 | 3.1 | A | 7 | 16000 | B | 7 | 2438 | A | 7 | 0.7 | E | 8 | 0.045 | F | 8 | 0.2 | F | 8 | 0 | 1 | D | 9 | 0 | C | 8
2002-11-14 | 12:00 | 733 | 1397 | 546 | 2 | 9 | 716 | 2 | 21 | 169 | 2 | 9 | 560 | 2 | 9 | 698 | 2 | 21 | 193 | 2 | 9 | 348 | 2 | 25 | 9 | E | 9 | 9 | E | 9 | 6.7 | A | 7 | 0 | A | 7 | 62 | A | 7 | 836 | A | 7 | 90 | A | 7 | 3.1 | A | 7 | 16000 | B | 7 | 2591 | A | 7 | 0.7 | E | 8 | 0.045 | F | 8 | 0.2 | F | 8 | 0 | 1 | D | 9 | 0 | C | 8
2002-11-14 | 13:00 | 713 | 1397 | 482 | 2 | 9 | 627 | 2 | 21 | 161 | 2 | 9 | 495 | 2 | 9 | 610 | 2 | 21 | 183 | 2 | 9 | 328 | 2 | 25 | 8 | E | 9 | 8 | E | 9 | 6.1 | A | 7 | -1.7 | A | 7 | 56 | A | 7 | 835 | A | 7 | 0 | A | 7 | 0 | A | 7 | 16000 | B | 7 | 2286 | A | 7 | 0.8 | E | 8 | 0.045 | F | 8 | 0.2 | F | 8 | 0 | 1 | D | 9 | 0 | C | 8
2002-11-14 | 14:00 | 626 | 1397 | 346 | 2 | 9 | 314 | 2 | 21 | 204 | 2 | 9 | 365 | 2 | 9 | 318 | 2 | 21 | 222 | 2 | 9 | 455 | 2 | 25 | 7 | E | 9 | 7 | E | 9 | 7.2 | A | 7 | -3.9 | A | 7 | 43 | A | 7 | 835 | A | 7 | 70 | A | 7 | 3.1 | A | 7 | 16000 | B | 7 | 6096 | A | 7 | 0.8 | E | 8 | 0.045 | F | 8 | 0.2 | F | 8 | 0 | 1 | D | 9 | 0 | C | 8
2002-11-14 | 15:00 | 477 | 1397 | 336 | 2 | 9 | 627 | 2 | 21 | 121 | 2 | 9 | 350 | 2 | 9 | 577 | 2 | 21 | 152 | 2 | 9 | 232 | 2 | 25 | 6 | E | 9 | 6 | E | 9 | 6.7 | A | 7 | -3.9 | A | 7 | 45 | A | 7 | 834 | A | 7 | 50 | A | 7 | 2.1 | A | 7 | 16000 | B | 7 | 6096 | A | 7 | 0.7 | E | 8 | 0.045 | F | 8 | 0.2 | F | 8 | 0 | 1 | D | 9 | 0 | C | 8
2002-11-14 | 16:00 | 277 | 1397 | 138 | 2 | 9 | 411 | 2 | 21 | 56 | 2 | 9 | 140 | 2 | 9 | 311 | 2 | 21 | 78 | 2 | 9 | 99 | 2 | 25 | 6 | E | 9 | 6 | E | 9 | 5.6 | A | 7 | -3.9 | A | 7 | 49 | A | 7 | 834 | A | 7 | 80 | A | 7 | 4.1 | A | 7 | 16000 | B | 7 | 6096 | A | 7 | 0.7 | E | 8 | 0.045 | F | 8 | 0.2 | F | 8 | 0 | 1 | D | 9 | 0 | C | 8
2002-11-14 | 17:00 | 56 | 967 | 11 | 2 | 9 | 161 | 2 | 21 | 5 | 2 | 9 | 16 | 2 | 9 | 95 | 2 | 21 | 10 | 2 | 9 | 18 | 2 | 25 | 7 | E | 9 | 7 | A | 7 | 2.8 | A | 7 | -2.8 | A | 7 | 65 | A | 7 | 833 | A | 7 | 70 | A | 7 | 4.1 | A | 7 | 16000 | B | 7 | 6096 | A | 7 | 0.7 | E | 8 | 0.045 | F | 8 | 0.2 | F | 8 | 0 | 1 | D | 9 | 0 | C | 8
2002-11-14 | 18:00 | 0 | 0 | 0 | 2 | 0 | 0 | 2 | 0 | 0 | 2 | 0 | 0 | 2 | 0 | 0 | 2 | 0 | 0 | 2 | 0 | 0 | 2 | 0 | 9 | E | 9 | 9 | E | 9 | 1.7 | A | 7 | -1.1 | A | 7 | 81 | A | 7 | 833 | A | 7 | 100 | A | 7 | 3.6 | A | 7 | 16000 | B | 7 | 2743 | A | 7 | 0.7 | E | 8 | 0.045 | F | 8 | 0.2 | F | 8 | 0 | 1 | D | 9 | 0 | C | 8
2002-11-14 | 19:00 | 0 | 0 | 0 | 2 | 0 | 0 | 2 | 0 | 0 | 2 | 0 | 0 | 2 | 0 | 0 | 2 | 0 | 0 | 2 | 0 | 0 | 2 | 0 | 9 | E | 9 | 7 | E | 9 | 0.6 | A | 7 | -1.7 | A | 7 | 83 | A | 7 | 833 | A | 7 | 130 | A | 7 | 3.1 | A | 7 | 16000 | B | 7 | 3962 | A | 7 | 0.7 | E | 8 | 0.045 | F | 8 | 0.2 | F | 8 | 0 | 1 | D | 9 | 0 | C | 8
2002-11-14 | 20:00 | 0 | 0 | 0 | 2 | 0 | 0 | 2 | 0 | 0 | 2 | 0 | 0 | 2 | 0 | 0 | 2 | 0 | 0 | 2 | 0 | 0 | 2 | 0 | 8 | E | 9 | 6 | E | 9 | 0 | A | 7 | -1.7 | A | 7 | 87 | A | 7 | 833 | A | 7 | 160 | A | 7 | 3.6 | A | 7 | 16000 | B | 7 | 3962 | A | 7 | 0.7 | E | 8 | 0.045 | F | 8 | 0.2 | F | 8 | 0 | 1 | D | 9 | 0 | C | 8
2002-11-14 | 21:00 | 0 | 0 | 0 | 2 | 0 | 0 | 2 | 0 | 0 | 2 | 0 | 0 | 2 | 0 | 0 | 2 | 0 | 0 | 2 | 0 | 0 | 2 | 0 | 8 | E | 9 | 6 | E | 9 | 0.6 | A | 7 | -2.2 | A | 7 | 80 | A | 7 | 832 | A | 7 | 170 | A | 7 | 4.6 | A | 7 | 16000 | B | 7 | 3962 | A | 7 | 0.7 | E | 8 | 0.045 | F | 8 | 0.2 | F | 8 | 0 | 1 | D | 9 | 0 | C | 8
2002-11-14 | 22:00 | 0 | 0 | 0 | 2 | 0 | 0 | 2 | 0 | 0 | 2 | 0 | 0 | 2 | 0 | 0 | 2 | 0 | 0 | 2 | 0 | 0 | 2 | 0 | 10 | E | 9 | 9 | E | 9 | 0 | A | 7 | -2.2 | A | 7 | 83 | A | 7 | 832 | A | 7 | 160 | A | 7 | 3.6 | A | 7 | 16000 | B | 7 | 2743 | A | 7 | 0.7 | E | 8 | 0.045 | F | 8 | 0.2 | F | 8 | 0 | 1 | D | 9 | 0 | C | 8
2002-11-14 | 23:00 | 0 | 0 | 0 | 2 | 0 | 0 | 2 | 0 | 0 | 2 | 0 | 0 | 2 | 0 | 0 | 2 | 0 | 0 | 2 | 0 | 0 | 2 | 0 | 10 | E | 9 | 9 | E | 9 | 0 | A | 7 | -2.2 | A | 7 | 83 | A | 7 | 834 | A | 7 | 170 | A | 7 | 3.1 | A | 7 | 16000 | B | 7 | 2743 | A | 7 | 0.7 | E | 8 | 0.045 | F | 8 | 0.2 | F | 8 | 0 | 1 | D | 9 | 0 | C | 8
2002-11-14 | 24:00 | 0 | 0 | 0 | 2 | 0 | 0 | 2 | 0 | 0 | 2 | 0 | 0 | 2 | 0 | 0 | 2 | 0 | 0 | 2 | 0 | 0 | 2 | 0 | 9 | E | 9 | 9 | E | 9 | 0 | A | 7 | -2.8 | A | 7 | 79 | A | 7 | 831 | A | 7 | 170 | A | 7 | 4.1 | A | 7 | 16000 | B | 7 | 2896 | A | 7 | 0.7 | E | 8 | 0.045 | F | 8 | 0.2 | F | 8 | 0 | 1 | D | 9 | 0 | C | 8
2002-11-15 | 1:00 | 0 | 0 | 0 | 2 | 0 | 0 | 2 | 0 | 0 | 2 | 0 | 0 | 2 | 0 | 0 | 2 | 0 | 0 | 2 | 0 | 0 | 2 | 0 | 10 | E | 9 | 9 | E | 9 | 0 | A | 7 | -2.8 | A | 7 | 79 | A | 7 | 831 | A | 7 | 200 | A | 7 | 4.6 | A | 7 | 16000 | B | 7 | 3048 | A | 7 | 0.7 | E | 8 | 0.045 | F | 8 | 0.2 | F | 8 | 0 | 1 | D | 9 | 0 | C | 8
2002-11-15 | 2:00 | 0 | 0 | 0 | 2 | 0 | 0 | 2 | 0 | 0 | 2 | 0 | 0 | 2 | 0 | 0 | 2 | 0 | 0 | 2 | 0 | 0 | 2 | 0 | 10 | E | 9 | 9 | E | 9 | -0.6 | A | 7 | -3.3 | A | 7 | 80 | A | 7 | 831 | A | 7 | 0 | A | 7 | 0 | A | 7 | 16000 | B | 7 | 2743 | A | 7 | 0.7 | E | 8 | 0.045 | F | 8 | 0.2 | F | 8 | 0 | 1 | D | 9 | 0 | C | 8
2002-11-15 | 3:00 | 0 | 0 | 0 | 2 | 0 | 0 | 2 | 0 | 0 | 2 | 0 | 0 | 2 | 0 | 0 | 2 | 0 | 0 | 2 | 0 | 0 | 2 | 0 | 10 | E | 9 | 9 | E | 9 | 0 | A | 7 | -2.8 | A | 7 | 79 | A | 7 | 832 | A | 7 | 0 | A | 7 | 0 | A | 7 | 16000 | B | 7 | 2134 | A | 7 | 0.7 | E | 8 | 0.045 | F | 8 | 0.2 | F | 8 | 0 | 1 | D | 9 | 0 | C | 8
2002-11-15 | 4:00 | 0 | 0 | 0 | 2 | 0 | 0 | 2 | 0 | 0 | 2 | 0 | 0 | 2 | 0 | 0 | 2 | 0 | 0 | 2 | 0 | 0 | 2 | 0 | 10 | E | 9 | 9 | E | 9 | 0 | A | 7 | -2.2 | A | 7 | 83 | A | 7 | 832 | A | 7 | 30 | A | 7 | 2.6 | A | 7 | 16000 | B | 7 | 2134 | A | 7 | 0.8 | E | 8 | 0.045 | F | 8 | 0.2 | F | 8 | 0 | 1 | D | 9 | 0 | C | 8
2002-11-15 | 5:00 | 0 | 0 | 0 | 2 | 0 | 0 | 2 | 0 | 0 | 2 | 0 | 0 | 2 | 0 | 0 | 2 | 0 | 0 | 2 | 0 | 0 | 2 | 0 | 10 | E | 9 | 10 | E | 9 | 0 | A | 7 | -1.7 | A | 7 | 87 | A | 7 | 835 | A | 7 | 320 | A | 7 | 2.1 | A | 7 | 16000 | B | 7 | 1341 | A | 7 | 0.8 | E | 8 | 0.045 | F | 8 | 0.2 | F | 8 | 0 | 1 | D | 9 | 0 | C | 8
2002-11-15 | 6:00 | 0 | 0 | 0 | 2 | 0 | 0 | 2 | 0 | 0 | 2 | 0 | 0 | 2 | 0 | 0 | 2 | 0 | 0 | 2 | 0 | 0 | 2 | 0 | 10 | E | 9 | 10 | E | 9 | 1.7 | A | 7 | -4.4 | A | 7 | 61 | A | 7 | 835 | A | 7 | 350 | A | 7 | 6.2 | A | 7 | 16000 | B | 7 | 1829 | A | 7 | 0.8 | E | 8 | 0.045 | F | 8 | 0.2 | F | 8 | 0 | 1 | D | 9 | 0 | C | 8
2002-11-15 | 7:00 | 7 | 361 | 0 | 2 | 9 | 0 | 2 | 21 | 0 | 2 | 9 | 0 | 2 | 9 | 0 | 2 | 21 | 0 | 2 | 9 | 0 | 2 | 25 | 10 | E | 9 | 9 | E | 9 | 1.7 | A | 7 | -3.9 | A | 7 | 64 | A | 7 | 836 | A | 7 | 350 | A | 7 | 5.7 | A | 7 | 16000 | B | 7 | 1219 | A | 7 | 0.7 | E | 8 | 0.045 | F | 8 | 0.2 | F | 8 | 0 | 1 | D | 9 | 71 | C | 8
2002-11-15 | 8:00 | 175 | 1398 | 24 | 2 | 9 | 0 | 2 | 21 | 24 | 2 | 9 | 28 | 2 | 9 | 0 | 2 | 21 | 28 | 2 | 9 | 91 | 2 | 25 | 9 | E | 9 | 9 | E | 9 | 1.7 | A | 7 | -2.8 | A | 7 | 70 | A | 7 | 837 | A | 7 | 350 | A | 7 | 5.2 | A | 7 | 16000 | B | 7 | 1372 | A | 7 | 0.7 | E | 8 | 0.045 | F | 8 | 0.2 | F | 8 | 0 | 1 | D | 9 | 0 | C | 8
2002-11-15 | 9:00 | 392 | 1398 | 228 | 2 | 9 | 339 | 2 | 21 | 132 | 2 | 9 | 237 | 2 | 9 | 297 | 2 | 21 | 153 | 2 | 9 | 274 | 2 | 25 | 8 | E | 9 | 8 | E | 9 | 1.7 | A | 7 | -2.2 | A | 7 | 74 | A | 7 | 838 | A | 7 | 350 | A | 7 | 7.2 | A | 7 | 16000 | B | 7 | 1311 | A | 7 | 0.7 | E | 8 | 0.045 | F | 8 | 0.2 | F | 8 | 0 | 1 | D | 9 | 71 | C | 8
2002-11-15 | 10:00 | 564 | 1398 | 119 | 2 | 9 | 0 | 2 | 21 | 119 | 2 | 9 | 137 | 2 | 9 | 0 | 2 | 21 | 137 | 2 | 9 | 488 | 2 | 25 | 8 | E | 9 | 8 | E | 9 | 2.8 | A | 7 | -1.1 | A | 7 | 75 | A | 7 | 839 | A | 7 | 360 | A | 7 | 6.7 | A | 7 | 16000 | B | 7 | 1067 | A | 7 | 0.7 | E | 8 | 0.045 | F | 8 | 0.2 | F | 8 | 0 | 1 | D | 9 | 0 | C | 8
2002-11-15 | 11:00 | 679 | 1398 | 301 | 2 | 9 | 152 | 2 | 21 | 227 | 2 | 9 | 326 | 2 | 9 | 155 | 2 | 21 | 251 | 2 | 9 | 560 | 2 | 25 | 8 | E | 9 | 8 | E | 9 | 3.3 | A | 7 | -2.2 | A | 7 | 66 | A | 7 | 840 | A | 7 | 10 | A | 7 | 7.2 | A | 7 | 16000 | B | 7 | 579 | A | 7 | 0.7 | E | 8 | 0.045 | F | 8 | 0.2 | F | 8 | 0 | 1 | D | 9 | 0 | C | 8
2002-11-15 | 12:00 | 728 | 1398 | 158 | 2 | 9 | 0 | 2 | 21 | 158 | 2 | 9 | 184 | 2 | 9 | 0 | 2 | 21 | 184 | 2 | 9 | 686 | 2 | 25 | 8 | E | 9 | 8 | E | 9 | 5 | A | 7 | -1.7 | A | 7 | 61 | A | 7 | 840 | A | 7 | 360 | A | 7 | 7.2 | A | 7 | 16000 | B | 7 | 1219 | A | 7 | 0.7 | E | 8 | 0.045 | F | 8 | 0.2 | F | 8 | 0 | 1 | D | 9 | 0 | C | 8
2002-11-15 | 13:00 | 709 | 1398 | 176 | 2 | 9 | 6 | 2 | 21 | 173 | 2 | 9 | 203 | 2 | 9 | 5 | 2 | 21 | 201 | 2 | 9 | 724 | 2 | 25 | 9 | E | 9 | 9 | E | 9 | 4.4 | A | 7 | -2.8 | A | 7 | 58 | A | 7 | 840 | A | 7 | 10 | A | 7 | 6.7 | A | 7 | 16000 | B | 7 | 1189 | A | 7 | 0.7 | E | 8 | 0.045 | F | 8 | 0.2 | F | 8 | 0 | 1 | D | 9 | 0 | C | 8
2002-11-15 | 14:00 | 622 | 1398 | 402 | 2 | 9 | 556 | 2 | 21 | 154 | 2 | 9 | 422 | 2 | 9 | 545 | 2 | 21 | 179 | 2 | 9 | 312 | 2 | 25 | 6 | E | 9 | 6 | E | 9 | 5.6 | A | 7 | -3.3 | A | 7 | 51 | A | 7 | 841 | A | 7 | 10 | A | 7 | 4.6 | A | 7 | 16000 | B | 7 | 6096 | A | 7 | 0.6 | E | 8 | 0.045 | F | 8 | 0.2 | F | 8 | 0 | 1 | D | 9 | 0 | C | 8
2002-11-15 | 15:00 | 473 | 1398 | 293 | 2 | 9 | 644 | 2 | 21 | 74 | 2 | 9 | 306 | 2 | 9 | 590 | 2 | 21 | 105 | 2 | 9 | 143 | 2 | 25 | 5 | E | 9 | 5 | E | 9 | 2.8 | A | 7 | -1.1 | A | 7 | 75 | A | 7 | 840 | A | 7 | 70 | A | 7 | 4.1 | A | 7 | 16000 | B | 7 | 77777 | A | 7 | 0.7 | E | 8 | 0.045 | F | 8 | 0.2 | F | 8 | 0 | 1 | D | 9 | 0 | C | 8
2002-11-15 | 16:00 | 273 | 1398 | 151 | 2 | 9 | 585 | 2 | 21 | 36 | 2 | 9 | 155 | 2 | 9 | 463 | 2 | 21 | 64 | 2 | 9 | 72 | 2 | 25 | 5 | E | 9 | 5 | E | 9 | 2.8 | A | 7 | -1.7 | A | 7 | 71 | A | 7 | 840 | A | 7 | 110 | A | 7 | 1.5 | A | 7 | 16000 | B | 7 | 77777 | A | 7 | 0.7 | E | 8 | 0.045 | F | 8 | 0.2 | F | 8 | 0 | 1 | D | 9 | 0 | C | 8
2002-11-15 | 17:00 | 54 | 967 | 7 | 2 | 9 | 41 | 2 | 21 | 6 | 2 | 9 | 10 | 2 | 9 | 16 | 2 | 21 | 9 | 2 | 9 | 10 | 2 | 25 | 5 | E | 9 | 5 | A | 7 | 1.7 | A | 7 | -2.2 | A | 7 | 74 | A | 7 | 841 | A | 7 | 210 | A | 7 | 3.1 | A | 7 | 16000 | B | 7 | 77777 | A | 7 | 0.7 | E | 8 | 0.045 | F | 8 | 0.2 | F | 8 | 0 | 1 | D | 9 | 0 | C | 8
2002-11-15 | 18:00 | 0 | 0 | 0 | 2 | 0 | 0 | 2 | 0 | 0 | 2 | 0 | 0 | 2 | 0 | 0 | 2 | 0 | 0 | 2 | 0 | 0 | 2 | 0 | 4 | B | 8 | 4 | B | 8 | 2.2 | A | 7 | -2.8 | A | 7 | 68 | A | 7 | 841 | A | 7 | 220 | A | 7 | 2.6 | A | 7 | 16000 | B | 7 | 1829 | A | 7 | 0.6 | E | 8 | 0.045 | F | 8 | 0.2 | F | 8 | 0 | 1 | D | 9 | 0 | C | 8
2002-11-15 | 19:00 | 0 | 0 | 0 | 2 | 0 | 0 | 2 | 0 | 0 | 2 | 0 | 0 | 2 | 0 | 0 | 2 | 0 | 0 | 2 | 0 | 0 | 2 | 0 | 3 | E | 9 | 3 | E | 9 | 0 | A | 7 | -2.8 | A | 7 | 79 | A | 7 | 840 | A | 7 | 210 | A | 7 | 4.6 | A | 7 | 16000 | B | 7 | 77777 | A | 7 | 0.6 | E | 8 | 0.045 | F | 8 | 0.2 | F | 8 | 0 | 1 | D | 9 | 0 | C | 8
2002-11-15 | 20:00 | 0 | 0 | 0 | 2 | 0 | 0 | 2 | 0 | 0 | 2 | 0 | 0 | 2 | 0 | 0 | 2 | 0 | 0 | 2 | 0 | 0 | 2 | 0 | 4 | E | 9 | 4 | E | 9 | -0.6 | A | 7 | -2.8 | A | 7 | 83 | A | 7 | 840 | A | 7 | 200 | A | 7 | 5.2 | A | 7 | 16000 | B | 7 | 77777 | A | 7 | 0.6 | E | 8 | 0.045 | F | 8 | 0.2 | F | 8 | 0 | 1 | D | 9 | 0 | C | 8
2002-11-15 | 21:00 | 0 | 0 | 0 | 2 | 0 | 0 | 2 | 0 | 0 | 2 | 0 | 0 | 2 | 0 | 0 | 2 | 0 | 0 | 2 | 0 | 0 | 2 | 0 | 1 | E | 9 | 1 | E | 9 | -0.6 | A | 7 | -3.3 | A | 7 | 80 | A | 7 | 839 | A | 7 | 200 | A | 7 | 6.2 | A | 7 | 16000 | B | 7 | 77777 | A | 7 | 0.6 | E | 8 | 0.045 | F | 8 | 0.2 | F | 8 | 0 | 1 | D | 9 | 0 | C | 8
2002-11-15 | 22:00 | 0 | 0 | 0 | 2 | 0 | 0 | 2 | 0 | 0 | 2 | 0 | 0 | 2 | 0 | 0 | 2 | 0 | 0 | 2 | 0 | 0 | 2 | 0 | 1 | E | 9 | 1 | E | 9 | -1.1 | A | 7 | -3.9 | A | 7 | 79 | A | 7 | 839 | A | 7 | 200 | A | 7 | 5.2 | A | 7 | 16000 | B | 7 | 77777 | A | 7 | 0.5 | E | 8 | 0.045 | F | 8 | 0.2 | F | 8 | 0 | 1 | D | 9 | 0 | C | 8
2002-11-15 | 23:00 | 0 | 0 | 0 | 2 | 0 | 0 | 2 | 0 | 0 | 2 | 0 | 0 | 2 | 0 | 0 | 2 | 0 | 0 | 2 | 0 | 0 | 2 | 0 | 0 | E | 9 | 0 | E | 9 | -4.4 | A | 7 | -7.2 | A | 7 | 79 | A | 7 | 841 | A | 7 | 170 | A | 7 | 4.1 | A | 7 | 16000 | B | 7 | 77777 | A | 7 | 0.4 | E | 8 | 0.045 | F | 8 | 0.2 | F | 8 | 0 | 1 | D | 9 | 0 | C | 8
2002-11-15 | 24:00 | 0 | 0 | 0 | 2 | 0 | 0 | 2 | 0 | 0 | 2 | 0 | 0 | 2 | 0 | 0 | 2 | 0 | 0 | 2 | 0 | 0 | 2 | 0 | 1 | E | 9 | 0 | E | 9 | -5.6 | A | 7 | -7.2 | A | 7 | 87 | A | 7 | 836 | A | 7 | 170 | A | 7 | 4.1 | A | 7 | 16000 | B | 7 | 77777 | A | 7 | 0.4 | E | 8 | 0.045 | F | 8 | 0.2 | F | 8 | 0 | 1 | D | 9 | 0 | C | 8
2002-11-16 | 1:00 | 0 | 0 | 0 | 2 | 0 | 0 | 2 | 0 | 0 | 2 | 0 | 0 | 2 | 0 | 0 | 2 | 0 | 0 | 2 | 0 | 0 | 2 | 0 | 0 | E | 9 | 0 | E | 9 | -2.8 | A | 7 | -7.2 | A | 7 | 69 | A | 7 | 837 | A | 7 | 210 | A | 7 | 6.2 | A | 7 | 16000 | B | 7 | 77777 | A | 7 | 0.4 | E | 8 | 0.045 | F | 8 | 0.2 | F | 8 | 0 | 1 | D | 9 | 0 | C | 8
2002-11-16 | 2:00 | 0 | 0 | 0 | 2 | 0 | 0 | 2 | 0 | 0 | 2 | 0 | 0 | 2 | 0 | 0 | 2 | 0 | 0 | 2 | 0 | 0 | 2 | 0 | 1 | E | 9 | 1 | E | 9 | -2.8 | A | 7 | -7.8 | A | 7 | 65 | A | 7 | 837 | A | 7 | 210 | A | 7 | 6.2 | A | 7 | 16000 | B | 7 | 77777 | A | 7 | 0.4 | E | 8 | 0.045 | F | 8 | 0.2 | F | 8 | 0 | 1 | D | 9 | 0 | C | 8
2002-11-16 | 3:00 | 0 | 0 | 0 | 2 | 0 | 0 | 2 | 0 | 0 | 2 | 0 | 0 | 2 | 0 | 0 | 2 | 0 | 0 | 2 | 0 | 0 | 2 | 0 | 0 | E | 9 | 0 | E | 9 | -2.8 | A | 7 | -9.4 | A | 7 | 57 | A | 7 | 837 | A | 7 | 220 | A | 7 | 6.7 | A | 7 | 16000 | B | 7 | 77777 | A | 7 | 0.4 | E | 8 | 0.045 | F | 8 | 0.2 | F | 8 | 0 | 1 | D | 9 | 0 | C | 8
2002-11-16 | 4:00 | 0 | 0 | 0 | 2 | 0 | 0 | 2 | 0 | 0 | 2 | 0 | 0 | 2 | 0 | 0 | 2 | 0 | 0 | 2 | 0 | 0 | 2 | 0 | 0 | E | 9 | 0 | E | 9 | -2.2 | A | 7 | -10 | A | 7 | 51 | A | 7 | 837 | A | 7 | 220 | A | 7 | 6.2 | A | 7 | 16000 | B | 7 | 77777 | A | 7 | 0.4 | E | 8 | 0.045 | F | 8 | 0.2 | F | 8 | 0 | 1 | D | 9 | 0 | C | 8
2002-11-16 | 5:00 | 0 | 0 | 0 | 2 | 0 | 0 | 2 | 0 | 0 | 2 | 0 | 0 | 2 | 0 | 0 | 2 | 0 | 0 | 2 | 0 | 0 | 2 | 0 | 0 | E | 9 | 0 | E | 9 | -1.7 | A | 7 | -11.1 | A | 7 | 44 | A | 7 | 839 | A | 7 | 200 | A | 7 | 7.2 | A | 7 | 16000 | B | 7 | 77777 | A | 7 | 0.4 | E | 8 | 0.045 | F | 8 | 0.2 | F | 8 | 0 | 1 | D | 9 | 0 | C | 8
2002-11-16 | 6:00 | 0 | 0 | 0 | 2 | 0 | 0 | 2 | 0 | 0 | 2 | 0 | 0 | 2 | 0 | 0 | 2 | 0 | 0 | 2 | 0 | 0 | 2 | 0 | 0 | E | 9 | 0 | E | 9 | -2.2 | A | 7 | -11.1 | A | 7 | 46 | A | 7 | 836 | A | 7 | 210 | A | 7 | 6.7 | A | 7 | 16000 | B | 7 | 77777 | A | 7 | 0.4 | E | 8 | 0.045 | F | 8 | 0.2 | F | 8 | 0 | 1 | D | 9 | 0 | C | 8
2002-11-16 | 7:00 | 6 | 315 | 0 | 2 | 9 | 0 | 2 | 21 | 0 | 2 | 9 | 0 | 2 | 9 | 0 | 2 | 21 | 0 | 2 | 9 | 0 | 2 | 25 | 3 | E | 9 | 3 | E | 9 | -2.2 | A | 7 | -11.7 | A | 7 | 44 | A | 7 | 837 | A | 7 | 210 | A | 7 | 6.2 | A | 7 | 16000 | B | 7 | 77777 | A | 7 | 0.5 | E | 8 | 0.045 | F | 8 | 0.2 | F | 8 | 0 | 1 | D | 9 | 0 | C | 8
2002-11-16 | 8:00 | 170 | 1399 | 61 | 2 | 9 | 0 | 2 | 21 | 61 | 2 | 9 | 66 | 2 | 9 | 0 | 2 | 21 | 66 | 2 | 9 | 171 | 2 | 25 | 3 | E | 9 | 3 | E | 9 | 0.6 | A | 7 | -11.1 | A | 7 | 37 | A | 7 | 838 | A | 7 | 220 | A | 7 | 5.7 | A | 7 | 16000 | B | 7 | 77777 | A | 7 | 0.5 | E | 8 | 0.045 | F | 8 | 0.2 | F | 8 | 0 | 1 | D | 9 | 0 | C | 8
2002-11-16 | 9:00 | 386 | 1399 | 273 | 2 | 9 | 673 | 2 | 21 | 86 | 2 | 9 | 277 | 2 | 9 | 571 | 2 | 21 | 118 | 2 | 9 | 152 | 2 | 25 | 3 | E | 9 | 3 | E | 9 | 4.4 | A | 7 | -8.9 | A | 7 | 34 | A | 7 | 839 | A | 7 | 230 | A | 7 | 3.6 | A | 7 | 16000 | B | 7 | 77777 | A | 7 | 0.5 | E | 8 | 0.045 | F | 8 | 0.2 | F | 8 | 0 | 1 | D | 9 | 0 | C | 8
2002-11-16 | 10:00 | 559 | 1399 | 357 | 2 | 9 | 603 | 2 | 21 | 115 | 2 | 9 | 367 | 2 | 9 | 566 | 2 | 21 | 139 | 2 | 9 | 218 | 2 | 25 | 3 | E | 9 | 3 | E | 9 | 8.9 | A | 7 | -11.1 | A | 7 | 21 | A | 7 | 841 | A | 7 | 270 | A | 7 | 6.2 | A | 7 | 16000 | B | 7 | 77777 | A | 7 | 0.5 | E | 8 | 0.045 | F | 8 | 0.2 | F | 8 | 0 | 1 | D | 9 | 0 | C | 8
2002-11-16 | 11:00 | 674 | 1399 | 446 | 2 | 9 | 661 | 2 | 21 | 126 | 2 | 9 | 463 | 2 | 9 | 645 | 2 | 21 | 151 | 2 | 9 | 259 | 2 | 25 | 3 | E | 9 | 3 | E | 9 | 10.6 | A | 7 | -11.7 | A | 7 | 17 | A | 7 | 838 | A | 7 | 270 | A | 7 | 4.1 | A | 7 | 16000 | B | 7 | 77777 | A | 7 | 0.6 | E | 8 | 0.045 | F | 8 | 0.2 | F | 8 | 0 | 1 | D | 9 | 0 | C | 8
2002-11-16 | 12:00 | 723 | 1399 | 540 | 2 | 9 | 842 | 2 | 21 | 103 | 2 | 9 | 557 | 2 | 9 | 823 | 2 | 21 | 130 | 2 | 9 | 210 | 2 | 25 | 4 | E | 9 | 4 | E | 9 | 12.2 | A | 7 | -11.7 | A | 7 | 16 | A | 7 | 842 | A | 7 | 280 | A | 7 | 4.6 | A | 7 | 16000 | B | 7 | 7620 | A | 7 | 0.6 | E | 8 | 0.045 | F | 8 | 0.2 | F | 8 | 0 | 1 | D | 9 | 0 | C | 8
2002-11-16 | 13:00 | 704 | 1399 | 500 | 2 | 9 | 818 | 2 | 21 | 86 | 2 | 9 | 524 | 2 | 9 | 803 | 2 | 21 | 118 | 2 | 9 | 186 | 2 | 25 | 3 | E | 9 | 3 | E | 9 | 13.9 | A | 7 | -11.7 | A | 7 | 14 | A | 7 | 841 | A | 7 | 280 | A | 7 | 6.2 | A | 7 | 16000 | B | 7 | 7620 | A | 7 | 0.6 | E | 8 | 0.045 | F | 8 | 0.2 | F | 8 | 0 | 1 | D | 9 | 0 | C | 8
2002-11-16 | 14:00 | 617 | 1399 | 408 | 2 | 9 | 704 | 2 | 21 | 96 | 2 | 9 | 429 | 2 | 9 | 683 | 2 | 21 | 126 | 2 | 9 | 197 | 2 | 25 | 5 | E | 9 | 5 | E | 9 | 13.9 | A | 7 | -12.2 | A | 7 | 13 | A | 7 | 840 | A | 7 | 300 | A | 7 | 7.7 | A | 7 | 16000 | B | 7 | 7620 | A | 7 | 0.7 | E | 8 | 0.045 | F | 8 | 0.2 | F | 8 | 0 | 1 | D | 9 | 0 | C | 8
2002-11-16 | 15:00 | 469 | 1399 | 298 | 2 | 9 | 667 | 2 | 21 | 73 | 2 | 9 | 311 | 2 | 9 | 610 | 2 | 21 | 105 | 2 | 9 | 141 | 2 | 25 | 7 | E | 9 | 6 | E | 9 | 13.3 | A | 7 | -13.3 | A | 7 | 13 | A | 7 | 840 | A | 7 | 280 | A | 7 | 6.7 | A | 7 | 16000 | B | 7 | 7620 | A | 7 | 0.6 | E | 8 | 0.045 | F | 8 | 0.2 | F | 8 | 0 | 1 | D | 9 | 0 | C | 8
2002-11-16 | 16:00 | 270 | 1399 | 159 | 2 | 9 | 551 | 2 | 21 | 52 | 2 | 9 | 162 | 2 | 9 | 414 | 2 | 21 | 82 | 2 | 9 | 93 | 2 | 25 | 9 | E | 9 | 8 | E | 9 | 10.6 | A | 7 | -15 | A | 7 | 13 | A | 7 | 839 | A | 7 | 280 | A | 7 | 6.2 | A | 7 | 16000 | B | 7 | 6706 | A | 7 | 0.6 | E | 8 | 0.045 | F | 8 | 0.2 | F | 8 | 0 | 1 | D | 9 | 0 | C | 8
2002-11-16 | 17:00 | 52 | 944 | 9 | 2 | 9 | 186 | 2 | 21 | 4 | 2 | 9 | 16 | 2 | 9 | 108 | 2 | 21 | 10 | 2 | 9 | 15 | 2 | 25 | 7 | E | 9 | 7 | A | 7 | 9.4 | A | 7 | -15.6 | A | 7 | 13 | A | 7 | 835 | A | 7 | 270 | A | 7 | 4.6 | A | 7 | 16000 | B | 7 | 7620 | A | 7 | 0.6 | E | 8 | 0.045 | F | 8 | 0.2 | F | 8 | 0 | 1 | D | 9 | 0 | C | 8
2002-11-16 | 18:00 | 0 | 0 | 0 | 2 | 0 | 0 | 2 | 0 | 0 | 2 | 0 | 0 | 2 | 0 | 0 | 2 | 0 | 0 | 2 | 0 | 0 | 2 | 0 | 8 | E | 9 | 6 | E | 9 | 5.6 | A | 7 | -14.4 | A | 7 | 19 | A | 7 | 836 | A | 7 | 230 | A | 7 | 4.6 | A | 7 | 16000 | B | 7 | 7620 | A | 7 | 0.6 | E | 8 | 0.045 | F | 8 | 0.2 | F | 8 | 0 | 1 | D | 9 | 0 | C | 8
2002-11-16 | 19:00 | 0 | 0 | 0 | 2 | 0 | 0 | 2 | 0 | 0 | 2 | 0 | 0 | 2 | 0 | 0 | 2 | 0 | 0 | 2 | 0 | 0 | 2 | 0 | 9 | E | 9 | 6 | E | 9 | 3.9 | A | 7 | -13.9 | A | 7 | 23 | A | 7 | 835 | A | 7 | 210 | A | 7 | 4.6 | A | 7 | 16000 | B | 7 | 7620 | A | 7 | 0.6 | E | 8 | 0.045 | F | 8 | 0.2 | F | 8 | 0 | 1 | D | 9 | 0 | C | 8
2002-11-16 | 20:00 | 0 | 0 | 0 | 2 | 0 | 0 | 2 | 0 | 0 | 2 | 0 | 0 | 2 | 0 | 0 | 2 | 0 | 0 | 2 | 0 | 0 | 2 | 0 | 2 | E | 9 | 2 | E | 9 | 4.4 | A | 7 | -13.9 | A | 7 | 22 | A | 7 | 834 | A | 7 | 220 | A | 7 | 5.7 | A | 7 | 16000 | B | 7 | 77777 | A | 7 | 0.6 | E | 8 | 0.045 | F | 8 | 0.2 | F | 8 | 0 | 1 | D | 9 | 0 | C | 8
2002-11-16 | 21:00 | 0 | 0 | 0 | 2 | 0 | 0 | 2 | 0 | 0 | 2 | 0 | 0 | 2 | 0 | 0 | 2 | 0 | 0 | 2 | 0 | 0 | 2 | 0 | 2 | E | 9 | 1 | E | 9 | 3.9 | A | 7 | -13.3 | A | 7 | 24 | A | 7 | 833 | A | 7 | 200 | A | 7 | 6.2 | A | 7 | 16000 | B | 7 | 6706 | A | 7 | 0.6 | E | 8 | 0.045 | F | 8 | 0.2 | F | 8 | 0 | 1 | D | 9 | 0 | C | 8
2002-11-16 | 22:00 | 0 | 0 | 0 | 2 | 0 | 0 | 2 | 0 | 0 | 2 | 0 | 0 | 2 | 0 | 0 | 2 | 0 | 0 | 2 | 0 | 0 | 2 | 0 | 3 | E | 9 | 2 | E | 9 | 5 | A | 7 | -11.1 | A | 7 | 27 | A | 7 | 832 | A | 7 | 210 | A | 7 | 6.7 | A | 7 | 16000 | B | 7 | 6706 | A | 7 | 0.5 | E | 8 | 0.045 | F | 8 | 0.2 | F | 8 | 0 | 1 | D | 9 | 0 | C | 8
2002-11-16 | 23:00 | 0 | 0 | 0 | 2 | 0 | 0 | 2 | 0 | 0 | 2 | 0 | 0 | 2 | 0 | 0 | 2 | 0 | 0 | 2 | 0 | 0 | 2 | 0 | 3 | E | 9 | 2 | E | 9 | 5 | A | 7 | -11.7 | A | 7 | 26 | A | 7 | 832 | A | 7 | 210 | A | 7 | 7.2 | A | 7 | 16000 | B | 7 | 77777 | A | 7 | 0.5 | E | 8 | 0.045 | F | 8 | 0.2 | F | 8 | 0 | 1 | D | 9 | 0 | C | 8
2002-11-16 | 24:00 | 0 | 0 | 0 | 2 | 0 | 0 | 2 | 0 | 0 | 2 | 0 | 0 | 2 | 0 | 0 | 2 | 0 | 0 | 2 | 0 | 0 | 2 | 0 | 6 | E | 9 | 4 | E | 9 | 5 | A | 7 | -13.3 | A | 7 | 22 | A | 7 | 830 | A | 7 | 220 | A | 7 | 7.2 | A | 7 | 16000 | B | 7 | 6706 | A | 7 | 0.5 | E | 8 | 0.045 | F | 8 | 0.2 | F | 8 | 0 | 1 | D | 9 | 0 | C | 8
2002-11-17 | 1:00 | 0 | 0 | 0 | 2 | 0 | 0 | 2 | 0 | 0 | 2 | 0 | 0 | 2 | 0 | 0 | 2 | 0 | 0 | 2 | 0 | 0 | 2 | 0 | 6 | E | 9 | 3 | E | 9 | 5 | A | 7 | -11.7 | A | 7 | 26 | A | 7 | 830 | A | 7 | 210 | A | 7 | 6.2 | A | 7 | 16000 | B | 7 | 6706 | A | 7 | 0.5 | E | 8 | 0.044 | F | 8 | 0.2 | F | 8 | 0 | 1 | D | 9 | 0 | C | 8
2002-11-17 | 2:00 | 0 | 0 | 0 | 2 | 0 | 0 | 2 | 0 | 0 | 2 | 0 | 0 | 2 | 0 | 0 | 2 | 0 | 0 | 2 | 0 | 0 | 2 | 0 | 8 | E | 9 | 4 | E | 9 | 7.2 | A | 7 | -9.4 | A | 7 | 27 | A | 7 | 831 | A | 7 | 210 | A | 7 | 6.7 | A | 7 | 16000 | B | 7 | 6706 | A | 7 | 0.5 | E | 8 | 0.044 | F | 8 | 0.2 | F | 8 | 0 | 1 | D | 9 | 0 | C | 8
2002-11-17 | 3:00 | 0 | 0 | 0 | 2 | 0 | 0 | 2 | 0 | 0 | 2 | 0 | 0 | 2 | 0 | 0 | 2 | 0 | 0 | 2 | 0 | 0 | 2 | 0 | 10 | E | 9 | 5 | E | 9 | 5.6 | A | 7 | -8.9 | A | 7 | 31 | A | 7 | 830 | A | 7 | 230 | A | 7 | 5.2 | A | 7 | 16000 | B | 7 | 6706 | A | 7 | 0.6 | E | 8 | 0.044 | F | 8 | 0.2 | F | 8 | 0 | 1 | D | 9 | 0 | C | 8
2002-11-17 | 4:00 | 0 | 0 | 0 | 2 | 0 | 0 | 2 | 0 | 0 | 2 | 0 | 0 | 2 | 0 | 0 | 2 | 0 | 0 | 2 | 0 | 0 | 2 | 0 | 10 | E | 9 | 4 | E | 9 | 6.1 | A | 7 | -8.9 | A | 7 | 30 | A | 7 | 830 | A | 7 | 200 | A | 7 | 2.6 | A | 7 | 16000 | B | 7 | 6706 | A | 7 | 0.6 | E | 8 | 0.044 | F | 8 | 0.2 | F | 8 | 0 | 1 | D | 9 | 0 | C | 8
2002-11-17 | 5:00 | 0 | 0 | 0 | 2 | 0 | 0 | 2 | 0 | 0 | 2 | 0 | 0 | 2 | 0 | 0 | 2 | 0 | 0 | 2 | 0 | 0 | 2 | 0 | 10 | E | 9 | 5 | E | 9 | 6.7 | A | 7 | -8.9 | A | 7 | 29 | A | 7 | 830 | A | 7 | 210 | A | 7 | 4.6 | A | 7 | 16000 | B | 7 | 6706 | A | 7 | 0.7 | E | 8 | 0.044 | F | 8 | 0.2 | F | 8 | 0 | 1 | D | 9 | 0 | C | 8
2002-11-17 | 6:00 | 0 | 0 | 0 | 2 | 0 | 0 | 2 | 0 | 0 | 2 | 0 | 0 | 2 | 0 | 0 | 2 | 0 | 0 | 2 | 0 | 0 | 2 | 0 | 10 | E | 9 | 4 | E | 9 | 8.9 | A | 7 | -9.4 | A | 7 | 24 | A | 7 | 832 | A | 7 | 230 | A | 7 | 1.5 | A | 7 | 16000 | B | 7 | 6096 | A | 7 | 0.6 | E | 8 | 0.044 | F | 8 | 0.2 | F | 8 | 0 | 1 | D | 9 | 0 | C | 8
2002-11-17 | 7:00 | 5 | 292 | 0 | 2 | 9 | 0 | 2 | 21 | 0 | 2 | 9 | 0 | 2 | 9 | 0 | 2 | 21 | 0 | 2 | 9 | 0 | 2 | 25 | 8 | E | 9 | 4 | E | 9 | 3.9 | A | 7 | -9.4 | A | 7 | 34 | A | 7 | 830 | A | 7 | 180 | A | 7 | 4.1 | A | 7 | 16000 | B | 7 | 6096 | A | 7 | 0.6 | E | 8 | 0.044 | F | 8 | 0.2 | F | 8 | 0 | 1 | D | 9 | 0 | C | 8
2002-11-17 | 8:00 | 165 | 1399 | 37 | 2 | 9 | 0 | 2 | 21 | 37 | 2 | 9 | 41 | 2 | 9 | 0 | 2 | 21 | 41 | 2 | 9 | 125 | 2 | 25 | 6 | E | 9 | 5 | E | 9 | 2.8 | A | 7 | -8.3 | A | 7 | 40 | A | 7 | 830 | A | 7 | 160 | A | 7 | 5.2 | A | 7 | 16000 | B | 7 | 6096 | A | 7 | 0.6 | E | 8 | 0.044 | F | 8 | 0.2 | F | 8 | 0 | 1 | D | 9 | 0 | C | 8
2002-11-17 | 9:00 | 381 | 1399 | 192 | 2 | 9 | 334 | 2 | 21 | 101 | 2 | 9 | 199 | 2 | 9 | 285 | 2 | 21 | 120 | 2 | 9 | 190 | 2 | 25 | 7 | E | 9 | 6 | E | 9 | 3.9 | A | 7 | -6.7 | A | 7 | 43 | A | 7 | 830 | A | 7 | 170 | A | 7 | 3.1 | A | 7 | 16000 | B | 7 | 6096 | A | 7 | 0.7 | E | 8 | 0.044 | F | 8 | 0.2 | F | 8 | 0 | 1 | D | 9 | 0 | C | 8
2002-11-17 | 10:00 | 554 | 1399 | 317 | 2 | 9 | 443 | 2 | 21 | 141 | 2 | 9 | 331 | 2 | 9 | 424 | 2 | 21 | 163 | 2 | 9 | 278 | 2 | 25 | 5 | E | 9 | 4 | E | 9 | 9.4 | A | 7 | -6.1 | A | 7 | 31 | A | 7 | 832 | A | 7 | 80 | A | 7 | 5.2 | A | 7 | 16000 | B | 7 | 6096 | A | 7 | 0.7 | E | 8 | 0.044 | F | 8 | 0.2 | F | 8 | 0 | 1 | D | 9 | 0 | C | 8
2002-11-17 | 11:00 | 669 | 1399 | 383 | 2 | 9 | 370 | 2 | 21 | 206 | 2 | 9 | 408 | 2 | 9 | 380 | 2 | 21 | 226 | 2 | 9 | 463 | 2 | 25 | 5 | E | 9 | 5 | E | 9 | 12.2 | A | 7 | -10.6 | A | 7 | 17 | A | 7 | 830 | A | 7 | 70 | A | 7 | 6.2 | A | 7 | 16000 | B | 7 | 7620 | A | 7 | 0.7 | E | 8 | 0.044 | F | 8 | 0.2 | F | 8 | 0 | 1 | D | 9 | 0 | C | 8
2002-11-17 | 12:00 | 719 | 1399 | 522 | 2 | 9 | 752 | 2 | 21 | 134 | 2 | 9 | 543 | 2 | 9 | 740 | 2 | 21 | 162 | 2 | 9 | 284 | 2 | 25 | 4 | B | 8 | 4 | B | 8 | 14.4 | A | 7 | -11.1 | A | 7 | 14 | A | 7 | 833 | A | 7 | 90 | A | 7 | 7.2 | A | 7 | 16000 | B | 7 | 7620 | A | 7 | 0.7 | E | 8 | 0.044 | F | 8 | 0.2 | F | 8 | 0 | 1 | D | 9 | 0 | C | 8
2002-11-17 | 13:00 | 699 | 1399 | 505 | 2 | 9 | 806 | 2 | 21 | 101 | 2 | 9 | 520 | 2 | 9 | 784 | 2 | 21 | 127 | 2 | 9 | 202 | 2 | 25 | 3 | E | 9 | 3 | E | 9 | 14.4 | A | 7 | -12.8 | A | 7 | 12 | A | 7 | 832 | A | 7 | 90 | A | 7 | 7.7 | A | 7 | 16000 | B | 7 | 7620 | A | 7 | 0.7 | E | 8 | 0.044 | F | 8 | 0.2 | F | 8 | 0 | 1 | D | 9 | 0 | C | 8
2002-11-17 | 14:00 | 613 | 1399 | 390 | 2 | 9 | 621 | 2 | 21 | 117 | 2 | 9 | 404 | 2 | 9 | 596 | 2 | 21 | 142 | 2 | 9 | 231 | 2 | 25 | 6 | E | 9 | 3 | E | 9 | 15 | A | 7 | -15 | A | 7 | 10 | A | 7 | 832 | A | 7 | 90 | A | 7 | 5.7 | A | 7 | 16000 | B | 7 | 7620 | A | 7 | 0.8 | E | 8 | 0.044 | F | 8 | 0.2 | F | 8 | 0 | 1 | D | 9 | 0 | C | 8
2002-11-17 | 15:00 | 465 | 1399 | 298 | 2 | 9 | 592 | 2 | 21 | 100 | 2 | 9 | 303 | 2 | 9 | 531 | 2 | 21 | 126 | 2 | 9 | 182 | 2 | 25 | 9 | E | 9 | 7 | E | 9 | 14.4 | A | 7 | -13.9 | A | 7 | 11 | A | 7 | 831 | A | 7 | 120 | A | 7 | 5.2 | A | 7 | 16000 | B | 7 | 7620 | A | 7 | 0.7 | E | 8 | 0.044 | F | 8 | 0.2 | F | 8 | 0 | 1 | D | 9 | 0 | C | 8
2002-11-17 | 16:00 | 266 | 1399 | 113 | 2 | 9 | 218 | 2 | 21 | 72 | 2 | 9 | 120 | 2 | 9 | 159 | 2 | 21 | 89 | 2 | 9 | 138 | 2 | 25 | 10 | E | 9 | 6 | E | 9 | 13.3 | A | 7 | -13.3 | A | 7 | 13 | A | 7 | 831 | A | 7 | 40 | A | 7 | 2.6 | A | 7 | 16000 | B | 7 | 7315 | A | 7 | 0.7 | E | 8 | 0.044 | F | 8 | 0.2 | F | 8 | 0 | 1 | D | 9 | 0 | C | 8
2002-11-17 | 17:00 | 50 | 921 | 1 | 2 | 9 | 0 | 2 | 21 | 1 | 2 | 9 | 1 | 2 | 9 | 0 | 2 | 21 | 1 | 2 | 9 | 4 | 2 | 25 | 8 | E | 9 | 8 | A | 7 | 10 | A | 7 | -12.8 | A | 7 | 16 | A | 7 | 828 | A | 7 | 90 | A | 7 | 3.1 | A | 7 | 16000 | B | 7 | 7315 | A | 7 | 0.7 | E | 8 | 0.044 | F | 8 | 0.2 | F | 8 | 0 | 1 | D | 9 | 0 | C | 8
2002-11-17 | 18:00 | 0 | 0 | 0 | 2 | 0 | 0 | 2 | 0 | 0 | 2 | 0 | 0 | 2 | 0 | 0 | 2 | 0 | 0 | 2 | 0 | 0 | 2 | 0 | 9 | E | 9 | 4 | E | 9 | 8.3 | A | 7 | -10.6 | A | 7 | 23 | A | 7 | 829 | A | 7 | 90 | A | 7 | 3.1 | A | 7 | 16000 | B | 7 | 4267 | A | 7 | 0.7 | E | 8 | 0.044 | F | 8 | 0.2 | F | 8 | 0 | 1 | D | 9 | 0 | C | 8
2002-11-17 | 19:00 | 0 | 0 | 0 | 2 | 0 | 0 | 2 | 0 | 0 | 2 | 0 | 0 | 2 | 0 | 0 | 2 | 0 | 0 | 2 | 0 | 0 | 2 | 0 | 10 | E | 9 | 8 | E | 9 | 8.3 | A | 7 | -8.3 | A | 7 | 28 | A | 7 | 831 | A | 7 | 80 | A | 7 | 4.1 | A | 7 | 16000 | B | 7 | 3048 | A | 7 | 0.7 | E | 8 | 0.044 | F | 8 | 0.2 | F | 8 | 0 | 1 | D | 9 | 0 | C | 8
2002-11-17 | 20:00 | 0 | 0 | 0 | 2 | 0 | 0 | 2 | 0 | 0 | 2 | 0 | 0 | 2 | 0 | 0 | 2 | 0 | 0 | 2 | 0 | 0 | 2 | 0 | 10 | B | 8 | 9 | B | 8 | 6.1 | A | 7 | -8.9 | A | 7 | 30 | A | 7 | 830 | A | 7 | 150 | A | 7 | 3.1 | A | 7 | 16000 | B | 7 | 4267 | A | 7 | 0.7 | E | 8 | 0.044 | F | 8 | 0.2 | F | 8 | 0 | 1 | D | 9 | 0 | C | 8
2002-11-17 | 21:00 | 0 | 0 | 0 | 2 | 0 | 0 | 2 | 0 | 0 | 2 | 0 | 0 | 2 | 0 | 0 | 2 | 0 | 0 | 2 | 0 | 0 | 2 | 0 | 10 | B | 8 | 10 | B | 8 | 5.6 | A | 7 | -7.2 | A | 7 | 37 | A | 7 | 831 | A | 7 | 60 | A | 7 | 4.6 | A | 7 | 16000 | B | 7 | 3048 | A | 7 | 0.7 | E | 8 | 0.044 | F | 8 | 0.2 | F | 8 | 0 | 1 | D | 9 | 0 | C | 8
2002-11-17 | 22:00 | 0 | 0 | 0 | 2 | 0 | 0 | 2 | 0 | 0 | 2 | 0 | 0 | 2 | 0 | 0 | 2 | 0 | 0 | 2 | 0 | 0 | 2 | 0 | 10 | E | 9 | 10 | E | 9 | 7.8 | A | 7 | -6.1 | A | 7 | 35 | A | 7 | 831 | A | 7 | 340 | A | 7 | 8.2 | A | 7 | 16000 | B | 7 | 1981 | A | 7 | 0.6 | E | 8 | 0.044 | F | 8 | 0.2 | F | 8 | 0 | 1 | D | 9 | 0 | C | 8
2002-11-17 | 23:00 | 0 | 0 | 0 | 2 | 0 | 0 | 2 | 0 | 0 | 2 | 0 | 0 | 2 | 0 | 0 | 2 | 0 | 0 | 2 | 0 | 0 | 2 | 0 | 9 | E | 9 | 9 | E | 9 | 6.7 | A | 7 | -6.1 | A | 7 | 37 | A | 7 | 832 | A | 7 | 360 | A | 7 | 3.1 | A | 7 | 16000 | B | 7 | 2134 | A | 7 | 0.6 | E | 8 | 0.044 | F | 8 | 0.2 | F | 8 | 0 | 1 | D | 9 | 0 | C | 8
2002-11-17 | 24:00 | 0 | 0 | 0 | 2 | 0 | 0 | 2 | 0 | 0 | 2 | 0 | 0 | 2 | 0 | 0 | 2 | 0 | 0 | 2 | 0 | 0 | 2 | 0 | 10 | E | 9 | 9 | E | 9 | 7.2 | A | 7 | -7.2 | A | 7 | 33 | A | 7 | 831 | A | 7 | 250 | A | 7 | 5.2 | A | 7 | 16000 | B | 7 | 3048 | A | 7 | 0.6 | E | 8 | 0.044 | F | 8 | 0.2 | F | 8 | 0 | 1 | D | 9 | 0 | C | 8
2002-11-18 | 1:00 | 0 | 0 | 0 | 2 | 0 | 0 | 2 | 0 | 0 | 2 | 0 | 0 | 2 | 0 | 0 | 2 | 0 | 0 | 2 | 0 | 0 | 2 | 0 | 9 | E | 9 | 9 | E | 9 | 5.6 | A | 7 | -6.7 | A | 7 | 38 | A | 7 | 832 | A | 7 | 350 | A | 7 | 4.1 | A | 7 | 16000 | B | 7 | 2743 | A | 7 | 0.5 | E | 8 | 0.044 | F | 8 | 0.2 | F | 8 | 0 | 1 | D | 9 | 0 | C | 8
2002-11-18 | 2:00 | 0 | 0 | 0 | 2 | 0 | 0 | 2 | 0 | 0 | 2 | 0 | 0 | 2 | 0 | 0 | 2 | 0 | 0 | 2 | 0 | 0 | 2 | 0 | 9 | E | 9 | 9 | E | 9 | 5 | A | 7 | -6.7 | A | 7 | 40 | A | 7 | 832 | A | 7 | 360 | A | 7 | 2.6 | A | 7 | 16000 | B | 7 | 3048 | A | 7 | 0.5 | E | 8 | 0.044 | F | 8 | 0.2 | F | 8 | 0 | 1 | D | 9 | 0 | C | 8
2002-11-18 | 3:00 | 0 | 0 | 0 | 2 | 0 | 0 | 2 | 0 | 0 | 2 | 0 | 0 | 2 | 0 | 0 | 2 | 0 | 0 | 2 | 0 | 0 | 2 | 0 | 8 | E | 9 | 8 | E | 9 | 2.2 | A | 7 | -6.7 | A | 7 | 48 | A | 7 | 832 | A | 7 | 70 | A | 7 | 3.1 | A | 7 | 16000 | B | 7 | 2134 | A | 7 | 0.5 | E | 8 | 0.044 | F | 8 | 0.2 | F | 8 | 0 | 1 | D | 9 | 0 | C | 8
2002-11-18 | 4:00 | 0 | 0 | 0 | 2 | 0 | 0 | 2 | 0 | 0 | 2 | 0 | 0 | 2 | 0 | 0 | 2 | 0 | 0 | 2 | 0 | 0 | 2 | 0 | 4 | E | 9 | 4 | E | 9 | 0.6 | A | 7 | -6.7 | A | 7 | 54 | A | 7 | 832 | A | 7 | 60 | A | 7 | 3.6 | A | 7 | 16000 | B | 7 | 77777 | A | 7 | 0.5 | E | 8 | 0.044 | F | 8 | 0.2 | F | 8 | 0 | 1 | D | 9 | 0 | C | 8
2002-11-18 | 5:00 | 0 | 0 | 0 | 2 | 0 | 0 | 2 | 0 | 0 | 2 | 0 | 0 | 2 | 0 | 0 | 2 | 0 | 0 | 2 | 0 | 0 | 2 | 0 | 3 | E | 9 | 3 | E | 9 | -2.2 | A | 7 | -8.3 | A | 7 | 59 | A | 7 | 836 | A | 7 | 150 | A | 7 | 3.1 | A | 7 | 16000 | B | 7 | 77777 | A | 7 | 0.5 | E | 8 | 0.044 | F | 8 | 0.2 | F | 8 | 0 | 1 | D | 9 | 0 | C | 8
2002-11-18 | 6:00 | 0 | 0 | 0 | 2 | 0 | 0 | 2 | 0 | 0 | 2 | 0 | 0 | 2 | 0 | 0 | 2 | 0 | 0 | 2 | 0 | 0 | 2 | 0 | 3 | E | 9 | 3 | E | 9 | -2.2 | A | 7 | -7.2 | A | 7 | 65 | A | 7 | 833 | A | 7 | 150 | A | 7 | 3.1 | A | 7 | 16000 | B | 7 | 77777 | A | 7 | 0.4 | E | 8 | 0.044 | F | 8 | 0.2 | F | 8 | 0 | 1 | D | 9 | 0 | C | 8
2002-11-18 | 7:00 | 4 | 268 | 0 | 2 | 9 | 0 | 2 | 21 | 0 | 2 | 9 | 0 | 2 | 9 | 0 | 2 | 21 | 0 | 2 | 9 | 0 | 2 | 25 | 3 | E | 9 | 3 | E | 9 | -2.2 | A | 7 | -6.1 | A | 7 | 72 | A | 7 | 834 | A | 7 | 170 | A | 7 | 3.1 | A | 7 | 16000 | B | 7 | 77777 | A | 7 | 0.4 | E | 8 | 0.044 | F | 8 | 0.2 | F | 8 | 0 | 1 | D | 9 | 0 | C | 8
2002-11-18 | 8:00 | 160 | 1400 | 64 | 2 | 9 | 0 | 2 | 21 | 64 | 2 | 9 | 68 | 2 | 9 | 0 | 2 | 21 | 68 | 2 | 9 | 167 | 2 | 25 | 3 | E | 9 | 3 | E | 9 | 0.6 | A | 7 | -5.6 | A | 7 | 60 | A | 7 | 836 | A | 7 | 170 | A | 7 | 3.1 | A | 7 | 16000 | B | 7 | 77777 | A | 7 | 0.4 | E | 8 | 0.044 | F | 8 | 0.2 | F | 8 | 0 | 1 | D | 9 | 0 | C | 8
2002-11-18 | 9:00 | 376 | 1400 | 245 | 2 | 9 | 726 | 2 | 21 | 49 | 2 | 9 | 253 | 2 | 9 | 631 | 2 | 21 | 82 | 2 | 9 | 97 | 2 | 25 | 3 | B | 8 | 3 | B | 8 | 3.3 | A | 7 | -6.1 | A | 7 | 47 | A | 7 | 838 | A | 7 | 130 | A | 7 | 3.6 | A | 7 | 16000 | B | 7 | 77777 | A | 7 | 0.4 | E | 8 | 0.044 | F | 8 | 0.2 | F | 8 | 0 | 1 | D | 9 | 0 | C | 8
2002-11-18 | 10:00 | 549 | 1400 | 364 | 2 | 9 | 708 | 2 | 21 | 85 | 2 | 9 | 381 | 2 | 9 | 672 | 2 | 21 | 117 | 2 | 9 | 169 | 2 | 25 | 4 | E | 9 | 4 | E | 9 | 5.6 | A | 7 | -7.2 | A | 7 | 37 | A | 7 | 839 | A | 7 | 130 | A | 7 | 3.6 | A | 7 | 16000 | B | 7 | 77777 | A | 7 | 0.4 | E | 8 | 0.044 | F | 8 | 0.2 | F | 8 | 0 | 1 | D | 9 | 0 | C | 8
2002-11-18 | 11:00 | 664 | 1400 | 471 | 2 | 9 | 710 | 2 | 21 | 133 | 2 | 9 | 487 | 2 | 9 | 688 | 2 | 21 | 159 | 2 | 9 | 268 | 2 | 25 | 10 | E | 9 | 5 | A | 7 | 6.7 | A | 7 | -7.8 | A | 7 | 32 | A | 7 | 839 | A | 7 | 140 | A | 7 | 4.1 | A | 7 | 16000 | B | 7 | 77777 | A | 7 | 0.4 | E | 8 | 0.044 | F | 8 | 0.2 | F | 8 | 0 | 1 | D | 9 | 0 | C | 8
2002-11-18 | 12:00 | 714 | 1400 | 370 | 2 | 9 | 271 | 2 | 21 | 232 | 2 | 9 | 394 | 2 | 9 | 281 | 2 | 21 | 250 | 2 | 9 | 541 | 2 | 25 | 4 | E | 9 | 4 | E | 9 | 7.8 | A | 7 | -8.3 | A | 7 | 29 | A | 7 | 838 | A | 7 | 170 | B | 8 | 2.1 | A | 7 | 16000 | B | 7 | 77777 | A | 7 | 0.4 | E | 8 | 0.044 | F | 8 | 0.2 | F | 8 | 0 | 1 | D | 9 | 0 | C | 8
2002-11-18 | 13:00 | 695 | 1400 | 505 | 2 | 9 | 758 | 2 | 21 | 127 | 2 | 9 | 526 | 2 | 9 | 743 | 2 | 21 | 155 | 2 | 9 | 266 | 2 | 25 | 5 | E | 9 | 4 | E | 9 | 10 | A | 7 | -9.4 | A | 7 | 22 | A | 7 | 839 | A | 7 | 200 | A | 7 | 3.1 | A | 7 | 16000 | B | 7 | 77777 | A | 7 | 0.4 | E | 8 | 0.044 | F | 8 | 0.2 | F | 8 | 0 | 1 | D | 9 | 0 | C | 8
2002-11-18 | 14:00 | 609 | 1400 | 447 | 2 | 9 | 822 | 2 | 21 | 88 | 2 | 9 | 459 | 2 | 9 | 785 | 2 | 21 | 116 | 2 | 9 | 170 | 2 | 25 | 4 | E | 9 | 4 | E | 9 | 10.6 | A | 7 | -11.1 | A | 7 | 18 | A | 7 | 839 | A | 7 | 250 | A | 7 | 1.5 | A | 7 | 16000 | B | 7 | 77777 | A | 7 | 0.4 | E | 8 | 0.044 | F | 8 | 0.2 | F | 8 | 0 | 1 | D | 9 | 0 | C | 8
2002-11-18 | 15:00 | 461 | 1400 | 298 | 2 | 9 | 696 | 2 | 21 | 67 | 2 | 9 | 303 | 2 | 9 | 631 | 2 | 21 | 95 | 2 | 9 | 126 | 2 | 25 | 7 | E | 9 | 6 | E | 9 | 11.1 | A | 7 | -11.1 | A | 7 | 18 | A | 7 | 840 | A | 7 | 250 | B | 8 | 1.5 | A | 7 | 16000 | B | 7 | 77777 | A | 7 | 0.4 | E | 8 | 0.044 | F | 8 | 0.2 | F | 8 | 0 | 1 | D | 9 | 0 | C | 8
2002-11-18 | 16:00 | 263 | 1400 | 154 | 2 | 9 | 637 | 2 | 21 | 34 | 2 | 9 | 159 | 2 | 9 | 498 | 2 | 21 | 65 | 2 | 9 | 68 | 2 | 25 | 9 | E | 9 | 7 | E | 9 | 10 | A | 7 | -11.1 | A | 7 | 19 | A | 7 | 840 | A | 7 | 250 | A | 7 | 2.6 | A | 7 | 16000 | B | 7 | 7315 | A | 7 | 0.4 | E | 8 | 0.044 | F | 8 | 0.2 | F | 8 | 0 | 1 | D | 9 | 0 | C | 8
2002-11-18 | 17:00 | 48 | 898 | 5 | 2 | 9 | 7 | 2 | 21 | 5 | 2 | 9 | 6 | 2 | 9 | 3 | 2 | 21 | 6 | 2 | 9 | 10 | 2 | 25 | 10 | E | 9 | 7 | A | 7 | 7.8 | A | 7 | -11.7 | A | 7 | 21 | A | 7 | 838 | A | 7 | 260 | A | 7 | 4.1 | A | 7 | 16000 | B | 7 | 7315 | A | 7 | 0.4 | E | 8 | 0.044 | F | 8 | 0.2 | F | 8 | 0 | 1 | D | 9 | 0 | C | 8
2002-11-18 | 18:00 | 0 | 0 | 0 | 2 | 0 | 0 | 2 | 0 | 0 | 2 | 0 | 0 | 2 | 0 | 0 | 2 | 0 | 0 | 2 | 0 | 0 | 2 | 0 | 10 | E | 9 | 9 | A | 7 | 5.6 | A | 7 | -12.2 | A | 7 | 23 | A | 7 | 840 | A | 7 | 270 | A | 7 | 2.6 | A | 7 | 16000 | B | 7 | 7315 | A | 7 | 0.4 | E | 8 | 0.044 | F | 8 | 0.2 | F | 8 | 0 | 1 | D | 9 | 0 | C | 8
2002-11-18 | 19:00 | 0 | 0 | 0 | 2 | 0 | 0 | 2 | 0 | 0 | 2 | 0 | 0 | 2 | 0 | 0 | 2 | 0 | 0 | 2 | 0 | 0 | 2 | 0 | 10 | E | 9 | 9 | A | 7 | 6.7 | A | 7 | -11.1 | A | 7 | 24 | A | 7 | 841 | A | 7 | 270 | A | 7 | 4.1 | A | 7 | 16000 | B | 7 | 6706 | A | 7 | 0.4 | E | 8 | 0.044 | F | 8 | 0.2 | F | 8 | 0 | 1 | D | 9 | 0 | C | 8
2002-11-18 | 20:00 | 0 | 0 | 0 | 2 | 0 | 0 | 2 | 0 | 0 | 2 | 0 | 0 | 2 | 0 | 0 | 2 | 0 | 0 | 2 | 0 | 0 | 2 | 0 | 10 | E | 9 | 9 | A | 7 | 6.1 | A | 7 | -11.7 | A | 7 | 24 | A | 7 | 840 | A | 7 | 260 | A | 7 | 3.1 | A | 7 | 16000 | B | 7 | 6096 | A | 7 | 0.4 | E | 8 | 0.044 | F | 8 | 0.2 | F | 8 | 0 | 1 | D | 9 | 0 | C | 8
2002-11-18 | 21:00 | 0 | 0 | 0 | 2 | 0 | 0 | 2 | 0 | 0 | 2 | 0 | 0 | 2 | 0 | 0 | 2 | 0 | 0 | 2 | 0 | 0 | 2 | 0 | 10 | B | 8 | 8 | B | 8 | 5.6 | A | 7 | -11.7 | A | 7 | 25 | A | 7 | 839 | A | 7 | 210 | A | 7 | 3.6 | A | 7 | 16000 | B | 7 | 6096 | A | 7 | 0.4 | E | 8 | 0.044 | F | 8 | 0.2 | F | 8 | 0 | 1 | D | 9 | 0 | C | 8
2002-11-18 | 22:00 | 0 | 0 | 0 | 2 | 0 | 0 | 2 | 0 | 0 | 2 | 0 | 0 | 2 | 0 | 0 | 2 | 0 | 0 | 2 | 0 | 0 | 2 | 0 | 10 | B | 8 | 8 | B | 8 | 5.6 | A | 7 | -13.3 | A | 7 | 21 | A | 7 | 838 | A | 7 | 240 | A | 7 | 3.6 | A | 7 | 16000 | B | 7 | 6096 | A | 7 | 0.5 | E | 8 | 0.044 | F | 8 | 0.2 | F | 8 | 0 | 1 | D | 9 | 0 | C | 8
2002-11-18 | 23:00 | 0 | 0 | 0 | 2 | 0 | 0 | 2 | 0 | 0 | 2 | 0 | 0 | 2 | 0 | 0 | 2 | 0 | 0 | 2 | 0 | 0 | 2 | 0 | 10 | E | 9 | 7 | A | 7 | 4.4 | A | 7 | -12.2 | A | 7 | 26 | A | 7 | 837 | A | 7 | 210 | A | 7 | 6.2 | A | 7 | 16000 | B | 7 | 6096 | A | 7 | 0.5 | E | 8 | 0.044 | F | 8 | 0.2 | F | 8 | 0 | 1 | D | 9 | 0 | C | 8
2002-11-18 | 24:00 | 0 | 0 | 0 | 2 | 0 | 0 | 2 | 0 | 0 | 2 | 0 | 0 | 2 | 0 | 0 | 2 | 0 | 0 | 2 | 0 | 0 | 2 | 0 | 10 | E | 9 | 9 | A | 7 | 5 | A | 7 | -14.4 | A | 7 | 20 | A | 7 | 837 | A | 7 | 230 | A | 7 | 6.7 | A | 7 | 16000 | B | 7 | 6096 | A | 7 | 0.5 | E | 8 | 0.044 | F | 8 | 0.2 | F | 8 | 0 | 1 | D | 9 | 0 | C | 8
2002-11-19 | 1:00 | 0 | 0 | 0 | 2 | 0 | 0 | 2 | 0 | 0 | 2 | 0 | 0 | 2 | 0 | 0 | 2 | 0 | 0 | 2 | 0 | 0 | 2 | 0 | 10 | E | 9 | 9 | A | 7 | 5.6 | A | 7 | -12.8 | A | 7 | 22 | A | 7 | 837 | A | 7 | 250 | A | 7 | 5.7 | A | 7 | 16000 | B | 7 | 6096 | A | 7 | 0.6 | E | 8 | 0.044 | F | 8 | 0.2 | F | 8 | 0 | 1 | D | 9 | 0 | C | 8
2002-11-19 | 2:00 | 0 | 0 | 0 | 2 | 0 | 0 | 2 | 0 | 0 | 2 | 0 | 0 | 2 | 0 | 0 | 2 | 0 | 0 | 2 | 0 | 0 | 2 | 0 | 10 | E | 9 | 9 | A | 7 | 6.7 | A | 7 | -11.7 | A | 7 | 23 | A | 7 | 837 | A | 7 | 270 | A | 7 | 6.2 | A | 7 | 16000 | B | 7 | 6096 | A | 7 | 0.6 | E | 8 | 0.044 | F | 8 | 0.2 | F | 8 | 0 | 1 | D | 9 | 0 | C | 8
2002-11-19 | 3:00 | 0 | 0 | 0 | 2 | 0 | 0 | 2 | 0 | 0 | 2 | 0 | 0 | 2 | 0 | 0 | 2 | 0 | 0 | 2 | 0 | 0 | 2 | 0 | 10 | E | 9 | 9 | A | 7 | 6.7 | A | 7 | -11.1 | A | 7 | 24 | A | 7 | 837 | A | 7 | 290 | A | 7 | 5.7 | A | 7 | 16000 | B | 7 | 6096 | A | 7 | 0.6 | E | 8 | 0.044 | F | 8 | 0.2 | F | 8 | 0 | 1 | D | 9 | 0 | C | 8
2002-11-19 | 4:00 | 0 | 0 | 0 | 2 | 0 | 0 | 2 | 0 | 0 | 2 | 0 | 0 | 2 | 0 | 0 | 2 | 0 | 0 | 2 | 0 | 0 | 2 | 0 | 7 | E | 9 | 5 | A | 7 | 3.9 | A | 7 | -11.1 | A | 7 | 29 | A | 7 | 836 | A | 7 | 290 | A | 7 | 5.2 | A | 7 | 16000 | B | 7 | 77777 | A | 7 | 0.6 | E | 8 | 0.044 | F | 8 | 0.2 | F | 8 | 0 | 1 | D | 9 | 0 | C | 8
2002-11-19 | 5:00 | 0 | 0 | 0 | 2 | 0 | 0 | 2 | 0 | 0 | 2 | 0 | 0 | 2 | 0 | 0 | 2 | 0 | 0 | 2 | 0 | 0 | 2 | 0 | 8 | E | 9 | 5 | A | 7 | 5.6 | A | 7 | -11.7 | A | 7 | 25 | A | 7 | 837 | A | 7 | 280 | A | 7 | 6.2 | A | 7 | 16000 | B | 7 | 77777 | A | 7 | 0.6 | E | 8 | 0.044 | F | 8 | 0.2 | F | 8 | 0 | 1 | D | 9 | 0 | C | 8
2002-11-19 | 6:00 | 0 | 0 | 0 | 2 | 0 | 0 | 2 | 0 | 0 | 2 | 0 | 0 | 2 | 0 | 0 | 2 | 0 | 0 | 2 | 0 | 0 | 2 | 0 | 7 | E | 9 | 5 | A | 7 | 5 | A | 7 | -13.9 | A | 7 | 21 | A | 7 | 838 | A | 7 | 250 | A | 7 | 6.7 | A | 7 | 16000 | B | 7 | 77777 | A | 7 | 0.6 | E | 8 | 0.044 | F | 8 | 0.2 | F | 8 | 0 | 1 | D | 9 | 0 | C | 8
2002-11-19 | 7:00 | 3 | 245 | 0 | 2 | 9 | 0 | 2 | 21 | 0 | 2 | 9 | 0 | 2 | 9 | 0 | 2 | 21 | 0 | 2 | 9 | 0 | 2 | 25 | 3 | E | 9 | 3 | A | 7 | 3.9 | A | 7 | -12.2 | A | 7 | 26 | A | 7 | 838 | A | 7 | 260 | A | 7 | 6.2 | A | 7 | 16000 | B | 7 | 77777 | A | 7 | 0.6 | E | 8 | 0.044 | F | 8 | 0.2 | F | 8 | 0 | 1 | D | 9 | 0 | C | 8
2002-11-19 | 8:00 | 155 | 1400 | 40 | 2 | 9 | 0 | 2 | 21 | 40 | 2 | 9 | 44 | 2 | 9 | 0 | 2 | 21 | 44 | 2 | 9 | 129 | 2 | 25 | 7 | E | 9 | 5 | A | 7 | 5 | A | 7 | -11.1 | A | 7 | 27 | A | 7 | 839 | A | 7 | 10 | A | 7 | 2.1 | A | 7 | 16000 | B | 7 | 77777 | A | 7 | 0.5 | E | 8 | 0.044 | F | 8 | 0.2 | F | 8 | 0 | 1 | D | 9 | 0 | C | 8
2002-11-19 | 9:00 | 371 | 1400 | 253 | 2 | 9 | 624 | 2 | 21 | 87 | 2 | 9 | 256 | 2 | 9 | 520 | 2 | 21 | 117 | 2 | 9 | 151 | 2 | 25 | 8 | E | 9 | 5 | A | 7 | 6.7 | A | 7 | -10 | A | 7 | 26 | A | 7 | 841 | A | 7 | 60 | A | 7 | 4.1 | A | 7 | 16000 | B | 7 | 77777 | A | 7 | 0.5 | E | 8 | 0.044 | F | 8 | 0.2 | F | 8 | 0 | 1 | D | 9 | 0 | C | 8
2002-11-19 | 10:00 | 544 | 1400 | 345 | 2 | 9 | 592 | 2 | 21 | 114 | 2 | 9 | 353 | 2 | 9 | 552 | 2 | 21 | 138 | 2 | 9 | 214 | 2 | 25 | 6 | B | 8 | 4 | B | 8 | 7.8 | A | 7 | -10 | A | 7 | 25 | A | 7 | 841 | A | 7 | 100 | B | 8 | 1.5 | A | 7 | 16000 | B | 7 | 77777 | A | 7 | 0.5 | E | 8 | 0.044 | F | 8 | 0.2 | F | 8 | 0 | 1 | D | 9 | 0 | C | 8
2002-11-19 | 11:00 | 659 | 1400 | 440 | 2 | 9 | 686 | 2 | 21 | 116 | 2 | 9 | 459 | 2 | 9 | 669 | 2 | 21 | 143 | 2 | 9 | 239 | 2 | 25 | 4 | E | 9 | 4 | E | 9 | 9.4 | A | 7 | -10 | A | 7 | 22 | A | 7 | 840 | A | 7 | 140 | B | 8 | 2.1 | A | 7 | 16000 | B | 7 | 77777 | A | 7 | 0.5 | E | 8 | 0.044 | F | 8 | 0.2 | F | 8 | 0 | 1 | D | 9 | 0 | C | 8
2002-11-19 | 12:00 | 709 | 1400 | 516 | 2 | 9 | 860 | 2 | 21 | 78 | 2 | 9 | 546 | 2 | 9 | 849 | 2 | 21 | 115 | 2 | 9 | 175 | 2 | 25 | 4 | E | 9 | 4 | E | 9 | 10.6 | A | 7 | -10 | A | 7 | 20 | A | 7 | 841 | A | 7 | 180 | B | 8 | 3.1 | A | 7 | 16000 | B | 7 | 77777 | A | 7 | 0.5 | E | 8 | 0.044 | F | 8 | 0.2 | F | 8 | 0 | 1 | D | 9 | 0 | C | 8
2002-11-19 | 13:00 | 691 | 1400 | 500 | 2 | 9 | 872 | 2 | 21 | 68 | 2 | 9 | 523 | 2 | 9 | 848 | 2 | 21 | 103 | 2 | 9 | 152 | 2 | 25 | 4 | E | 9 | 4 | E | 9 | 11.7 | A | 7 | -11.1 | A | 7 | 17 | A | 7 | 841 | A | 7 | 220 | A | 7 | 1.5 | A | 7 | 16000 | B | 7 | 77777 | A | 7 | 0.6 | E | 8 | 0.044 | F | 8 | 0.2 | F | 8 | 0 | 1 | D | 9 | 0 | C | 8
2002-11-19 | 14:00 | 605 | 1400 | 424 | 2 | 9 | 828 | 2 | 21 | 65 | 2 | 9 | 449 | 2 | 9 | 801 | 2 | 21 | 102 | 2 | 9 | 142 | 2 | 25 | 6 | E | 9 | 6 | E | 9 | 12.8 | A | 7 | -11.1 | A | 7 | 16 | A | 7 | 841 | A | 7 | 290 | A | 7 | 3.6 | A | 7 | 16000 | B | 7 | 77777 | A | 7 | 0.6 | E | 8 | 0.044 | F | 8 | 0.2 | F | 8 | 0 | 1 | D | 9 | 0 | C | 8
2002-11-19 | 15:00 | 457 | 1400 | 324 | 2 | 9 | 829 | 2 | 21 | 52 | 2 | 9 | 340 | 2 | 9 | 758 | 2 | 21 | 92 | 2 | 9 | 108 | 2 | 25 | 5 | E | 9 | 5 | E | 9 | 13.3 | A | 7 | -10.6 | A | 7 | 16 | A | 7 | 841 | A | 7 | 320 | A | 7 | 5.2 | A | 7 | 16000 | B | 7 | 77777 | A | 7 | 0.6 | E | 8 | 0.044 | F | 8 | 0.2 | F | 8 | 0 | 1 | D | 9 | 0 | C | 8
2002-11-19 | 16:00 | 259 | 1400 | 158 | 2 | 9 | 690 | 2 | 21 | 29 | 2 | 9 | 167 | 2 | 9 | 551 | 2 | 21 | 64 | 2 | 9 | 67 | 2 | 25 | 3 | E | 9 | 3 | E | 9 | 12.2 | A | 7 | -11.1 | A | 7 | 17 | A | 7 | 841 | A | 7 | 280 | A | 7 | 5.2 | A | 7 | 16000 | B | 7 | 77777 | A | 7 | 0.6 | E | 8 | 0.044 | F | 8 | 0.2 | F | 8 | 0 | 1 | D | 9 | 0 | C | 8
2002-11-19 | 17:00 | 46 | 899 | 8 | 2 | 9 | 224 | 2 | 21 | 3 | 2 | 9 | 17 | 2 | 9 | 129 | 2 | 21 | 10 | 2 | 9 | 11 | 2 | 25 | 8 | E | 9 | 5 | A | 7 | 8.9 | A | 7 | -10.6 | A | 7 | 22 | A | 7 | 838 | A | 7 | 290 | A | 7 | 3.6 | A | 7 | 16000 | B | 7 | 77777 | A | 7 | 0.7 | E | 8 | 0.044 | F | 8 | 0.2 | F | 8 | 0 | 1 | D | 9 | 0 | C | 8
2002-11-19 | 18:00 | 0 | 0 | 0 | 2 | 0 | 0 | 2 | 0 | 0 | 2 | 0 | 0 | 2 | 0 | 0 | 2 | 0 | 0 | 2 | 0 | 0 | 2 | 0 | 6 | B | 8 | 5 | B | 8 | 7.8 | A | 7 | -9.4 | A | 7 | 26 | A | 7 | 840 | A | 7 | 260 | A | 7 | 4.1 | A | 7 | 16000 | B | 7 | 77777 | A | 7 | 0.7 | E | 8 | 0.044 | F | 8 | 0.2 | F | 8 | 0 | 1 | D | 9 | 0 | C | 8
2002-11-19 | 19:00 | 0 | 0 | 0 | 2 | 0 | 0 | 2 | 0 | 0 | 2 | 0 | 0 | 2 | 0 | 0 | 2 | 0 | 0 | 2 | 0 | 0 | 2 | 0 | 5 | E | 9 | 4 | E | 9 | 6.1 | A | 7 | -8.3 | A | 7 | 32 | A | 7 | 840 | A | 7 | 250 | A | 7 | 3.6 | A | 7 | 16000 | B | 7 | 77777 | A | 7 | 0.8 | E | 8 | 0.044 | F | 8 | 0.2 | F | 8 | 0 | 1 | D | 9 | 0 | C | 8
2002-11-19 | 20:00 | 0 | 0 | 0 | 2 | 0 | 0 | 2 | 0 | 0 | 2 | 0 | 0 | 2 | 0 | 0 | 2 | 0 | 0 | 2 | 0 | 0 | 2 | 0 | 4 | E | 9 | 4 | E | 9 | 4.4 | A | 7 | -7.8 | A | 7 | 38 | A | 7 | 839 | A | 7 | 250 | A | 7 | 3.1 | A | 7 | 16000 | B | 7 | 77777 | A | 7 | 0.8 | E | 8 | 0.044 | F | 8 | 0.2 | F | 8 | 0 | 1 | D | 9 | 0 | C | 8
2002-11-19 | 21:00 | 0 | 0 | 0 | 2 | 0 | 0 | 2 | 0 | 0 | 2 | 0 | 0 | 2 | 0 | 0 | 2 | 0 | 0 | 2 | 0 | 0 | 2 | 0 | 7 | E | 9 | 7 | E | 9 | 4.4 | A | 7 | -7.2 | A | 7 | 40 | A | 7 | 839 | A | 7 | 250 | A | 7 | 3.6 | A | 7 | 16000 | B | 7 | 77777 | A | 7 | 0.9 | E | 8 | 0.044 | F | 8 | 0.2 | F | 8 | 0 | 1 | D | 9 | 0 | C | 8
2002-11-19 | 22:00 | 0 | 0 | 0 | 2 | 0 | 0 | 2 | 0 | 0 | 2 | 0 | 0 | 2 | 0 | 0 | 2 | 0 | 0 | 2 | 0 | 0 | 2 | 0 | 4 | E | 9 | 4 | E | 9 | 5 | A | 7 | -6.7 | A | 7 | 40 | A | 7 | 840 | A | 7 | 270 | A | 7 | 3.6 | A | 7 | 16000 | B | 7 | 6706 | A | 7 | 0.9 | E | 8 | 0.044 | F | 8 | 0.2 | F | 8 | 0 | 1 | D | 9 | 0 | C | 8
2002-11-19 | 23:00 | 0 | 0 | 0 | 2 | 0 | 0 | 2 | 0 | 0 | 2 | 0 | 0 | 2 | 0 | 0 | 2 | 0 | 0 | 2 | 0 | 0 | 2 | 0 | 3 | E | 9 | 3 | E | 9 | 3.3 | A | 7 | -8.3 | A | 7 | 39 | A | 7 | 840 | A | 7 | 230 | A | 7 | 4.6 | A | 7 | 16000 | B | 7 | 77777 | A | 7 | 0.9 | E | 8 | 0.044 | F | 8 | 0.2 | F | 8 | 0 | 1 | D | 9 | 0 | C | 8
2002-11-19 | 24:00 | 0 | 0 | 0 | 2 | 0 | 0 | 2 | 0 | 0 | 2 | 0 | 0 | 2 | 0 | 0 | 2 | 0 | 0 | 2 | 0 | 0 | 2 | 0 | 5 | E | 9 | 5 | E | 9 | 3.9 | A | 7 | -7.8 | A | 7 | 39 | A | 7 | 839 | A | 7 | 220 | A | 7 | 6.2 | A | 7 | 16000 | B | 7 | 6706 | A | 7 | 0.9 | E | 8 | 0.044 | F | 8 | 0.2 | F | 8 | 0 | 1 | D | 9 | 0 | C | 8
2002-11-20 | 1:00 | 0 | 0 | 0 | 2 | 0 | 0 | 2 | 0 | 0 | 2 | 0 | 0 | 2 | 0 | 0 | 2 | 0 | 0 | 2 | 0 | 0 | 2 | 0 | 8 | E | 9 | 7 | E | 9 | 5 | A | 7 | -6.7 | A | 7 | 40 | A | 7 | 839 | A | 7 | 230 | A | 7 | 5.2 | A | 7 | 16000 | B | 7 | 6706 | A | 7 | 0.9 | E | 8 | 0.044 | F | 8 | 0.2 | F | 8 | 0 | 1 | D | 9 | 0 | C | 8
2002-11-20 | 2:00 | 0 | 0 | 0 | 2 | 0 | 0 | 2 | 0 | 0 | 2 | 0 | 0 | 2 | 0 | 0 | 2 | 0 | 0 | 2 | 0 | 0 | 2 | 0 | 8 | E | 9 | 8 | E | 9 | 5.6 | A | 7 | -6.1 | A | 7 | 40 | A | 7 | 840 | A | 7 | 230 | A | 7 | 4.1 | A | 7 | 16000 | B | 7 | 2591 | A | 7 | 0.9 | E | 8 | 0.044 | F | 8 | 0.2 | F | 8 | 0 | 1 | D | 9 | 0 | C | 8
2002-11-20 | 3:00 | 0 | 0 | 0 | 2 | 0 | 0 | 2 | 0 | 0 | 2 | 0 | 0 | 2 | 0 | 0 | 2 | 0 | 0 | 2 | 0 | 0 | 2 | 0 | 9 | E | 9 | 9 | E | 9 | 6.1 | A | 7 | -5.6 | A | 7 | 41 | A | 7 | 840 | A | 7 | 250 | A | 7 | 3.1 | A | 7 | 16000 | B | 7 | 2591 | A | 7 | 0.9 | E | 8 | 0.044 | F | 8 | 0.2 | F | 8 | 0 | 1 | D | 9 | 0 | C | 8
2002-11-20 | 4:00 | 0 | 0 | 0 | 2 | 0 | 0 | 2 | 0 | 0 | 2 | 0 | 0 | 2 | 0 | 0 | 2 | 0 | 0 | 2 | 0 | 0 | 2 | 0 | 8 | E | 9 | 8 | E | 9 | 5 | A | 7 | -6.1 | A | 7 | 42 | A | 7 | 841 | A | 7 | 230 | A | 7 | 3.6 | A | 7 | 16000 | B | 7 | 2438 | A | 7 | 0.8 | E | 8 | 0.044 | F | 8 | 0.2 | F | 8 | 0 | 1 | D | 9 | 0 | C | 8
2002-11-20 | 5:00 | 0 | 0 | 0 | 2 | 0 | 0 | 2 | 0 | 0 | 2 | 0 | 0 | 2 | 0 | 0 | 2 | 0 | 0 | 2 | 0 | 0 | 2 | 0 | 10 | E | 9 | 10 | E | 9 | 4.4 | A | 7 | -6.1 | A | 7 | 44 | A | 7 | 842 | A | 7 | 210 | A | 7 | 4.1 | A | 7 | 16000 | B | 7 | 2438 | A | 7 | 0.8 | E | 8 | 0.044 | F | 8 | 0.2 | F | 8 | 0 | 1 | D | 9 | 0 | C | 8
2002-11-20 | 6:00 | 0 | 0 | 0 | 2 | 0 | 0 | 2 | 0 | 0 | 2 | 0 | 0 | 2 | 0 | 0 | 2 | 0 | 0 | 2 | 0 | 0 | 2 | 0 | 9 | E | 9 | 8 | E | 9 | 3.9 | A | 7 | -5.6 | A | 7 | 47 | A | 7 | 842 | A | 7 | 210 | A | 7 | 4.1 | A | 7 | 16000 | B | 7 | 77777 | A | 7 | 0.8 | E | 8 | 0.044 | F | 8 | 0.2 | F | 8 | 0 | 1 | D | 9 | 0 | C | 8
2002-11-20 | 7:00 | 3 | 222 | 0 | 2 | 9 | 0 | 2 | 21 | 0 | 2 | 9 | 0 | 2 | 9 | 0 | 2 | 21 | 0 | 2 | 9 | 0 | 2 | 25 | 3 | E | 9 | 3 | E | 9 | 1.7 | A | 7 | -5.6 | A | 7 | 55 | A | 7 | 841 | A | 7 | 190 | A | 7 | 3.1 | A | 7 | 16000 | B | 7 | 77777 | A | 7 | 0.8 | E | 8 | 0.044 | F | 8 | 0.2 | F | 8 | 0 | 1 | D | 9 | 0 | C | 8
2002-11-20 | 8:00 | 151 | 1401 | 123 | 2 | 9 | 642 | 2 | 21 | 53 | 2 | 9 | 119 | 2 | 9 | 347 | 2 | 21 | 82 | 2 | 9 | 79 | 2 | 25 | 3 | E | 9 | 3 | E | 9 | 2.2 | A | 7 | -5.6 | A | 7 | 53 | A | 7 | 842 | A | 7 | 160 | A | 7 | 3.1 | A | 7 | 16000 | B | 7 | 77777 | A | 7 | 0.8 | E | 8 | 0.044 | F | 8 | 0.2 | F | 8 | 0 | 1 | D | 9 | 0 | C | 8
2002-11-20 | 9:00 | 367 | 1401 | 262 | 2 | 9 | 761 | 2 | 21 | 62 | 2 | 9 | 262 | 2 | 9 | 646 | 2 | 21 | 92 | 2 | 9 | 106 | 2 | 25 | 3 | E | 9 | 3 | E | 9 | 8.3 | A | 7 | -3.9 | A | 7 | 40 | A | 7 | 845 | A | 7 | 160 | A | 7 | 2.6 | A | 7 | 16000 | B | 7 | 77777 | A | 7 | 0.8 | E | 8 | 0.044 | F | 8 | 0.2 | F | 8 | 0 | 1 | D | 9 | 0 | C | 8
2002-11-20 | 10:00 | 539 | 1401 | 378 | 2 | 9 | 783 | 2 | 21 | 76 | 2 | 9 | 389 | 2 | 9 | 734 | 2 | 21 | 105 | 2 | 9 | 146 | 2 | 25 | 0 | E | 9 | 0 | E | 9 | 11.1 | A | 7 | -4.4 | A | 7 | 32 | A | 7 | 846 | A | 7 | 220 | A | 7 | 2.6 | A | 7 | 16000 | B | 7 | 77777 | A | 7 | 0.8 | E | 8 | 0.044 | F | 8 | 0.2 | F | 8 | 0 | 1 | D | 9 | 0 | C | 8
2002-11-20 | 11:00 | 654 | 1401 | 453 | 2 | 9 | 777 | 2 | 21 | 89 | 2 | 9 | 469 | 2 | 9 | 752 | 2 | 21 | 116 | 2 | 9 | 179 | 2 | 25 | 0 | E | 9 | 0 | E | 9 | 12.8 | A | 7 | -4.4 | A | 7 | 29 | A | 7 | 843 | A | 7 | 280 | B | 8 | 1.5 | A | 7 | 16000 | B | 7 | 77777 | A | 7 | 0.8 | E | 8 | 0.044 | F | 8 | 0.2 | F | 8 | 0 | 1 | D | 9 | 0 | C | 8
2002-11-20 | 12:00 | 705 | 1401 | 510 | 2 | 9 | 854 | 2 | 21 | 78 | 2 | 9 | 540 | 2 | 9 | 842 | 2 | 21 | 114 | 2 | 9 | 174 | 2 | 25 | 0 | E | 9 | 0 | E | 9 | 14.4 | A | 7 | -3.9 | A | 7 | 27 | A | 7 | 846 | A | 7 | 330 | A | 7 | 4.1 | A | 7 | 16000 | B | 7 | 77777 | A | 7 | 0.9 | E | 8 | 0.044 | F | 8 | 0.2 | F | 8 | 0 | 1 | D | 9 | 0 | C | 8
2002-11-20 | 13:00 | 686 | 1401 | 476 | 2 | 9 | 782 | 2 | 21 | 91 | 2 | 9 | 494 | 2 | 9 | 762 | 2 | 21 | 119 | 2 | 9 | 188 | 2 | 25 | 0 | B | 8 | 0 | B | 8 | 14.4 | A | 7 | -3.9 | A | 7 | 27 | A | 7 | 845 | A | 7 | 40 | A | 7 | 5.2 | A | 7 | 16000 | B | 7 | 77777 | A | 7 | 0.9 | E | 8 | 0.044 | F | 8 | 0.2 | F | 8 | 0 | 1 | D | 9 | 0 | C | 8
2002-11-20 | 14:00 | 601 | 1401 | 418 | 2 | 9 | 816 | 2 | 21 | 67 | 2 | 9 | 442 | 2 | 9 | 787 | 2 | 21 | 102 | 2 | 9 | 144 | 2 | 25 | 0 | E | 9 | 0 | E | 9 | 15 | A | 7 | -3.9 | A | 7 | 26 | A | 7 | 845 | A | 7 | 20 | A | 7 | 5.7 | A | 7 | 16000 | B | 7 | 77777 | A | 7 | 0.9 | E | 8 | 0.044 | F | 8 | 0.2 | F | 8 | 0 | 1 | D | 9 | 0 | C | 8
2002-11-20 | 15:00 | 454 | 1401 | 318 | 2 | 9 | 823 | 2 | 21 | 50 | 2 | 9 | 334 | 2 | 9 | 751 | 2 | 21 | 90 | 2 | 9 | 107 | 2 | 25 | 1 | E | 9 | 1 | E | 9 | 14.4 | A | 7 | -3.9 | A | 7 | 27 | A | 7 | 845 | A | 7 | 60 | A | 7 | 4.6 | A | 7 | 16000 | B | 7 | 77777 | A | 7 | 0.9 | E | 8 | 0.044 | F | 8 | 0.2 | F | 8 | 0 | 1 | D | 9 | 0 | C | 8
2002-11-20 | 16:00 | 256 | 1401 | 144 | 2 | 9 | 646 | 2 | 21 | 25 | 2 | 9 | 153 | 2 | 9 | 515 | 2 | 21 | 58 | 2 | 9 | 64 | 2 | 25 | 0 | E | 9 | 0 | E | 9 | 13.3 | A | 7 | -3.9 | A | 7 | 29 | A | 7 | 844 | A | 7 | 30 | A | 7 | 2.1 | A | 7 | 16000 | B | 7 | 77777 | A | 7 | 0.9 | E | 8 | 0.044 | F | 8 | 0.2 | F | 8 | 0 | 1 | D | 9 | 0 | C | 8
2002-11-20 | 17:00 | 45 | 876 | 7 | 2 | 9 | 217 | 2 | 21 | 3 | 2 | 9 | 16 | 2 | 9 | 124 | 2 | 21 | 10 | 2 | 9 | 11 | 2 | 25 | 2 | E | 9 | 2 | A | 7 | 11.1 | A | 7 | -3.9 | A | 7 | 33 | A | 7 | 841 | A | 7 | 0 | A | 7 | 0 | A | 7 | 16000 | B | 7 | 77777 | A | 7 | 0.9 | E | 8 | 0.044 | F | 8 | 0.2 | F | 8 | 0 | 1 | D | 9 | 0 | C | 8
2002-11-20 | 18:00 | 0 | 0 | 0 | 2 | 0 | 0 | 2 | 0 | 0 | 2 | 0 | 0 | 2 | 0 | 0 | 2 | 0 | 0 | 2 | 0 | 0 | 2 | 0 | 0 | E | 9 | 0 | E | 9 | 10 | A | 7 | -3.9 | A | 7 | 36 | A | 7 | 844 | A | 7 | 140 | A | 7 | 1.5 | A | 7 | 16000 | B | 7 | 77777 | A | 7 | 0.9 | E | 8 | 0.044 | F | 8 | 0.2 | F | 8 | 0 | 1 | D | 9 | 0 | C | 8
2002-11-20 | 19:00 | 0 | 0 | 0 | 2 | 0 | 0 | 2 | 0 | 0 | 2 | 0 | 0 | 2 | 0 | 0 | 2 | 0 | 0 | 2 | 0 | 0 | 2 | 0 | 0 | E | 9 | 0 | E | 9 | 7.8 | A | 7 | -3.9 | A | 7 | 42 | A | 7 | 844 | A | 7 | 160 | A | 7 | 2.6 | A | 7 | 16000 | B | 7 | 77777 | A | 7 | 0.9 | E | 8 | 0.044 | F | 8 | 0.2 | F | 8 | 0 | 1 | D | 9 | 0 | C | 8
2002-11-20 | 20:00 | 0 | 0 | 0 | 2 | 0 | 0 | 2 | 0 | 0 | 2 | 0 | 0 | 2 | 0 | 0 | 2 | 0 | 0 | 2 | 0 | 0 | 2 | 0 | 0 | E | 9 | 0 | E | 9 | 2.2 | A | 7 | -6.7 | A | 7 | 48 | A | 7 | 841 | A | 7 | 160 | A | 7 | 4.6 | A | 7 | 16000 | B | 7 | 77777 | A | 7 | 1 | E | 8 | 0.044 | F | 8 | 0.2 | F | 8 | 0 | 1 | D | 9 | 0 | C | 8
2002-11-20 | 21:00 | 0 | 0 | 0 | 2 | 0 | 0 | 2 | 0 | 0 | 2 | 0 | 0 | 2 | 0 | 0 | 2 | 0 | 0 | 2 | 0 | 0 | 2 | 0 | 0 | E | 9 | 0 | E | 9 | 5.6 | A | 7 | -3.9 | A | 7 | 49 | A | 7 | 842 | A | 7 | 180 | A | 7 | 4.6 | A | 7 | 16000 | B | 7 | 77777 | A | 7 | 1 | E | 8 | 0.044 | F | 8 | 0.2 | F | 8 | 0 | 1 | D | 9 | 0 | C | 8
2002-11-20 | 22:00 | 0 | 0 | 0 | 2 | 0 | 0 | 2 | 0 | 0 | 2 | 0 | 0 | 2 | 0 | 0 | 2 | 0 | 0 | 2 | 0 | 0 | 2 | 0 | 0 | E | 9 | 0 | E | 9 | 5 | A | 7 | -3.9 | A | 7 | 51 | A | 7 | 841 | A | 7 | 180 | A | 7 | 4.6 | A | 7 | 16000 | B | 7 | 77777 | A | 7 | 1 | E | 8 | 0.044 | F | 8 | 0.2 | F | 8 | 0 | 1 | D | 9 | 0 | C | 8
2002-11-20 | 23:00 | 0 | 0 | 0 | 2 | 0 | 0 | 2 | 0 | 0 | 2 | 0 | 0 | 2 | 0 | 0 | 2 | 0 | 0 | 2 | 0 | 0 | 2 | 0 | 0 | E | 9 | 0 | E | 9 | 5 | A | 7 | -4.4 | A | 7 | 48 | A | 7 | 841 | A | 7 | 200 | A | 7 | 6.2 | A | 7 | 16000 | B | 7 | 77777 | A | 7 | 0.9 | E | 8 | 0.044 | F | 8 | 0.2 | F | 8 | 0 | 1 | D | 9 | 0 | C | 8
2002-11-20 | 24:00 | 0 | 0 | 0 | 2 | 0 | 0 | 2 | 0 | 0 | 2 | 0 | 0 | 2 | 0 | 0 | 2 | 0 | 0 | 2 | 0 | 0 | 2 | 0 | 0 | E | 9 | 0 | E | 9 | 1.1 | A | 7 | -6.1 | A | 7 | 55 | A | 7 | 838 | A | 7 | 180 | A | 7 | 3.6 | A | 7 | 16000 | B | 7 | 77777 | A | 7 | 1 | E | 8 | 0.044 | F | 8 | 0.2 | F | 8 | 0 | 1 | D | 9 | 0 | C | 8
2002-11-21 | 1:00 | 0 | 0 | 0 | 2 | 0 | 0 | 2 | 0 | 0 | 2 | 0 | 0 | 2 | 0 | 0 | 2 | 0 | 0 | 2 | 0 | 0 | 2 | 0 | 0 | E | 9 | 0 | E | 9 | 0.6 | A | 7 | -5 | A | 7 | 63 | A | 7 | 838 | A | 7 | 180 | A | 7 | 2.6 | A | 7 | 16000 | B | 7 | 77777 | A | 7 | 1 | E | 8 | 0.044 | F | 8 | 0.2 | F | 8 | 0 | 1 | D | 9 | 0 | C | 8
2002-11-21 | 2:00 | 0 | 0 | 0 | 2 | 0 | 0 | 2 | 0 | 0 | 2 | 0 | 0 | 2 | 0 | 0 | 2 | 0 | 0 | 2 | 0 | 0 | 2 | 0 | 0 | E | 9 | 0 | E | 9 | 1.1 | A | 7 | -4.4 | A | 7 | 64 | A | 7 | 839 | A | 7 | 180 | A | 7 | 3.1 | A | 7 | 16000 | B | 7 | 77777 | A | 7 | 1 | E | 8 | 0.044 | F | 8 | 0.2 | F | 8 | 0 | 1 | D | 9 | 0 | C | 8
2002-11-21 | 3:00 | 0 | 0 | 0 | 2 | 0 | 0 | 2 | 0 | 0 | 2 | 0 | 0 | 2 | 0 | 0 | 2 | 0 | 0 | 2 | 0 | 0 | 2 | 0 | 5 | E | 9 | 5 | E | 9 | 3.9 | A | 7 | -3.9 | A | 7 | 55 | A | 7 | 841 | A | 7 | 230 | A | 7 | 2.6 | A | 7 | 16000 | B | 7 | 77777 | A | 7 | 1 | E | 8 | 0.044 | F | 8 | 0.2 | F | 8 | 0 | 1 | D | 9 | 0 | C | 8
2002-11-21 | 4:00 | 0 | 0 | 0 | 2 | 0 | 0 | 2 | 0 | 0 | 2 | 0 | 0 | 2 | 0 | 0 | 2 | 0 | 0 | 2 | 0 | 0 | 2 | 0 | 8 | E | 9 | 8 | E | 9 | 3.3 | A | 7 | -2.8 | A | 7 | 63 | A | 7 | 841 | A | 7 | 230 | A | 7 | 4.6 | A | 7 | 16000 | B | 7 | 2438 | A | 7 | 1.1 | E | 8 | 0.044 | F | 8 | 0.2 | F | 8 | 0 | 1 | D | 9 | 0 | C | 8
2002-11-21 | 5:00 | 0 | 0 | 0 | 2 | 0 | 0 | 2 | 0 | 0 | 2 | 0 | 0 | 2 | 0 | 0 | 2 | 0 | 0 | 2 | 0 | 0 | 2 | 0 | 8 | E | 9 | 8 | E | 9 | 2.2 | A | 7 | -3.9 | A | 7 | 62 | A | 7 | 843 | A | 7 | 240 | A | 7 | 6.2 | A | 7 | 16000 | B | 7 | 2286 | A | 7 | 1.1 | E | 8 | 0.044 | F | 8 | 0.2 | F | 8 | 0 | 1 | D | 9 | 0 | C | 8
2002-11-21 | 6:00 | 0 | 0 | 0 | 2 | 0 | 0 | 2 | 0 | 0 | 2 | 0 | 0 | 2 | 0 | 0 | 2 | 0 | 0 | 2 | 0 | 0 | 2 | 0 | 4 | E | 9 | 4 | E | 9 | 2.2 | A | 7 | -3.9 | A | 7 | 62 | A | 7 | 841 | A | 7 | 230 | A | 7 | 6.2 | A | 7 | 16000 | B | 7 | 77777 | A | 7 | 1.1 | E | 8 | 0.044 | F | 8 | 0.2 | F | 8 | 0 | 1 | D | 9 | 0 | C | 8
2002-11-21 | 7:00 | 2 | 199 | 0 | 2 | 9 | 0 | 2 | 21 | 0 | 2 | 9 | 0 | 2 | 9 | 0 | 2 | 21 | 0 | 2 | 9 | 0 | 2 | 25 | 3 | E | 9 | 3 | E | 9 | 2.8 | A | 7 | -3.9 | A | 7 | 59 | A | 7 | 841 | A | 7 | 220 | A | 7 | 6.2 | A | 7 | 16000 | B | 7 | 77777 | A | 7 | 1.1 | E | 8 | 0.044 | F | 8 | 0.2 | F | 8 | 0 | 1 | D | 9 | 0 | C | 8
2002-11-21 | 8:00 | 146 | 1402 | 98 | 2 | 9 | 609 | 2 | 21 | 35 | 2 | 9 | 95 | 2 | 9 | 366 | 2 | 21 | 56 | 2 | 9 | 47 | 2 | 25 | 3 | E | 9 | 3 | E | 9 | 5 | A | 7 | -3.3 | A | 7 | 53 | A | 7 | 844 | A | 7 | 220 | A | 7 | 5.2 | A | 7 | 16000 | B | 7 | 77777 | A | 7 | 1 | E | 8 | 0.044 | F | 8 | 0.2 | F | 8 | 0 | 1 | D | 9 | 0 | C | 8
2002-11-21 | 9:00 | 362 | 1402 | 233 | 2 | 9 | 691 | 2 | 21 | 53 | 2 | 9 | 236 | 2 | 9 | 590 | 2 | 21 | 83 | 2 | 9 | 99 | 2 | 25 | 0 | E | 9 | 0 | E | 9 | 8.9 | A | 7 | -2.2 | A | 7 | 45 | A | 7 | 845 | A | 7 | 230 | A | 7 | 4.1 | A | 7 | 16000 | B | 7 | 77777 | A | 7 | 1 | E | 8 | 0.044 | F | 8 | 0.2 | F | 8 | 0 | 1 | D | 9 | 0 | C | 8
2002-11-21 | 10:00 | 534 | 1402 | 365 | 2 | 9 | 771 | 2 | 21 | 70 | 2 | 9 | 378 | 2 | 9 | 724 | 2 | 21 | 101 | 2 | 9 | 139 | 2 | 25 | 0 | E | 9 | 0 | E | 9 | 12.2 | A | 7 | -2.2 | A | 7 | 36 | A | 7 | 846 | A | 7 | 240 | A | 7 | 3.1 | A | 7 | 16000 | B | 7 | 77777 | A | 7 | 1 | E | 8 | 0.044 | F | 8 | 0.2 | F | 8 | 0 | 1 | D | 9 | 0 | C | 8
2002-11-21 | 11:00 | 650 | 1402 | 453 | 2 | 9 | 795 | 2 | 21 | 83 | 2 | 9 | 472 | 2 | 9 | 771 | 2 | 21 | 113 | 2 | 9 | 172 | 2 | 25 | 0 | E | 9 | 0 | E | 9 | 13.9 | A | 7 | -1.1 | A | 7 | 35 | A | 7 | 843 | A | 7 | 320 | A | 7 | 4.6 | A | 7 | 16000 | B | 7 | 77777 | A | 7 | 0.9 | E | 8 | 0.044 | F | 8 | 0.2 | F | 8 | 0 | 1 | D | 9 | 0 | C | 8
2002-11-21 | 12:00 | 700 | 1402 | 492 | 2 | 9 | 806 | 2 | 21 | 87 | 2 | 9 | 514 | 2 | 9 | 790 | 2 | 21 | 118 | 2 | 9 | 186 | 2 | 25 | 0 | E | 9 | 0 | E | 9 | 13.9 | A | 7 | -1.1 | A | 7 | 35 | A | 7 | 847 | A | 7 | 40 | A | 7 | 3.6 | A | 7 | 16000 | B | 7 | 77777 | A | 7 | 0.9 | E | 8 | 0.044 | F | 8 | 0.2 | F | 8 | 0 | 1 | D | 9 | 0 | C | 8
2002-11-21 | 13:00 | 682 | 1402 | 476 | 2 | 9 | 806 | 2 | 21 | 82 | 2 | 9 | 499 | 2 | 9 | 789 | 2 | 21 | 114 | 2 | 9 | 176 | 2 | 25 | 3 | E | 9 | 3 | E | 9 | 15 | A | 7 | -0.6 | A | 7 | 34 | A | 7 | 847 | A | 7 | 20 | A | 7 | 3.6 | A | 7 | 16000 | B | 7 | 77777 | A | 7 | 0.9 | E | 8 | 0.044 | F | 8 | 0.2 | F | 8 | 0 | 1 | D | 9 | 0 | C | 8
2002-11-21 | 14:00 | 597 | 1402 | 407 | 2 | 9 | 786 | 2 | 21 | 71 | 2 | 9 | 427 | 2 | 9 | 756 | 2 | 21 | 103 | 2 | 9 | 149 | 2 | 25 | 3 | E | 9 | 3 | E | 9 | 14.4 | A | 7 | -0.6 | A | 7 | 35 | A | 7 | 846 | A | 7 | 40 | A | 7 | 3.6 | A | 7 | 16000 | B | 7 | 77777 | A | 7 | 0.9 | E | 8 | 0.044 | F | 8 | 0.2 | F | 8 | 0 | 1 | D | 9 | 0 | C | 8
2002-11-21 | 15:00 | 451 | 1402 | 292 | 2 | 9 | 736 | 2 | 21 | 54 | 2 | 9 | 304 | 2 | 9 | 671 | 2 | 21 | 87 | 2 | 9 | 111 | 2 | 25 | 0 | E | 9 | 0 | E | 9 | 13.9 | A | 7 | -0.6 | A | 7 | 37 | A | 7 | 845 | A | 7 | 40 | A | 7 | 4.1 | A | 7 | 16000 | B | 7 | 77777 | A | 7 | 0.9 | E | 8 | 0.044 | F | 8 | 0.2 | F | 8 | 0 | 1 | D | 9 | 0 | C | 8
2002-11-21 | 16:00 | 253 | 1402 | 134 | 2 | 9 | 563 | 2 | 21 | 32 | 2 | 9 | 139 | 2 | 9 | 435 | 2 | 21 | 59 | 2 | 9 | 65 | 2 | 25 | 1 | E | 9 | 1 | E | 9 | 13.3 | A | 7 | -0.6 | A | 7 | 38 | A | 7 | 845 | A | 7 | 0 | A | 7 | 0 | A | 7 | 16000 | B | 7 | 77777 | A | 7 | 0.9 | E | 8 | 0.044 | F | 8 | 0.2 | F | 8 | 0 | 1 | D | 9 | 0 | C | 8
2002-11-21 | 17:00 | 43 | 853 | 6 | 2 | 9 | 170 | 2 | 21 | 3 | 2 | 9 | 13 | 2 | 9 | 97 | 2 | 21 | 8 | 2 | 9 | 11 | 2 | 25 | 5 | E | 9 | 5 | A | 7 | 12.2 | A | 7 | -0.6 | A | 7 | 41 | A | 7 | 845 | A | 7 | 0 | A | 7 | 0 | A | 7 | 16000 | B | 7 | 77777 | A | 7 | 0.9 | E | 8 | 0.044 | F | 8 | 0.2 | F | 8 | 0 | 1 | D | 9 | 0 | C | 8
2002-11-21 | 18:00 | 0 | 0 | 0 | 2 | 0 | 0 | 2 | 0 | 0 | 2 | 0 | 0 | 2 | 0 | 0 | 2 | 0 | 0 | 2 | 0 | 0 | 2 | 0 | 0 | E | 9 | 0 | E | 9 | 8.3 | A | 7 | -1.7 | A | 7 | 48 | A | 7 | 843 | A | 7 | 140 | A | 7 | 1.5 | A | 7 | 16000 | B | 7 | 77777 | A | 7 | 0.9 | E | 8 | 0.044 | F | 8 | 0.2 | F | 8 | 0 | 1 | D | 9 | 0 | C | 8
2002-11-21 | 19:00 | 0 | 0 | 0 | 2 | 0 | 0 | 2 | 0 | 0 | 2 | 0 | 0 | 2 | 0 | 0 | 2 | 0 | 0 | 2 | 0 | 0 | 2 | 0 | 0 | E | 9 | 0 | E | 9 | 3.9 | A | 7 | -3.3 | A | 7 | 57 | A | 7 | 842 | A | 7 | 160 | A | 7 | 3.6 | A | 7 | 16000 | B | 7 | 77777 | A | 7 | 0.9 | E | 8 | 0.044 | F | 8 | 0.2 | F | 8 | 0 | 1 | D | 9 | 0 | C | 8
2002-11-21 | 20:00 | 0 | 0 | 0 | 2 | 0 | 0 | 2 | 0 | 0 | 2 | 0 | 0 | 2 | 0 | 0 | 2 | 0 | 0 | 2 | 0 | 0 | 2 | 0 | 0 | E | 9 | 0 | E | 9 | 5 | A | 7 | -1.7 | A | 7 | 61 | A | 7 | 841 | A | 7 | 170 | A | 7 | 4.1 | A | 7 | 16000 | B | 7 | 77777 | A | 7 | 0.8 | E | 8 | 0.044 | F | 8 | 0.2 | F | 8 | 0 | 1 | D | 9 | 0 | C | 8
2002-11-21 | 21:00 | 0 | 0 | 0 | 2 | 0 | 0 | 2 | 0 | 0 | 2 | 0 | 0 | 2 | 0 | 0 | 2 | 0 | 0 | 2 | 0 | 0 | 2 | 0 | 0 | E | 9 | 0 | E | 9 | 3.3 | A | 7 | -2.8 | A | 7 | 63 | A | 7 | 840 | A | 7 | 190 | A | 7 | 4.1 | A | 7 | 16000 | B | 7 | 77777 | A | 7 | 0.8 | E | 8 | 0.044 | F | 8 | 0.2 | F | 8 | 0 | 1 | D | 9 | 0 | C | 8
2002-11-21 | 22:00 | 0 | 0 | 0 | 2 | 0 | 0 | 2 | 0 | 0 | 2 | 0 | 0 | 2 | 0 | 0 | 2 | 0 | 0 | 2 | 0 | 0 | 2 | 0 | 0 | E | 9 | 0 | E | 9 | 0.6 | A | 7 | -3.9 | A | 7 | 69 | A | 7 | 837 | A | 7 | 180 | A | 7 | 4.1 | A | 7 | 16000 | B | 7 | 77777 | A | 7 | 0.7 | E | 8 | 0.044 | F | 8 | 0.2 | F | 8 | 0 | 1 | D | 9 | 0 | C | 8
2002-11-21 | 23:00 | 0 | 0 | 0 | 2 | 0 | 0 | 2 | 0 | 0 | 2 | 0 | 0 | 2 | 0 | 0 | 2 | 0 | 0 | 2 | 0 | 0 | 2 | 0 | 0 | E | 9 | 0 | E | 9 | 2.8 | A | 7 | -2.2 | A | 7 | 68 | A | 7 | 840 | A | 7 | 190 | A | 7 | 4.6 | A | 7 | 16000 | B | 7 | 77777 | A | 7 | 0.6 | E | 8 | 0.044 | F | 8 | 0.2 | F | 8 | 0 | 1 | D | 9 | 0 | C | 8
2002-11-21 | 24:00 | 0 | 0 | 0 | 2 | 0 | 0 | 2 | 0 | 0 | 2 | 0 | 0 | 2 | 0 | 0 | 2 | 0 | 0 | 2 | 0 | 0 | 2 | 0 | 0 | E | 9 | 0 | E | 9 | 1.7 | A | 7 | -2.8 | A | 7 | 70 | A | 7 | 836 | A | 7 | 190 | A | 7 | 5.2 | A | 7 | 16000 | B | 7 | 77777 | A | 7 | 0.5 | E | 8 | 0.044 | F | 8 | 0.2 | F | 8 | 0 | 1 | D | 9 | 0 | C | 8
2002-11-22 | 1:00 | 0 | 0 | 0 | 2 | 0 | 0 | 2 | 0 | 0 | 2 | 0 | 0 | 2 | 0 | 0 | 2 | 0 | 0 | 2 | 0 | 0 | 2 | 0 | 1 | E | 9 | 1 | E | 9 | 2.2 | A | 7 | -2.8 | A | 7 | 68 | A | 7 | 835 | A | 7 | 190 | A | 7 | 4.6 | A | 7 | 16000 | B | 7 | 77777 | A | 7 | 0.5 | E | 8 | 0.044 | F | 8 | 0.2 | F | 8 | 0 | 1 | D | 9 | 0 | C | 8
2002-11-22 | 2:00 | 0 | 0 | 0 | 2 | 0 | 0 | 2 | 0 | 0 | 2 | 0 | 0 | 2 | 0 | 0 | 2 | 0 | 0 | 2 | 0 | 0 | 2 | 0 | 2 | E | 9 | 2 | E | 9 | 5.6 | A | 7 | -2.8 | A | 7 | 53 | A | 7 | 836 | A | 7 | 210 | A | 7 | 7.7 | A | 7 | 16000 | B | 7 | 77777 | A | 7 | 0.4 | E | 8 | 0.044 | F | 8 | 0.2 | F | 8 | 0 | 1 | D | 9 | 0 | C | 8
2002-11-22 | 3:00 | 0 | 0 | 0 | 2 | 0 | 0 | 2 | 0 | 0 | 2 | 0 | 0 | 2 | 0 | 0 | 2 | 0 | 0 | 2 | 0 | 0 | 2 | 0 | 1 | E | 9 | 1 | E | 9 | 5 | A | 7 | -3.9 | A | 7 | 51 | A | 7 | 836 | A | 7 | 210 | A | 7 | 8.2 | A | 7 | 16000 | B | 7 | 77777 | A | 7 | 0.5 | E | 8 | 0.044 | F | 8 | 0.2 | F | 8 | 0 | 1 | D | 9 | 0 | C | 8
2002-11-22 | 4:00 | 0 | 0 | 0 | 2 | 0 | 0 | 2 | 0 | 0 | 2 | 0 | 0 | 2 | 0 | 0 | 2 | 0 | 0 | 2 | 0 | 0 | 2 | 0 | 0 | E | 9 | 0 | E | 9 | 5 | A | 7 | -5 | A | 7 | 46 | A | 7 | 835 | A | 7 | 210 | A | 7 | 7.7 | A | 7 | 16000 | B | 7 | 77777 | A | 7 | 0.5 | E | 8 | 0.044 | F | 8 | 0.2 | F | 8 | 0 | 1 | D | 9 | 0 | C | 8
2002-11-22 | 5:00 | 0 | 0 | 0 | 2 | 0 | 0 | 2 | 0 | 0 | 2 | 0 | 0 | 2 | 0 | 0 | 2 | 0 | 0 | 2 | 0 | 0 | 2 | 0 | 0 | E | 9 | 0 | E | 9 | 5 | A | 7 | -6.1 | A | 7 | 42 | A | 7 | 836 | A | 7 | 220 | A | 7 | 8.8 | A | 7 | 16000 | B | 7 | 77777 | A | 7 | 0.5 | E | 8 | 0.044 | F | 8 | 0.2 | F | 8 | 0 | 1 | D | 9 | 0 | C | 8
2002-11-22 | 6:00 | 0 | 0 | 0 | 2 | 0 | 0 | 2 | 0 | 0 | 2 | 0 | 0 | 2 | 0 | 0 | 2 | 0 | 0 | 2 | 0 | 0 | 2 | 0 | 0 | E | 9 | 0 | E | 9 | 6.1 | A | 7 | -7.8 | A | 7 | 33 | A | 7 | 836 | A | 7 | 210 | A | 7 | 8.2 | A | 7 | 16000 | B | 7 | 77777 | A | 7 | 0.5 | E | 8 | 0.044 | F | 8 | 0.2 | F | 8 | 0 | 1 | D | 9 | 0 | C | 8
2002-11-22 | 7:00 | 2 | 175 | 0 | 2 | 9 | 0 | 2 | 21 | 0 | 2 | 9 | 0 | 2 | 9 | 0 | 2 | 21 | 0 | 2 | 9 | 0 | 2 | 25 | 0 | E | 9 | 0 | E | 9 | 6.1 | A | 7 | -8.3 | A | 7 | 32 | A | 7 | 836 | A | 7 | 210 | A | 7 | 8.8 | A | 7 | 16000 | B | 7 | 77777 | A | 7 | 0.5 | E | 8 | 0.044 | F | 8 | 0.2 | F | 8 | 0 | 1 | D | 9 | 0 | C | 8
2002-11-22 | 8:00 | 141 | 1402 | 102 | 2 | 9 | 532 | 2 | 21 | 48 | 2 | 9 | 99 | 2 | 9 | 280 | 2 | 21 | 71 | 2 | 9 | 73 | 2 | 25 | 0 | E | 9 | 0 | E | 9 | 8.3 | A | 7 | -8.9 | A | 7 | 26 | A | 7 | 837 | A | 7 | 220 | A | 7 | 8.2 | A | 7 | 16000 | B | 7 | 77777 | A | 7 | 0.5 | E | 8 | 0.044 | F | 8 | 0.2 | F | 8 | 0 | 1 | D | 9 | 0 | C | 8
2002-11-22 | 9:00 | 357 | 1402 | 218 | 2 | 9 | 614 | 2 | 21 | 61 | 2 | 9 | 225 | 2 | 9 | 515 | 2 | 21 | 93 | 2 | 9 | 113 | 2 | 25 | 3 | E | 9 | 2 | E | 9 | 13.3 | A | 7 | -8.3 | A | 7 | 20 | A | 7 | 839 | A | 7 | 220 | A | 7 | 6.2 | A | 7 | 16000 | B | 7 | 77777 | A | 7 | 0.5 | E | 8 | 0.044 | F | 8 | 0.2 | F | 8 | 0 | 1 | D | 9 | 0 | C | 8
2002-11-22 | 10:00 | 529 | 1402 | 326 | 2 | 9 | 500 | 2 | 21 | 136 | 2 | 9 | 339 | 2 | 9 | 473 | 2 | 21 | 160 | 2 | 9 | 266 | 2 | 25 | 6 | E | 9 | 4 | E | 9 | 17.8 | A | 7 | -8.3 | A | 7 | 15 | A | 7 | 840 | A | 7 | 200 | A | 7 | 5.7 | A | 7 | 16000 | B | 7 | 77777 | A | 7 | 0.5 | E | 8 | 0.044 | F | 8 | 0.2 | F | 8 | 0 | 1 | D | 9 | 0 | C | 8
2002-11-22 | 11:00 | 645 | 1402 | 491 | 2 | 9 | 783 | 2 | 21 | 129 | 2 | 9 | 507 | 2 | 9 | 756 | 2 | 21 | 158 | 2 | 9 | 257 | 2 | 25 | 5 | E | 9 | 3 | E | 9 | 20 | A | 7 | -8.3 | A | 7 | 13 | A | 7 | 834 | A | 7 | 250 | A | 7 | 3.6 | A | 7 | 16000 | B | 7 | 77777 | A | 7 | 0.5 | E | 8 | 0.044 | F | 8 | 0.2 | F | 8 | 0 | 1 | D | 9 | 0 | C | 8
2002-11-22 | 12:00 | 696 | 1402 | 474 | 2 | 9 | 638 | 2 | 21 | 156 | 2 | 9 | 486 | 2 | 9 | 619 | 2 | 21 | 178 | 2 | 9 | 313 | 2 | 25 | 7 | E | 9 | 5 | E | 9 | 21.1 | A | 7 | -10 | A | 7 | 10 | A | 7 | 840 | A | 7 | 270 | A | 7 | 8.2 | A | 7 | 16000 | B | 7 | 77777 | A | 7 | 0.5 | E | 8 | 0.044 | F | 8 | 0.2 | F | 8 | 0 | 1 | D | 9 | 0 | C | 8
2002-11-22 | 13:00 | 678 | 1402 | 517 | 2 | 9 | 848 | 2 | 21 | 105 | 2 | 9 | 527 | 2 | 9 | 819 | 2 | 21 | 130 | 2 | 9 | 200 | 2 | 25 | 9 | E | 9 | 6 | E | 9 | 21.1 | A | 7 | -10 | A | 7 | 10 | A | 7 | 839 | A | 7 | 290 | A | 7 | 9.3 | A | 7 | 16000 | B | 7 | 77777 | A | 7 | 0.5 | E | 8 | 0.044 | F | 8 | 0.2 | F | 8 | 0 | 1 | D | 9 | 0 | C | 8
2002-11-22 | 14:00 | 593 | 1402 | 441 | 2 | 9 | 692 | 2 | 21 | 147 | 2 | 9 | 447 | 2 | 9 | 649 | 2 | 21 | 171 | 2 | 9 | 271 | 2 | 25 | 9 | E | 9 | 5 | E | 9 | 19.4 | A | 7 | -8.3 | A | 7 | 13 | A | 7 | 838 | A | 7 | 310 | A | 7 | 5.2 | A | 7 | 16000 | B | 7 | 7620 | A | 7 | 0.5 | E | 8 | 0.044 | F | 8 | 0.2 | F | 8 | 0 | 1 | D | 9 | 0 | C | 8
2002-11-22 | 15:00 | 447 | 1402 | 169 | 2 | 9 | 104 | 2 | 21 | 136 | 2 | 9 | 183 | 2 | 9 | 96 | 2 | 21 | 153 | 2 | 9 | 307 | 2 | 25 | 10 | E | 9 | 4 | E | 9 | 18.9 | A | 7 | -8.3 | A | 7 | 14 | A | 7 | 838 | A | 7 | 320 | A | 7 | 2.6 | A | 7 | 16000 | B | 7 | 6706 | A | 7 | 0.5 | E | 8 | 0.044 | F | 8 | 0.2 | F | 8 | 0 | 1 | D | 9 | 0 | C | 8
2002-11-22 | 16:00 | 250 | 1402 | 103 | 2 | 9 | 206 | 2 | 21 | 66 | 2 | 9 | 109 | 2 | 9 | 145 | 2 | 21 | 82 | 2 | 9 | 125 | 2 | 25 | 9 | E | 9 | 4 | E | 9 | 18.3 | A | 7 | -9.4 | A | 7 | 13 | A | 7 | 838 | A | 7 | 360 | A | 7 | 4.1 | A | 7 | 16000 | B | 7 | 6096 | A | 7 | 0.5 | E | 8 | 0.044 | F | 8 | 0.2 | F | 8 | 0 | 1 | D | 9 | 0 | C | 8
2002-11-22 | 17:00 | 41 | 853 | 2 | 2 | 9 | 0 | 2 | 21 | 2 | 2 | 9 | 3 | 2 | 9 | 0 | 2 | 21 | 3 | 2 | 9 | 8 | 2 | 25 | 7 | E | 9 | 7 | A | 7 | 17.8 | A | 7 | -8.3 | A | 7 | 15 | A | 7 | 833 | A | 7 | 320 | A | 7 | 9.3 | A | 7 | 16000 | B | 7 | 6706 | A | 7 | 0.5 | E | 8 | 0.044 | F | 8 | 0.2 | F | 8 | 0 | 1 | D | 9 | 0 | C | 8
2002-11-22 | 18:00 | 0 | 0 | 0 | 2 | 0 | 0 | 2 | 0 | 0 | 2 | 0 | 0 | 2 | 0 | 0 | 2 | 0 | 0 | 2 | 0 | 0 | 2 | 0 | 9 | E | 9 | 4 | E | 9 | 15.6 | A | 7 | -7.2 | A | 7 | 19 | A | 7 | 838 | A | 7 | 320 | A | 7 | 7.2 | A | 7 | 16000 | B | 7 | 6096 | A | 7 | 0.6 | E | 8 | 0.044 | F | 8 | 0.2 | F | 8 | 0 | 1 | D | 9 | 0 | C | 8
2002-11-22 | 19:00 | 0 | 0 | 0 | 2 | 0 | 0 | 2 | 0 | 0 | 2 | 0 | 0 | 2 | 0 | 0 | 2 | 0 | 0 | 2 | 0 | 0 | 2 | 0 | 10 | E | 9 | 5 | E | 9 | 9.4 | A | 7 | -7.8 | A | 7 | 27 | A | 7 | 836 | A | 7 | 40 | A | 7 | 5.2 | A | 7 | 16000 | B | 7 | 4267 | A | 7 | 0.6 | E | 8 | 0.044 | F | 8 | 0.2 | F | 8 | 0 | 1 | D | 9 | 0 | C | 8
2002-11-22 | 20:00 | 0 | 0 | 0 | 2 | 0 | 0 | 2 | 0 | 0 | 2 | 0 | 0 | 2 | 0 | 0 | 2 | 0 | 0 | 2 | 0 | 0 | 2 | 0 | 8 | E | 9 | 4 | E | 9 | 10 | A | 7 | -7.2 | A | 7 | 27 | A | 7 | 837 | A | 7 | 30 | A | 7 | 4.6 | A | 7 | 16000 | B | 7 | 4267 | A | 7 | 0.6 | E | 8 | 0.044 | F | 8 | 0.2 | F | 8 | 0 | 1 | D | 9 | 0 | C | 8
2002-11-22 | 21:00 | 0 | 0 | 0 | 2 | 0 | 0 | 2 | 0 | 0 | 2 | 0 | 0 | 2 | 0 | 0 | 2 | 0 | 0 | 2 | 0 | 0 | 2 | 0 | 6 | E | 9 | 5 | E | 9 | 6.7 | A | 7 | -4.4 | A | 7 | 43 | A | 7 | 835 | A | 7 | 90 | A | 7 | 4.6 | A | 7 | 16000 | B | 7 | 4267 | A | 7 | 0.7 | E | 8 | 0.044 | F | 8 | 0.2 | F | 8 | 0 | 1 | D | 9 | 0 | C | 8
2002-11-22 | 22:00 | 0 | 0 | 0 | 2 | 0 | 0 | 2 | 0 | 0 | 2 | 0 | 0 | 2 | 0 | 0 | 2 | 0 | 0 | 2 | 0 | 0 | 2 | 0 | 7 | E | 9 | 6 | E | 9 | 4.4 | A | 7 | -5 | A | 7 | 48 | A | 7 | 834 | A | 7 | 120 | A | 7 | 4.1 | A | 7 | 16000 | B | 7 | 4267 | A | 7 | 0.7 | E | 8 | 0.044 | F | 8 | 0.2 | F | 8 | 0 | 1 | D | 9 | 0 | C | 8
2002-11-22 | 23:00 | 0 | 0 | 0 | 2 | 0 | 0 | 2 | 0 | 0 | 2 | 0 | 0 | 2 | 0 | 0 | 2 | 0 | 0 | 2 | 0 | 0 | 2 | 0 | 10 | E | 9 | 6 | E | 9 | 5 | A | 7 | -4.4 | A | 7 | 48 | A | 7 | 837 | A | 7 | 160 | A | 7 | 2.1 | A | 7 | 16000 | B | 7 | 6096 | A | 7 | 0.8 | E | 8 | 0.044 | F | 8 | 0.2 | F | 8 | 0 | 1 | D | 9 | 0 | C | 8
2002-11-22 | 24:00 | 0 | 0 | 0 | 2 | 0 | 0 | 2 | 0 | 0 | 2 | 0 | 0 | 2 | 0 | 0 | 2 | 0 | 0 | 2 | 0 | 0 | 2 | 0 | 9 | E | 9 | 5 | E | 9 | 6.1 | A | 7 | -3.9 | A | 7 | 47 | A | 7 | 836 | A | 7 | 270 | A | 7 | 3.1 | A | 7 | 16000 | B | 7 | 3962 | A | 7 | 0.8 | E | 8 | 0.044 | F | 8 | 0.2 | F | 8 | 0 | 1 | D | 9 | 0 | C | 8
2002-11-23 | 1:00 | 0 | 0 | 0 | 2 | 0 | 0 | 2 | 0 | 0 | 2 | 0 | 0 | 2 | 0 | 0 | 2 | 0 | 0 | 2 | 0 | 0 | 2 | 0 | 7 | E | 9 | 7 | E | 9 | 4.4 | A | 7 | -5 | A | 7 | 48 | A | 7 | 835 | A | 7 | 270 | A | 7 | 2.6 | A | 7 | 16000 | B | 7 | 77777 | A | 7 | 0.8 | E | 8 | 0.044 | F | 8 | 0.2 | F | 8 | 0 | 1 | D | 9 | 0 | C | 8
2002-11-23 | 2:00 | 0 | 0 | 0 | 2 | 0 | 0 | 2 | 0 | 0 | 2 | 0 | 0 | 2 | 0 | 0 | 2 | 0 | 0 | 2 | 0 | 0 | 2 | 0 | 7 | E | 9 | 6 | E | 9 | 3.9 | A | 7 | -3.3 | A | 7 | 57 | A | 7 | 835 | A | 7 | 300 | A | 7 | 2.6 | A | 7 | 16000 | B | 7 | 6096 | A | 7 | 0.8 | E | 8 | 0.044 | F | 8 | 0.2 | F | 8 | 0 | 1 | D | 9 | 0 | C | 8
2002-11-23 | 3:00 | 0 | 0 | 0 | 2 | 0 | 0 | 2 | 0 | 0 | 2 | 0 | 0 | 2 | 0 | 0 | 2 | 0 | 0 | 2 | 0 | 0 | 2 | 0 | 7 | E | 9 | 6 | E | 9 | 2.2 | A | 7 | -2.8 | A | 7 | 68 | A | 7 | 834 | A | 7 | 50 | A | 7 | 2.6 | A | 7 | 16000 | B | 7 | 6096 | A | 7 | 0.8 | E | 8 | 0.044 | F | 8 | 0.2 | F | 8 | 0 | 1 | D | 9 | 0 | C | 8
2002-11-23 | 4:00 | 0 | 0 | 0 | 2 | 0 | 0 | 2 | 0 | 0 | 2 | 0 | 0 | 2 | 0 | 0 | 2 | 0 | 0 | 2 | 0 | 0 | 2 | 0 | 8 | E | 9 | 6 | E | 9 | 0.6 | A | 7 | -3.9 | A | 7 | 69 | A | 7 | 833 | A | 7 | 90 | A | 7 | 3.1 | A | 7 | 16000 | B | 7 | 6096 | A | 7 | 0.9 | E | 8 | 0.044 | F | 8 | 0.2 | F | 8 | 0 | 1 | D | 9 | 0 | C | 8
2002-11-23 | 5:00 | 0 | 0 | 0 | 2 | 0 | 0 | 2 | 0 | 0 | 2 | 0 | 0 | 2 | 0 | 0 | 2 | 0 | 0 | 2 | 0 | 0 | 2 | 0 | 10 | E | 9 | 9 | E | 9 | -0.6 | A | 7 | -3.3 | A | 7 | 80 | A | 7 | 836 | A | 7 | 130 | A | 7 | 5.2 | A | 7 | 16000 | B | 7 | 6096 | A | 7 | 0.9 | E | 8 | 0.044 | F | 8 | 0.2 | F | 8 | 0 | 1 | D | 9 | 0 | C | 8
2002-11-23 | 6:00 | 0 | 0 | 0 | 2 | 0 | 0 | 2 | 0 | 0 | 2 | 0 | 0 | 2 | 0 | 0 | 2 | 0 | 0 | 2 | 0 | 0 | 2 | 0 | 10 | B | 8 | 8 | B | 8 | 0 | A | 7 | -2.8 | A | 7 | 79 | A | 7 | 832 | A | 7 | 180 | A | 7 | 3.1 | A | 7 | 16000 | B | 7 | 6096 | A | 7 | 0.9 | E | 8 | 0.044 | F | 8 | 0.2 | F | 8 | 0 | 1 | D | 9 | 0 | C | 8
2002-11-23 | 7:00 | 1 | 152 | 0 | 2 | 9 | 0 | 2 | 21 | 0 | 2 | 9 | 0 | 2 | 9 | 0 | 2 | 21 | 0 | 2 | 9 | 0 | 2 | 25 | 10 | E | 9 | 6 | E | 9 | -0.6 | A | 7 | -3.3 | A | 7 | 80 | A | 7 | 832 | A | 7 | 100 | A | 7 | 1.5 | A | 7 | 16000 | B | 7 | 6096 | A | 7 | 0.9 | E | 8 | 0.044 | F | 8 | 0.2 | F | 8 | 0 | 1 | D | 9 | 0 | C | 8
2002-11-23 | 8:00 | 137 | 1403 | 15 | 2 | 9 | 0 | 2 | 21 | 15 | 2 | 9 | 18 | 2 | 9 | 0 | 2 | 21 | 18 | 2 | 9 | 58 | 2 | 25 | 8 | E | 9 | 5 | E | 9 | 0.6 | A | 7 | -2.8 | A | 7 | 76 | A | 7 | 832 | A | 7 | 120 | A | 7 | 3.1 | A | 7 | 16000 | B | 7 | 6096 | A | 7 | 0.9 | E | 8 | 0.044 | F | 8 | 0.2 | F | 8 | 0 | 1 | D | 9 | 0 | C | 8
2002-11-23 | 9:00 | 352 | 1403 | 189 | 2 | 9 | 376 | 2 | 21 | 94 | 2 | 9 | 194 | 2 | 9 | 311 | 2 | 21 | 116 | 2 | 9 | 176 | 2 | 25 | 7 | E | 9 | 5 | E | 9 | 6.1 | A | 7 | 0 | A | 7 | 65 | A | 7 | 834 | A | 7 | 150 | A | 7 | 4.6 | A | 7 | 16000 | B | 7 | 6096 | A | 7 | 0.9 | E | 8 | 0.044 | F | 8 | 0.2 | F | 8 | 0 | 1 | D | 9 | 0 | C | 8
2002-11-23 | 10:00 | 525 | 1403 | 240 | 2 | 9 | 173 | 2 | 21 | 175 | 2 | 9 | 259 | 2 | 9 | 167 | 2 | 21 | 196 | 2 | 9 | 405 | 2 | 25 | 8 | E | 9 | 7 | E | 9 | 8.9 | A | 7 | 0 | A | 7 | 54 | A | 7 | 835 | A | 7 | 180 | A | 7 | 6.7 | A | 7 | 16000 | B | 7 | 6096 | A | 7 | 0.9 | E | 8 | 0.044 | F | 8 | 0.2 | F | 8 | 0 | 1 | D | 9 | 0 | C | 8
2002-11-23 | 11:00 | 641 | 1403 | 384 | 2 | 9 | 437 | 2 | 21 | 184 | 2 | 9 | 398 | 2 | 9 | 430 | 2 | 21 | 201 | 2 | 9 | 383 | 2 | 25 | 9 | E | 9 | 8 | E | 9 | 8.3 | A | 7 | -0.6 | A | 7 | 53 | A | 7 | 834 | A | 7 | 270 | A | 7 | 3.6 | A | 7 | 16000 | B | 7 | 6706 | A | 7 | 0.8 | E | 8 | 0.044 | F | 8 | 0.2 | F | 8 | 0 | 1 | D | 9 | 0 | C | 8
2002-11-23 | 12:00 | 692 | 1403 | 449 | 2 | 9 | 656 | 2 | 21 | 125 | 2 | 9 | 469 | 2 | 9 | 643 | 2 | 21 | 150 | 2 | 9 | 261 | 2 | 25 | 6 | E | 9 | 6 | E | 9 | 8.9 | A | 7 | -1.1 | A | 7 | 49 | A | 7 | 833 | A | 7 | 280 | A | 7 | 5.2 | A | 7 | 16000 | B | 7 | 6706 | A | 7 | 0.9 | E | 8 | 0.044 | F | 8 | 0.2 | F | 8 | 0 | 1 | D | 9 | 0 | C | 8
2002-11-23 | 13:00 | 674 | 1403 | 435 | 2 | 9 | 651 | 2 | 21 | 121 | 2 | 9 | 454 | 2 | 9 | 636 | 2 | 21 | 146 | 2 | 9 | 250 | 2 | 25 | 8 | E | 9 | 7 | E | 9 | 8.9 | A | 7 | -1.1 | A | 7 | 49 | A | 7 | 832 | A | 7 | 300 | A | 7 | 1.5 | A | 7 | 16000 | B | 7 | 7620 | A | 7 | 0.9 | E | 8 | 0.044 | F | 8 | 0.2 | F | 8 | 0 | 1 | D | 9 | 0 | C | 8
2002-11-23 | 14:00 | 590 | 1403 | 350 | 2 | 9 | 514 | 2 | 21 | 133 | 2 | 9 | 371 | 2 | 9 | 499 | 2 | 21 | 160 | 2 | 9 | 262 | 2 | 25 | 8 | E | 9 | 6 | E | 9 | 10 | A | 7 | -1.1 | A | 7 | 45 | A | 7 | 831 | A | 7 | 340 | A | 7 | 3.6 | A | 7 | 16000 | B | 7 | 7620 | A | 7 | 0.9 | E | 8 | 0.044 | F | 8 | 0.2 | F | 8 | 0 | 1 | D | 9 | 0 | C | 8
2002-11-23 | 15:00 | 444 | 1403 | 254 | 2 | 9 | 498 | 2 | 21 | 96 | 2 | 9 | 269 | 2 | 9 | 449 | 2 | 21 | 126 | 2 | 9 | 179 | 2 | 25 | 6 | E | 9 | 6 | E | 9 | 10.6 | A | 7 | -1.1 | A | 7 | 44 | A | 7 | 831 | A | 7 | 340 | A | 7 | 2.1 | A | 7 | 16000 | B | 7 | 77777 | A | 7 | 0.9 | E | 8 | 0.044 | F | 8 | 0.2 | F | 8 | 0 | 1 | D | 9 | 0 | C | 8
2002-11-23 | 16:00 | 248 | 1403 | 138 | 2 | 9 | 497 | 2 | 21 | 50 | 2 | 9 | 141 | 2 | 9 | 359 | 2 | 21 | 77 | 2 | 9 | 88 | 2 | 25 | 5 | E | 9 | 4 | E | 9 | 8.9 | A | 7 | -1.7 | A | 7 | 47 | A | 7 | 830 | A | 7 | 320 | A | 7 | 3.1 | A | 7 | 16000 | B | 7 | 77777 | A | 7 | 0.8 | E | 8 | 0.044 | F | 8 | 0.2 | F | 8 | 0 | 1 | D | 9 | 0 | C | 8
2002-11-23 | 17:00 | 40 | 830 | 2 | 2 | 9 | 0 | 2 | 21 | 2 | 2 | 9 | 3 | 2 | 9 | 0 | 2 | 21 | 3 | 2 | 9 | 8 | 2 | 25 | 6 | E | 9 | 5 | A | 7 | 6.1 | A | 7 | -1.7 | A | 7 | 56 | A | 7 | 828 | A | 7 | 310 | A | 7 | 5.2 | A | 7 | 16000 | B | 7 | 77777 | A | 7 | 0.8 | E | 8 | 0.044 | F | 8 | 0.2 | F | 8 | 0 | 1 | D | 9 | 0 | C | 8
2002-11-23 | 18:00 | 0 | 0 | 0 | 2 | 0 | 0 | 2 | 0 | 0 | 2 | 0 | 0 | 2 | 0 | 0 | 2 | 0 | 0 | 2 | 0 | 0 | 2 | 0 | 5 | B | 8 | 5 | B | 8 | 3.9 | A | 7 | -2.2 | A | 7 | 63 | A | 7 | 829 | A | 7 | 290 | A | 7 | 5.2 | A | 7 | 16000 | B | 7 | 77777 | A | 7 | 0.7 | E | 8 | 0.044 | F | 8 | 0.2 | F | 8 | 0 | 1 | D | 9 | 0 | C | 8
2002-11-23 | 19:00 | 0 | 0 | 0 | 2 | 0 | 0 | 2 | 0 | 0 | 2 | 0 | 0 | 2 | 0 | 0 | 2 | 0 | 0 | 2 | 0 | 0 | 2 | 0 | 4 | B | 8 | 4 | B | 8 | 3.3 | A | 7 | -2.8 | A | 7 | 63 | A | 7 | 829 | A | 7 | 280 | A | 7 | 5.2 | A | 7 | 16000 | B | 7 | 77777 | A | 7 | 0.7 | E | 8 | 0.044 | F | 8 | 0.2 | F | 8 | 0 | 1 | D | 9 | 0 | C | 8
2002-11-23 | 20:00 | 0 | 0 | 0 | 2 | 0 | 0 | 2 | 0 | 0 | 2 | 0 | 0 | 2 | 0 | 0 | 2 | 0 | 0 | 2 | 0 | 0 | 2 | 0 | 4 | E | 9 | 4 | E | 9 | 0.6 | A | 7 | -2.8 | A | 7 | 76 | A | 7 | 829 | A | 7 | 300 | A | 7 | 6.7 | A | 7 | 16000 | B | 7 | 77777 | A | 7 | 0.7 | E | 8 | 0.044 | F | 8 | 0.2 | F | 8 | 0 | 1 | D | 9 | 0 | C | 8
2002-11-23 | 21:00 | 0 | 0 | 0 | 2 | 0 | 0 | 2 | 0 | 0 | 2 | 0 | 0 | 2 | 0 | 0 | 2 | 0 | 0 | 2 | 0 | 0 | 2 | 0 | 0 | E | 9 | 0 | E | 9 | -1.7 | A | 7 | -5.6 | A | 7 | 72 | A | 7 | 828 | A | 7 | 300 | A | 7 | 6.7 | A | 7 | 16000 | B | 7 | 77777 | A | 7 | 0.7 | E | 8 | 0.044 | F | 8 | 0.2 | F | 8 | 0 | 1 | D | 9 | 0 | C | 8
2002-11-23 | 22:00 | 0 | 0 | 0 | 2 | 0 | 0 | 2 | 0 | 0 | 2 | 0 | 0 | 2 | 0 | 0 | 2 | 0 | 0 | 2 | 0 | 0 | 2 | 0 | 1 | E | 9 | 1 | E | 9 | -2.2 | A | 7 | -6.7 | A | 7 | 68 | A | 7 | 827 | A | 7 | 310 | A | 7 | 8.8 | A | 7 | 16000 | B | 7 | 77777 | A | 7 | 0.8 | E | 8 | 0.044 | F | 8 | 0.2 | F | 8 | 0 | 1 | D | 9 | 0 | C | 8
2002-11-23 | 23:00 | 0 | 0 | 0 | 2 | 0 | 0 | 2 | 0 | 0 | 2 | 0 | 0 | 2 | 0 | 0 | 2 | 0 | 0 | 2 | 0 | 0 | 2 | 0 | 8 | E | 9 | 8 | E | 9 | -2.2 | A | 7 | -7.8 | A | 7 | 62 | A | 7 | 831 | A | 7 | 310 | A | 7 | 6.2 | A | 7 | 16000 | B | 7 | 762 | A | 7 | 0.8 | E | 8 | 0.044 | F | 8 | 0.2 | F | 8 | 0 | 1 | D | 9 | 0 | C | 8
2002-11-23 | 24:00 | 0 | 0 | 0 | 2 | 0 | 0 | 2 | 0 | 0 | 2 | 0 | 0 | 2 | 0 | 0 | 2 | 0 | 0 | 2 | 0 | 0 | 2 | 0 | 10 | E | 9 | 10 | E | 9 | -1.7 | A | 7 | -7.8 | A | 7 | 59 | A | 7 | 828 | A | 7 | 320 | A | 7 | 6.2 | A | 7 | 16000 | B | 7 | 701 | A | 7 | 0.8 | E | 8 | 0.044 | F | 8 | 0.2 | F | 8 | 0 | 1 | D | 9 | 0 | C | 8
2002-11-24 | 1:00 | 0 | 0 | 0 | 2 | 0 | 0 | 2 | 0 | 0 | 2 | 0 | 0 | 2 | 0 | 0 | 2 | 0 | 0 | 2 | 0 | 0 | 2 | 0 | 10 | E | 9 | 10 | E | 9 | -1.7 | A | 7 | -7.8 | A | 7 | 59 | A | 7 | 828 | A | 7 | 330 | A | 7 | 6.7 | A | 7 | 16000 | B | 7 | 488 | A | 7 | 0.8 | E | 8 | 0.044 | F | 8 | 0.2 | F | 8 | 0 | 1 | D | 9 | 0 | C | 8
2002-11-24 | 2:00 | 0 | 0 | 0 | 2 | 0 | 0 | 2 | 0 | 0 | 2 | 0 | 0 | 2 | 0 | 0 | 2 | 0 | 0 | 2 | 0 | 0 | 2 | 0 | 10 | E | 9 | 10 | E | 9 | -2.2 | A | 7 | -8.3 | A | 7 | 59 | A | 7 | 829 | A | 7 | 350 | A | 7 | 7.2 | A | 7 | 16000 | B | 7 | 549 | A | 7 | 0.9 | E | 8 | 0.044 | F | 8 | 0.2 | F | 8 | 0 | 1 | D | 9 | 0 | C | 8
2002-11-24 | 3:00 | 0 | 0 | 0 | 2 | 0 | 0 | 2 | 0 | 0 | 2 | 0 | 0 | 2 | 0 | 0 | 2 | 0 | 0 | 2 | 0 | 0 | 2 | 0 | 10 | E | 9 | 10 | E | 9 | -3.3 | A | 7 | -8.9 | A | 7 | 62 | A | 7 | 830 | A | 7 | 20 | A | 7 | 7.7 | A | 7 | 16000 | B | 7 | 671 | A | 7 | 0.9 | E | 8 | 0.044 | F | 8 | 0.2 | F | 8 | 0 | 1 | D | 9 | 71 | C | 8
2002-11-24 | 4:00 | 0 | 0 | 0 | 2 | 0 | 0 | 2 | 0 | 0 | 2 | 0 | 0 | 2 | 0 | 0 | 2 | 0 | 0 | 2 | 0 | 0 | 2 | 0 | 10 | E | 9 | 10 | E | 9 | -5 | A | 7 | -7 | A | 7 | 84 | A | 7 | 830 | A | 7 | 350 | A | 7 | 7.7 | A | 7 | 14500 | B | 7 | 840 | A | 7 | 0.9 | E | 8 | 0.044 | F | 8 | 0.2 | F | 8 | 0 | 1 | D | 9 | 71 | C | 8
2002-11-24 | 5:00 | 0 | 0 | 0 | 2 | 0 | 0 | 2 | 0 | 0 | 2 | 0 | 0 | 2 | 0 | 0 | 2 | 0 | 0 | 2 | 0 | 0 | 2 | 0 | 10 | E | 9 | 10 | E | 9 | -5.6 | A | 7 | -6.1 | A | 7 | 96 | A | 7 | 836 | A | 7 | 360 | A | 7 | 5.7 | A | 7 | 14400 | B | 7 | 884 | A | 7 | 0.9 | E | 8 | 0.044 | F | 8 | 0.2 | F | 8 | 0 | 1 | D | 9 | 71 | C | 8
2002-11-24 | 6:00 | 0 | 0 | 0 | 2 | 0 | 0 | 2 | 0 | 0 | 2 | 0 | 0 | 2 | 0 | 0 | 2 | 0 | 0 | 2 | 0 | 0 | 2 | 0 | 10 | E | 9 | 10 | E | 9 | -5.6 | A | 7 | -6.1 | A | 7 | 96 | A | 7 | 832 | A | 7 | 40 | A | 7 | 3.6 | A | 7 | 14400 | B | 7 | 244 | A | 7 | 0.9 | E | 8 | 0.044 | F | 8 | 0.2 | F | 8 | 0 | 1 | D | 9 | 10 | C | 8
2002-11-24 | 7:00 | 1 | 105 | 0 | 2 | 9 | 0 | 2 | 21 | 0 | 2 | 9 | 0 | 2 | 9 | 0 | 2 | 21 | 0 | 2 | 9 | 0 | 2 | 25 | 9 | E | 9 | 9 | E | 9 | -6.1 | A | 7 | -6.7 | A | 7 | 95 | A | 7 | 833 | A | 7 | 30 | A | 7 | 3.1 | A | 7 | 12800 | B | 7 | 1158 | A | 7 | 0.9 | E | 8 | 0.044 | F | 8 | 0.2 | F | 8 | 0 | 1 | D | 9 | 10 | C | 8
2002-11-24 | 8:00 | 132 | 1403 | 16 | 2 | 9 | 0 | 2 | 21 | 16 | 2 | 9 | 19 | 2 | 9 | 0 | 2 | 21 | 19 | 2 | 9 | 61 | 2 | 25 | 10 | E | 9 | 10 | E | 9 | -6 | A | 7 | -7 | A | 7 | 92 | A | 7 | 834 | A | 7 | 60 | A | 7 | 4.6 | A | 7 | 4800 | B | 7 | 330 | A | 7 | 0.8 | E | 8 | 0.044 | F | 8 | 0.2 | F | 8 | 0 | 1 | D | 9 | 10 | C | 8
2002-11-24 | 9:00 | 348 | 1403 | 99 | 2 | 9 | 6 | 2 | 21 | 97 | 2 | 9 | 109 | 2 | 9 | 3 | 2 | 21 | 109 | 2 | 9 | 331 | 2 | 25 | 10 | E | 9 | 10 | E | 9 | -5.6 | A | 7 | -6.7 | A | 7 | 91 | A | 7 | 835 | A | 7 | 50 | A | 7 | 4.1 | A | 7 | 2400 | B | 7 | 244 | A | 7 | 0.8 | E | 8 | 0.044 | F | 8 | 0.2 | F | 8 | 0 | 1 | D | 9 | 10 | C | 8
2002-11-24 | 10:00 | 520 | 1403 | 220 | 2 | 9 | 142 | 2 | 21 | 167 | 2 | 9 | 238 | 2 | 9 | 137 | 2 | 21 | 187 | 2 | 9 | 386 | 2 | 25 | 10 | E | 9 | 10 | E | 9 | -5 | A | 7 | -6.1 | A | 7 | 91 | A | 7 | 836 | A | 7 | 70 | A | 7 | 4.1 | A | 7 | 2400 | B | 7 | 457 | A | 7 | 0.8 | E | 8 | 0.044 | F | 8 | 0.2 | F | 8 | 0 | 1 | D | 9 | 0 | C | 8
2002-11-24 | 11:00 | 636 | 1403 | 158 | 2 | 9 | 0 | 2 | 21 | 158 | 2 | 9 | 181 | 2 | 9 | 0 | 2 | 21 | 181 | 2 | 9 | 638 | 2 | 25 | 10 | E | 9 | 10 | E | 9 | -4.4 | A | 7 | -7.2 | A | 7 | 79 | A | 7 | 839 | A | 7 | 90 | A | 7 | 3.1 | A | 7 | 16000 | B | 7 | 457 | A | 7 | 0.8 | E | 8 | 0.044 | F | 8 | 0.2 | F | 8 | 0 | 1 | D | 9 | 0 | C | 8
2002-11-24 | 12:00 | 687 | 1403 | 103 | 2 | 9 | 0 | 2 | 21 | 103 | 2 | 9 | 123 | 2 | 9 | 0 | 2 | 21 | 123 | 2 | 9 | 472 | 2 | 25 | 10 | E | 9 | 10 | E | 9 | -4.4 | A | 7 | -6.7 | A | 7 | 82 | A | 7 | 835 | A | 7 | 70 | A | 7 | 1.5 | A | 7 | 14400 | B | 7 | 701 | A | 7 | 0.8 | E | 8 | 0.044 | F | 8 | 0.2 | F | 8 | 0 | 1 | D | 9 | 0 | C | 8
2002-11-24 | 13:00 | 671 | 1403 | 141 | 2 | 9 | 0 | 2 | 21 | 141 | 2 | 9 | 164 | 2 | 9 | 0 | 2 | 21 | 164 | 2 | 9 | 602 | 2 | 25 | 10 | E | 9 | 10 | E | 9 | -3.9 | A | 7 | -6.7 | A | 7 | 79 | A | 7 | 835 | A | 7 | 30 | A | 7 | 2.6 | A | 7 | 16000 | B | 7 | 640 | A | 7 | 0.7 | E | 8 | 0.044 | F | 8 | 0.2 | F | 8 | 0 | 1 | D | 9 | 0 | C | 8
2002-11-24 | 14:00 | 587 | 1403 | 124 | 2 | 9 | 0 | 2 | 21 | 124 | 2 | 9 | 143 | 2 | 9 | 0 | 2 | 21 | 143 | 2 | 9 | 512 | 2 | 25 | 10 | E | 9 | 10 | E | 9 | -3.9 | A | 7 | -7.2 | A | 7 | 75 | A | 7 | 835 | A | 7 | 60 | B | 8 | 2.6 | A | 7 | 16000 | B | 7 | 823 | A | 7 | 0.7 | E | 8 | 0.044 | F | 8 | 0.2 | F | 8 | 0 | 1 | D | 9 | 0 | C | 8
2002-11-24 | 15:00 | 441 | 1403 | 48 | 2 | 9 | 0 | 2 | 21 | 48 | 2 | 9 | 58 | 2 | 9 | 0 | 2 | 21 | 58 | 2 | 9 | 209 | 2 | 25 | 10 | E | 9 | 10 | E | 9 | -3.9 | A | 7 | -7.2 | A | 7 | 75 | A | 7 | 836 | A | 7 | 90 | A | 7 | 3.1 | A | 7 | 16000 | B | 7 | 640 | A | 7 | 0.7 | E | 8 | 0.044 | F | 8 | 0.2 | F | 8 | 0 | 1 | D | 9 | 0 | C | 8
2002-11-24 | 16:00 | 245 | 1403 | 53 | 2 | 9 | 0 | 2 | 21 | 53 | 2 | 9 | 60 | 2 | 9 | 0 | 2 | 21 | 60 | 2 | 9 | 187 | 2 | 25 | 10 | E | 9 | 10 | E | 9 | -3.9 | A | 7 | -8.3 | A | 7 | 68 | A | 7 | 836 | A | 7 | 0 | A | 7 | 0 | A | 7 | 16000 | B | 7 | 701 | A | 7 | 0.7 | E | 8 | 0.044 | F | 8 | 0.2 | F | 8 | 0 | 1 | D | 9 | 71 | C | 8
2002-11-24 | 17:00 | 39 | 830 | 4 | 2 | 9 | 74 | 2 | 21 | 3 | 2 | 9 | 7 | 2 | 9 | 42 | 2 | 21 | 5 | 2 | 9 | 11 | 2 | 25 | 10 | E | 9 | 10 | A | 7 | -3.9 | A | 7 | -6.1 | A | 7 | 83 | A | 7 | 838 | A | 7 | 80 | A | 7 | 2.6 | A | 7 | 14400 | B | 7 | 823 | A | 7 | 0.8 | E | 8 | 0.044 | F | 8 | 0.2 | F | 8 | 0 | 1 | D | 9 | 71 | C | 8
2002-11-24 | 18:00 | 0 | 0 | 0 | 2 | 0 | 0 | 2 | 0 | 0 | 2 | 0 | 0 | 2 | 0 | 0 | 2 | 0 | 0 | 2 | 0 | 0 | 2 | 0 | 10 | E | 9 | 10 | E | 9 | -4.4 | A | 7 | -5.6 | A | 7 | 90 | A | 7 | 837 | A | 7 | 110 | A | 7 | 3.6 | A | 7 | 4800 | B | 7 | 762 | A | 7 | 0.7 | E | 8 | 0.044 | F | 8 | 0.2 | F | 8 | 0 | 1 | D | 9 | 10 | C | 8
2002-11-24 | 19:00 | 0 | 0 | 0 | 2 | 0 | 0 | 2 | 0 | 0 | 2 | 0 | 0 | 2 | 0 | 0 | 2 | 0 | 0 | 2 | 0 | 0 | 2 | 0 | 10 | E | 9 | 10 | E | 9 | -5 | A | 7 | -5.6 | A | 7 | 95 | A | 7 | 837 | A | 7 | 110 | A | 7 | 3.6 | A | 7 | 3200 | B | 7 | 762 | A | 7 | 0.7 | E | 8 | 0.044 | F | 8 | 0.2 | F | 8 | 0 | 1 | D | 9 | 10 | C | 8
2002-11-24 | 20:00 | 0 | 0 | 0 | 2 | 0 | 0 | 2 | 0 | 0 | 2 | 0 | 0 | 2 | 0 | 0 | 2 | 0 | 0 | 2 | 0 | 0 | 2 | 0 | 10 | E | 9 | 10 | E | 9 | -5 | A | 7 | -6.1 | A | 7 | 91 | A | 7 | 837 | A | 7 | 110 | A | 7 | 4.6 | A | 7 | 2000 | B | 7 | 366 | A | 7 | 0.7 | E | 8 | 0.044 | F | 8 | 0.2 | F | 8 | 0 | 1 | D | 9 | 10 | C | 8
2002-11-24 | 21:00 | 0 | 0 | 0 | 2 | 0 | 0 | 2 | 0 | 0 | 2 | 0 | 0 | 2 | 0 | 0 | 2 | 0 | 0 | 2 | 0 | 0 | 2 | 0 | 10 | E | 9 | 10 | A | 7 | -6 | A | 7 | -7 | A | 7 | 92 | A | 7 | 836 | A | 7 | 110 | A | 7 | 4.6 | A | 7 | 800 | B | 7 | 150 | A | 7 | 0.7 | E | 8 | 0.044 | F | 8 | 0.2 | F | 8 | 0 | 1 | D | 9 | 10 | C | 8
2002-11-24 | 22:00 | 0 | 0 | 0 | 2 | 0 | 0 | 2 | 0 | 0 | 2 | 0 | 0 | 2 | 0 | 0 | 2 | 0 | 0 | 2 | 0 | 0 | 2 | 0 | 10 | E | 9 | 10 | E | 9 | -5.6 | A | 7 | -6.1 | A | 7 | 96 | A | 7 | 836 | A | 7 | 110 | A | 7 | 4.1 | A | 7 | 800 | B | 7 | 457 | A | 7 | 0.7 | E | 8 | 0.044 | F | 8 | 0.2 | F | 8 | 0 | 1 | D | 9 | 49 | C | 8
2002-11-24 | 23:00 | 0 | 0 | 0 | 2 | 0 | 0 | 2 | 0 | 0 | 2 | 0 | 0 | 2 | 0 | 0 | 2 | 0 | 0 | 2 | 0 | 0 | 2 | 0 | 10 | E | 9 | 10 | A | 7 | -6.1 | A | 7 | -7.8 | A | 7 | 86 | A | 7 | 839 | A | 7 | 110 | A | 7 | 4.6 | A | 7 | 800 | B | 7 | 183 | A | 7 | 0.7 | E | 8 | 0.044 | F | 8 | 0.2 | F | 8 | 0 | 1 | D | 9 | 10 | C | 8
2002-11-24 | 24:00 | 0 | 0 | 0 | 2 | 0 | 0 | 2 | 0 | 0 | 2 | 0 | 0 | 2 | 0 | 0 | 2 | 0 | 0 | 2 | 0 | 0 | 2 | 0 | 10 | E | 9 | 10 | A | 7 | -6.1 | A | 7 | -6.7 | A | 7 | 95 | A | 7 | 835 | A | 7 | 100 | A | 7 | 4.1 | A | 7 | 800 | B | 7 | 244 | A | 7 | 0.7 | E | 8 | 0.044 | F | 8 | 0.2 | F | 8 | 0 | 1 | D | 9 | 45 | C | 8
2002-11-25 | 1:00 | 0 | 0 | 0 | 2 | 0 | 0 | 2 | 0 | 0 | 2 | 0 | 0 | 2 | 0 | 0 | 2 | 0 | 0 | 2 | 0 | 0 | 2 | 0 | 10 | E | 9 | 10 | A | 7 | -6.1 | A | 7 | -6.7 | A | 7 | 95 | A | 7 | 835 | A | 7 | 120 | A | 7 | 5.2 | A | 7 | 800 | B | 7 | 396 | A | 7 | 0.7 | E | 8 | 0.044 | F | 8 | 0.2 | F | 8 | 0 | 1 | D | 9 | 10 | C | 8
2002-11-25 | 2:00 | 0 | 0 | 0 | 2 | 0 | 0 | 2 | 0 | 0 | 2 | 0 | 0 | 2 | 0 | 0 | 2 | 0 | 0 | 2 | 0 | 0 | 2 | 0 | 10 | E | 9 | 10 | A | 7 | -6.1 | A | 7 | -7.2 | A | 7 | 91 | A | 7 | 834 | A | 7 | 130 | A | 7 | 5.7 | A | 7 | 1600 | B | 7 | 396 | A | 7 | 0.7 | E | 8 | 0.044 | F | 8 | 0.2 | F | 8 | 0 | 1 | D | 9 | 10 | C | 8
2002-11-25 | 3:00 | 0 | 0 | 0 | 2 | 0 | 0 | 2 | 0 | 0 | 2 | 0 | 0 | 2 | 0 | 0 | 2 | 0 | 0 | 2 | 0 | 0 | 2 | 0 | 10 | E | 9 | 10 | E | 9 | -6.1 | A | 7 | -7.8 | A | 7 | 86 | A | 7 | 833 | A | 7 | 140 | A | 7 | 5.7 | A | 7 | 4800 | B | 7 | 945 | A | 7 | 0.7 | E | 8 | 0.044 | F | 8 | 0.2 | F | 8 | 0 | 1 | D | 9 | 10 | C | 8
2002-11-25 | 4:00 | 0 | 0 | 0 | 2 | 0 | 0 | 2 | 0 | 0 | 2 | 0 | 0 | 2 | 0 | 0 | 2 | 0 | 0 | 2 | 0 | 0 | 2 | 0 | 10 | E | 9 | 10 | E | 9 | -6.7 | A | 7 | -7.8 | A | 7 | 91 | A | 7 | 833 | A | 7 | 160 | A | 7 | 4.6 | A | 7 | 9600 | B | 7 | 1829 | A | 7 | 0.7 | E | 8 | 0.044 | F | 8 | 0.2 | F | 8 | 0 | 1 | D | 9 | 0 | C | 8
2002-11-25 | 5:00 | 0 | 0 | 0 | 2 | 0 | 0 | 2 | 0 | 0 | 2 | 0 | 0 | 2 | 0 | 0 | 2 | 0 | 0 | 2 | 0 | 0 | 2 | 0 | 10 | E | 9 | 10 | E | 9 | -6.7 | A | 7 | -6.7 | A | 7 | 100 | A | 7 | 836 | A | 7 | 240 | A | 7 | 5.7 | A | 7 | 11200 | B | 7 | 91 | A | 7 | 0.7 | E | 8 | 0.044 | F | 8 | 0.2 | F | 8 | 0 | 1 | D | 9 | 10 | C | 8
2002-11-25 | 6:00 | 0 | 0 | 0 | 2 | 0 | 0 | 2 | 0 | 0 | 2 | 0 | 0 | 2 | 0 | 0 | 2 | 0 | 0 | 2 | 0 | 0 | 2 | 0 | 10 | E | 9 | 10 | E | 9 | -6.7 | A | 7 | -7.8 | A | 7 | 91 | A | 7 | 833 | A | 7 | 270 | A | 7 | 4.6 | A | 7 | 7200 | B | 7 | 91 | A | 7 | 0.7 | E | 8 | 0.044 | F | 8 | 0.2 | F | 8 | 0 | 1 | D | 9 | 10 | C | 8
2002-11-25 | 7:00 | 0 | 82 | 0 | 2 | 9 | 0 | 2 | 21 | 0 | 2 | 9 | 0 | 2 | 9 | 0 | 2 | 21 | 0 | 2 | 9 | 0 | 2 | 25 | 10 | B | 8 | 10 | B | 8 | -7.2 | A | 7 | -9.4 | A | 7 | 82 | A | 7 | 833 | A | 7 | 300 | A | 7 | 5.2 | A | 7 | 4600 | C | 8 | 30 | A | 7 | 0.7 | E | 8 | 0.044 | F | 8 | 0.2 | F | 8 | 0 | 1 | D | 9 | 45 | C | 8
2002-11-25 | 8:00 | 128 | 1404 | 0 | 2 | 9 | 0 | 2 | 21 | 0 | 2 | 9 | 0 | 2 | 9 | 0 | 2 | 21 | 0 | 2 | 9 | 0 | 2 | 25 | 10 | E | 9 | 10 | E | 9 | -7.2 | A | 7 | -7.8 | A | 7 | 95 | A | 7 | 833 | A | 7 | 300 | A | 7 | 4.6 | A | 7 | 2000 | B | 7 | 61 | A | 7 | 0.7 | E | 8 | 0.044 | F | 8 | 0.2 | F | 8 | 0 | 1 | D | 9 | 10 | C | 8
2002-11-25 | 9:00 | 343 | 1404 | 84 | 2 | 9 | 0 | 2 | 21 | 84 | 2 | 9 | 94 | 2 | 9 | 0 | 2 | 21 | 94 | 2 | 9 | 299 | 2 | 25 | 10 | E | 9 | 10 | A | 7 | -7.2 | A | 7 | -7.2 | A | 7 | 100 | A | 7 | 834 | A | 7 | 280 | A | 7 | 2.6 | A | 7 | 400 | B | 7 | 30 | A | 7 | 0.6 | E | 8 | 0.044 | F | 8 | 0.2 | F | 8 | 0 | 1 | D | 9 | 45 | C | 8
2002-11-25 | 10:00 | 516 | 1404 | 60 | 2 | 9 | 0 | 2 | 21 | 60 | 2 | 9 | 72 | 2 | 9 | 0 | 2 | 21 | 72 | 2 | 9 | 267 | 2 | 25 | 10 | E | 9 | 10 | E | 9 | -6.7 | A | 7 | -6.7 | A | 7 | 100 | A | 7 | 834 | A | 7 | 220 | A | 7 | 4.6 | A | 7 | 5200 | B | 7 | 91 | A | 7 | 0.6 | E | 8 | 0.044 | F | 8 | 0.2 | F | 8 | 0 | 1 | D | 9 | 10 | C | 8
2002-11-25 | 11:00 | 632 | 1404 | 486 | 2 | 9 | 644 | 2 | 21 | 195 | 2 | 9 | 499 | 2 | 9 | 631 | 2 | 21 | 214 | 2 | 9 | 408 | 2 | 25 | 4 | E | 9 | 4 | E | 9 | -5.6 | A | 7 | -7.2 | A | 7 | 87 | A | 7 | 836 | A | 7 | 220 | A | 7 | 6.2 | A | 7 | 9600 | B | 7 | 77777 | A | 7 | 0.5 | E | 8 | 0.044 | F | 8 | 0.2 | F | 8 | 0 | 1 | D | 9 | 10 | C | 8
2002-11-25 | 12:00 | 683 | 1404 | 529 | 2 | 9 | 957 | 2 | 21 | 61 | 2 | 9 | 555 | 2 | 9 | 930 | 2 | 21 | 101 | 2 | 9 | 145 | 2 | 25 | 3 | E | 9 | 3 | E | 9 | -3.9 | A | 7 | -6.1 | A | 7 | 83 | A | 7 | 833 | A | 7 | 220 | A | 7 | 4.1 | A | 7 | 11200 | B | 7 | 77777 | A | 7 | 0.5 | E | 8 | 0.044 | F | 8 | 0.2 | F | 8 | 0 | 1 | D | 9 | 0 | C | 8
2002-11-25 | 13:00 | 667 | 1404 | 511 | 2 | 9 | 728 | 2 | 21 | 164 | 2 | 9 | 520 | 2 | 9 | 697 | 2 | 21 | 188 | 2 | 9 | 316 | 2 | 25 | 3 | E | 9 | 3 | E | 9 | -3.3 | A | 7 | -6.1 | A | 7 | 79 | A | 7 | 832 | A | 7 | 220 | A | 7 | 3.6 | A | 7 | 11200 | B | 7 | 77777 | A | 7 | 0.5 | E | 8 | 0.044 | F | 8 | 0.2 | F | 8 | 0 | 1 | D | 9 | 0 | C | 8
2002-11-25 | 14:00 | 583 | 1404 | 113 | 2 | 9 | 0 | 2 | 21 | 113 | 2 | 9 | 131 | 2 | 9 | 0 | 2 | 21 | 131 | 2 | 9 | 475 | 2 | 25 | 3 | E | 9 | 3 | E | 9 | -1.7 | A | 7 | -6.1 | A | 7 | 69 | A | 7 | 832 | A | 7 | 230 | A | 7 | 2.6 | A | 7 | 12800 | B | 7 | 77777 | A | 7 | 0.4 | E | 8 | 0.044 | F | 8 | 0.2 | F | 8 | 0 | 1 | D | 9 | 0 | C | 8
2002-11-25 | 15:00 | 438 | 1404 | 233 | 2 | 9 | 255 | 2 | 21 | 153 | 2 | 9 | 242 | 2 | 9 | 233 | 2 | 21 | 169 | 2 | 9 | 325 | 2 | 25 | 3 | E | 9 | 3 | E | 9 | -1.7 | A | 7 | -5.6 | A | 7 | 72 | A | 7 | 832 | A | 7 | 190 | A | 7 | 3.6 | A | 7 | 12800 | B | 7 | 77777 | A | 7 | 0.4 | E | 8 | 0.044 | F | 8 | 0.2 | F | 8 | 0 | 1 | D | 9 | 0 | C | 8
2002-11-25 | 16:00 | 243 | 1404 | 146 | 2 | 9 | 464 | 2 | 21 | 65 | 2 | 9 | 145 | 2 | 9 | 324 | 2 | 21 | 89 | 2 | 9 | 106 | 2 | 25 | 3 | E | 9 | 3 | E | 9 | -1.7 | A | 7 | -6.1 | A | 7 | 69 | A | 7 | 833 | A | 7 | 0 | A | 7 | 0 | A | 7 | 16000 | B | 7 | 77777 | A | 7 | 0.4 | E | 8 | 0.044 | F | 8 | 0.2 | F | 8 | 0 | 1 | D | 9 | 0 | C | 8
2002-11-25 | 17:00 | 38 | 807 | 4 | 2 | 9 | 171 | 2 | 21 | 2 | 2 | 9 | 12 | 2 | 9 | 96 | 2 | 21 | 7 | 2 | 9 | 8 | 2 | 25 | 3 | E | 9 | 3 | A | 7 | -6.7 | A | 7 | -7.8 | A | 7 | 91 | A | 7 | 835 | A | 7 | 80 | A | 7 | 4.1 | A | 7 | 12800 | B | 7 | 77777 | A | 7 | 0.4 | E | 8 | 0.044 | F | 8 | 0.2 | F | 8 | 0 | 1 | D | 9 | 0 | C | 8
2002-11-25 | 18:00 | 0 | 0 | 0 | 2 | 0 | 0 | 2 | 0 | 0 | 2 | 0 | 0 | 2 | 0 | 0 | 2 | 0 | 0 | 2 | 0 | 0 | 2 | 0 | 0 | E | 9 | 0 | E | 9 | -7.8 | A | 7 | -8.9 | A | 7 | 91 | A | 7 | 832 | A | 7 | 150 | A | 7 | 3.6 | A | 7 | 14400 | B | 7 | 77777 | A | 7 | 0.4 | E | 8 | 0.044 | F | 8 | 0.2 | F | 8 | 0 | 1 | D | 9 | 0 | C | 8
2002-11-25 | 19:00 | 0 | 0 | 0 | 2 | 0 | 0 | 2 | 0 | 0 | 2 | 0 | 0 | 2 | 0 | 0 | 2 | 0 | 0 | 2 | 0 | 0 | 2 | 0 | 0 | E | 9 | 0 | E | 9 | -7.2 | A | 7 | -10 | A | 7 | 78 | A | 7 | 833 | A | 7 | 150 | A | 7 | 3.6 | A | 7 | 16000 | B | 7 | 77777 | A | 7 | 0.4 | E | 8 | 0.044 | F | 8 | 0.2 | F | 8 | 0 | 1 | D | 9 | 0 | C | 8
2002-11-25 | 20:00 | 0 | 0 | 0 | 2 | 0 | 0 | 2 | 0 | 0 | 2 | 0 | 0 | 2 | 0 | 0 | 2 | 0 | 0 | 2 | 0 | 0 | 2 | 0 | 0 | E | 9 | 0 | E | 9 | -8.3 | A | 7 | -12.8 | A | 7 | 67 | A | 7 | 834 | A | 7 | 160 | A | 7 | 4.6 | A | 7 | 16000 | B | 7 | 77777 | A | 7 | 0.4 | E | 8 | 0.044 | F | 8 | 0.2 | F | 8 | 0 | 1 | D | 9 | 0 | C | 8
2002-11-25 | 21:00 | 0 | 0 | 0 | 2 | 0 | 0 | 2 | 0 | 0 | 2 | 0 | 0 | 2 | 0 | 0 | 2 | 0 | 0 | 2 | 0 | 0 | 2 | 0 | 0 | E | 9 | 0 | E | 9 | -4.4 | A | 7 | -10.6 | A | 7 | 58 | A | 7 | 837 | A | 7 | 60 | A | 7 | 2.1 | A | 7 | 16000 | B | 7 | 77777 | A | 7 | 0.4 | E | 8 | 0.044 | F | 8 | 0.2 | F | 8 | 0 | 1 | D | 9 | 0 | C | 8
2002-11-25 | 22:00 | 0 | 0 | 0 | 2 | 0 | 0 | 2 | 0 | 0 | 2 | 0 | 0 | 2 | 0 | 0 | 2 | 0 | 0 | 2 | 0 | 0 | 2 | 0 | 0 | E | 9 | 0 | E | 9 | -7.2 | A | 7 | -11.1 | A | 7 | 71 | A | 7 | 836 | A | 7 | 40 | A | 7 | 7.2 | A | 7 | 16000 | B | 7 | 77777 | A | 7 | 0.3 | E | 8 | 0.044 | F | 8 | 0.2 | F | 8 | 0 | 1 | D | 9 | 0 | C | 8
2002-11-25 | 23:00 | 0 | 0 | 0 | 2 | 0 | 0 | 2 | 0 | 0 | 2 | 0 | 0 | 2 | 0 | 0 | 2 | 0 | 0 | 2 | 0 | 0 | 2 | 0 | 1 | E | 9 | 1 | E | 9 | -9.4 | A | 7 | -12.8 | A | 7 | 74 | A | 7 | 840 | A | 7 | 60 | A | 7 | 3.6 | A | 7 | 16000 | B | 7 | 77777 | A | 7 | 0.3 | E | 8 | 0.044 | F | 8 | 0.2 | F | 8 | 0 | 1 | D | 9 | 0 | C | 8
2002-11-25 | 24:00 | 0 | 0 | 0 | 2 | 0 | 0 | 2 | 0 | 0 | 2 | 0 | 0 | 2 | 0 | 0 | 2 | 0 | 0 | 2 | 0 | 0 | 2 | 0 | 0 | E | 9 | 0 | E | 9 | -10.6 | A | 7 | -13.3 | A | 7 | 78 | A | 7 | 835 | A | 7 | 110 | A | 7 | 3.1 | A | 7 | 16000 | B | 7 | 77777 | A | 7 | 0.3 | E | 8 | 0.044 | F | 8 | 0.2 | F | 8 | 0 | 1 | D | 9 | 0 | C | 8
2002-11-26 | 1:00 | 0 | 0 | 0 | 2 | 0 | 0 | 2 | 0 | 0 | 2 | 0 | 0 | 2 | 0 | 0 | 2 | 0 | 0 | 2 | 0 | 0 | 2 | 0 | 0 | E | 9 | 0 | E | 9 | -11.1 | A | 7 | -13.9 | A | 7 | 78 | A | 7 | 836 | A | 7 | 170 | A | 7 | 3.1 | A | 7 | 16000 | B | 7 | 77777 | A | 7 | 0.3 | E | 8 | 0.044 | F | 8 | 0.2 | F | 8 | 0 | 1 | D | 9 | 0 | C | 8
2002-11-26 | 2:00 | 0 | 0 | 0 | 2 | 0 | 0 | 2 | 0 | 0 | 2 | 0 | 0 | 2 | 0 | 0 | 2 | 0 | 0 | 2 | 0 | 0 | 2 | 0 | 0 | E | 9 | 0 | E | 9 | -14.4 | A | 7 | -16.7 | A | 7 | 81 | A | 7 | 834 | A | 7 | 140 | A | 7 | 4.1 | A | 7 | 16000 | B | 7 | 77777 | A | 7 | 0.3 | E | 8 | 0.044 | F | 8 | 0.2 | F | 8 | 0 | 1 | D | 9 | 0 | C | 8
2002-11-26 | 3:00 | 0 | 0 | 0 | 2 | 0 | 0 | 2 | 0 | 0 | 2 | 0 | 0 | 2 | 0 | 0 | 2 | 0 | 0 | 2 | 0 | 0 | 2 | 0 | 0 | E | 9 | 0 | E | 9 | -14.4 | A | 7 | -16.7 | A | 7 | 81 | A | 7 | 834 | A | 7 | 170 | A | 7 | 4.6 | A | 7 | 16000 | B | 7 | 77777 | A | 7 | 0.3 | E | 8 | 0.044 | F | 8 | 0.2 | F | 8 | 0 | 1 | D | 9 | 0 | C | 8
2002-11-26 | 4:00 | 0 | 0 | 0 | 2 | 0 | 0 | 2 | 0 | 0 | 2 | 0 | 0 | 2 | 0 | 0 | 2 | 0 | 0 | 2 | 0 | 0 | 2 | 0 | 1 | E | 9 | 1 | E | 9 | -13.9 | A | 7 | -16.7 | A | 7 | 77 | A | 7 | 834 | A | 7 | 160 | A | 7 | 3.6 | A | 7 | 16000 | B | 7 | 77777 | A | 7 | 0.3 | E | 8 | 0.044 | F | 8 | 0.2 | F | 8 | 0 | 1 | D | 9 | 0 | C | 8
2002-11-26 | 5:00 | 0 | 0 | 0 | 2 | 0 | 0 | 2 | 0 | 0 | 2 | 0 | 0 | 2 | 0 | 0 | 2 | 0 | 0 | 2 | 0 | 0 | 2 | 0 | 0 | E | 9 | 0 | E | 9 | -15.6 | A | 7 | -17.8 | A | 7 | 81 | A | 7 | 841 | A | 7 | 160 | A | 7 | 3.6 | A | 7 | 16000 | B | 7 | 77777 | A | 7 | 0.3 | E | 8 | 0.044 | F | 8 | 0.2 | F | 8 | 0 | 1 | D | 9 | 0 | C | 8
2002-11-26 | 6:00 | 0 | 0 | 0 | 2 | 0 | 0 | 2 | 0 | 0 | 2 | 0 | 0 | 2 | 0 | 0 | 2 | 0 | 0 | 2 | 0 | 0 | 2 | 0 | 1 | E | 9 | 1 | E | 9 | -16.1 | A | 7 | -18.3 | A | 7 | 81 | A | 7 | 834 | A | 7 | 150 | A | 7 | 3.6 | A | 7 | 16000 | B | 7 | 77777 | A | 7 | 0.3 | E | 8 | 0.044 | F | 8 | 0.2 | F | 8 | 0 | 1 | D | 9 | 0 | C | 8
2002-11-26 | 7:00 | 0 | 59 | 0 | 2 | 9 | 0 | 2 | 21 | 0 | 2 | 9 | 0 | 2 | 9 | 0 | 2 | 21 | 0 | 2 | 9 | 0 | 2 | 25 | 0 | E | 9 | 0 | E | 9 | -16.1 | A | 7 | -18.3 | A | 7 | 81 | A | 7 | 835 | A | 7 | 160 | A | 7 | 5.7 | A | 7 | 16000 | B | 7 | 77777 | A | 7 | 0.3 | E | 8 | 0.044 | F | 8 | 0.2 | F | 8 | 0 | 1 | D | 9 | 0 | C | 8
2002-11-26 | 8:00 | 123 | 1404 | 0 | 2 | 9 | 0 | 2 | 21 | 0 | 2 | 9 | 0 | 2 | 9 | 0 | 2 | 21 | 0 | 2 | 9 | 0 | 2 | 25 | 0 | B | 8 | 0 | B | 8 | -15.6 | A | 7 | -17.8 | A | 7 | 81 | A | 7 | 836 | A | 7 | 150 | A | 7 | 4.1 | A | 7 | 16000 | B | 7 | 77777 | A | 7 | 0.3 | E | 8 | 0.044 | F | 8 | 0.2 | F | 8 | 0 | 1 | D | 9 | 0 | C | 8
2002-11-26 | 9:00 | 338 | 1404 | 245 | 2 | 9 | 807 | 2 | 21 | 49 | 2 | 9 | 249 | 2 | 9 | 676 | 2 | 21 | 85 | 2 | 9 | 92 | 2 | 25 | 0 | B | 8 | 0 | B | 8 | -11.1 | A | 7 | -13.9 | A | 7 | 78 | A | 7 | 838 | A | 7 | 140 | A | 7 | 4.1 | A | 7 | 16000 | B | 7 | 77777 | A | 7 | 0.3 | E | 8 | 0.044 | F | 8 | 0.2 | F | 8 | 0 | 1 | D | 9 | 0 | C | 8
2002-11-26 | 10:00 | 511 | 1404 | 381 | 2 | 9 | 897 | 2 | 21 | 53 | 2 | 9 | 400 | 2 | 9 | 837 | 2 | 21 | 94 | 2 | 9 | 117 | 2 | 25 | 0 | B | 8 | 0 | B | 8 | -8.3 | A | 7 | -11.7 | A | 7 | 74 | A | 7 | 840 | A | 7 | 110 | A | 7 | 5.2 | A | 7 | 16000 | B | 7 | 77777 | A | 7 | 0.3 | E | 8 | 0.044 | F | 8 | 0.2 | F | 8 | 0 | 1 | D | 9 | 0 | C | 8
2002-11-26 | 11:00 | 628 | 1404 | 480 | 2 | 9 | 936 | 2 | 21 | 60 | 2 | 9 | 504 | 2 | 9 | 901 | 2 | 21 | 100 | 2 | 9 | 137 | 2 | 25 | 0 | E | 9 | 0 | E | 9 | -7.2 | A | 7 | -11.7 | A | 7 | 67 | A | 7 | 843 | A | 7 | 130 | A | 7 | 4.6 | A | 7 | 16000 | B | 7 | 77777 | A | 7 | 0.4 | E | 8 | 0.044 | F | 8 | 0.2 | F | 8 | 0 | 1 | D | 9 | 0 | C | 8
2002-11-26 | 12:00 | 680 | 1404 | 523 | 2 | 9 | 951 | 2 | 21 | 61 | 2 | 9 | 549 | 2 | 9 | 924 | 2 | 21 | 100 | 2 | 9 | 145 | 2 | 25 | 0 | B | 8 | 0 | B | 8 | -3.9 | A | 7 | -8.9 | A | 7 | 65 | A | 7 | 841 | A | 7 | 130 | A | 7 | 3.1 | A | 7 | 16000 | B | 7 | 77777 | A | 7 | 0.4 | E | 8 | 0.044 | F | 8 | 0.2 | F | 8 | 0 | 1 | D | 9 | 0 | C | 8
2002-11-26 | 13:00 | 663 | 1404 | 506 | 2 | 9 | 794 | 2 | 21 | 129 | 2 | 9 | 524 | 2 | 9 | 771 | 2 | 21 | 158 | 2 | 9 | 261 | 2 | 25 | 0 | E | 9 | 0 | E | 9 | -2.2 | A | 7 | -11.1 | A | 7 | 46 | A | 7 | 841 | A | 7 | 0 | A | 7 | 0 | A | 7 | 16000 | B | 7 | 77777 | A | 7 | 0.4 | E | 8 | 0.044 | F | 8 | 0.2 | F | 8 | 0 | 1 | D | 9 | 0 | C | 8
2002-11-26 | 14:00 | 580 | 1404 | 339 | 2 | 9 | 431 | 2 | 21 | 160 | 2 | 9 | 351 | 2 | 9 | 416 | 2 | 21 | 178 | 2 | 9 | 322 | 2 | 25 | 0 | E | 9 | 0 | E | 9 | -1.7 | A | 7 | -16.1 | A | 7 | 28 | A | 7 | 841 | A | 7 | 140 | A | 7 | 2.1 | A | 7 | 16000 | B | 7 | 77777 | A | 7 | 0.4 | E | 8 | 0.044 | F | 8 | 0.2 | F | 8 | 0 | 1 | D | 9 | 0 | C | 8
2002-11-26 | 15:00 | 436 | 1404 | 259 | 2 | 9 | 549 | 2 | 21 | 88 | 2 | 9 | 265 | 2 | 9 | 485 | 2 | 21 | 114 | 2 | 9 | 160 | 2 | 25 | 0 | E | 9 | 0 | E | 9 | -1.7 | A | 7 | -14.4 | A | 7 | 33 | A | 7 | 840 | A | 7 | 110 | A | 7 | 2.6 | A | 7 | 16000 | B | 7 | 77777 | A | 7 | 0.4 | E | 8 | 0.044 | F | 8 | 0.2 | F | 8 | 0 | 1 | D | 9 | 0 | C | 8
2002-11-26 | 16:00 | 241 | 1404 | 141 | 2 | 9 | 533 | 2 | 21 | 49 | 2 | 9 | 143 | 2 | 9 | 380 | 2 | 21 | 78 | 2 | 9 | 86 | 2 | 25 | 0 | E | 9 | 0 | A | 7 | -3.3 | A | 7 | -10.6 | A | 7 | 53 | A | 7 | 839 | A | 7 | 120 | A | 7 | 2.1 | A | 7 | 16000 | B | 7 | 77777 | A | 7 | 0.3 | E | 8 | 0.044 | F | 8 | 0.2 | F | 8 | 0 | 1 | D | 9 | 0 | C | 8
2002-11-26 | 17:00 | 37 | 808 | 0 | 2 | 9 | 0 | 2 | 21 | 0 | 2 | 9 | 0 | 2 | 9 | 0 | 2 | 21 | 0 | 2 | 9 | 0 | 2 | 25 | 2 | E | 9 | 2 | A | 7 | -5.6 | A | 7 | -11.1 | A | 7 | 62 | A | 7 | 839 | A | 7 | 160 | A | 7 | 2.6 | A | 7 | 16000 | B | 7 | 77777 | A | 7 | 0.3 | E | 8 | 0.044 | F | 8 | 0.2 | F | 8 | 0 | 1 | D | 9 | 0 | C | 8
2002-11-26 | 18:00 | 0 | 0 | 0 | 2 | 0 | 0 | 2 | 0 | 0 | 2 | 0 | 0 | 2 | 0 | 0 | 2 | 0 | 0 | 2 | 0 | 0 | 2 | 0 | 0 | E | 9 | 0 | E | 9 | -6.7 | A | 7 | -13.3 | A | 7 | 56 | A | 7 | 838 | A | 7 | 170 | A | 7 | 4.1 | A | 7 | 16000 | B | 7 | 77777 | A | 7 | 0.3 | E | 8 | 0.044 | F | 8 | 0.2 | F | 8 | 0 | 1 | D | 9 | 0 | C | 8
2002-11-26 | 19:00 | 0 | 0 | 0 | 2 | 0 | 0 | 2 | 0 | 0 | 2 | 0 | 0 | 2 | 0 | 0 | 2 | 0 | 0 | 2 | 0 | 0 | 2 | 0 | 1 | E | 9 | 1 | E | 9 | -7.8 | A | 7 | -14.4 | A | 7 | 55 | A | 7 | 838 | A | 7 | 280 | A | 7 | 3.6 | A | 7 | 16000 | B | 7 | 77777 | A | 7 | 0.3 | E | 8 | 0.044 | F | 8 | 0.2 | F | 8 | 0 | 1 | D | 9 | 0 | C | 8
2002-11-26 | 20:00 | 0 | 0 | 0 | 2 | 0 | 0 | 2 | 0 | 0 | 2 | 0 | 0 | 2 | 0 | 0 | 2 | 0 | 0 | 2 | 0 | 0 | 2 | 0 | 6 | E | 9 | 5 | E | 9 | -9.4 | A | 7 | -14.4 | A | 7 | 64 | A | 7 | 838 | A | 7 | 190 | A | 7 | 2.6 | A | 7 | 16000 | B | 7 | 77777 | A | 7 | 0.3 | E | 8 | 0.044 | F | 8 | 0.2 | F | 8 | 0 | 1 | D | 9 | 0 | C | 8
2002-11-26 | 21:00 | 0 | 0 | 0 | 2 | 0 | 0 | 2 | 0 | 0 | 2 | 0 | 0 | 2 | 0 | 0 | 2 | 0 | 0 | 2 | 0 | 0 | 2 | 0 | 4 | E | 9 | 3 | E | 9 | -6.1 | A | 7 | -10 | A | 7 | 71 | A | 7 | 837 | A | 7 | 200 | A | 7 | 6.2 | A | 7 | 16000 | B | 7 | 77777 | A | 7 | 0.3 | E | 8 | 0.044 | F | 8 | 0.2 | F | 8 | 0 | 1 | D | 9 | 0 | C | 8
2002-11-26 | 22:00 | 0 | 0 | 0 | 2 | 0 | 0 | 2 | 0 | 0 | 2 | 0 | 0 | 2 | 0 | 0 | 2 | 0 | 0 | 2 | 0 | 0 | 2 | 0 | 8 | E | 9 | 7 | E | 9 | -6.1 | A | 7 | -10 | A | 7 | 71 | A | 7 | 837 | A | 7 | 210 | A | 7 | 6.2 | A | 7 | 16000 | B | 7 | 77777 | A | 7 | 0.3 | E | 8 | 0.044 | F | 8 | 0.2 | F | 8 | 0 | 1 | D | 9 | 0 | C | 8
2002-11-26 | 23:00 | 0 | 0 | 0 | 2 | 0 | 0 | 2 | 0 | 0 | 2 | 0 | 0 | 2 | 0 | 0 | 2 | 0 | 0 | 2 | 0 | 0 | 2 | 0 | 6 | E | 9 | 6 | E | 9 | -5.6 | A | 7 | -10 | A | 7 | 68 | A | 7 | 838 | A | 7 | 200 | A | 7 | 4.1 | A | 7 | 16000 | B | 7 | 77777 | A | 7 | 0.3 | E | 8 | 0.044 | F | 8 | 0.2 | F | 8 | 0 | 1 | D | 9 | 0 | C | 8
2002-11-26 | 24:00 | 0 | 0 | 0 | 2 | 0 | 0 | 2 | 0 | 0 | 2 | 0 | 0 | 2 | 0 | 0 | 2 | 0 | 0 | 2 | 0 | 0 | 2 | 0 | 6 | E | 9 | 5 | E | 9 | -7.8 | A | 7 | -12.8 | A | 7 | 64 | A | 7 | 834 | A | 7 | 180 | A | 7 | 3.6 | A | 7 | 16000 | B | 7 | 77777 | A | 7 | 0.3 | E | 8 | 0.044 | F | 8 | 0.2 | F | 8 | 0 | 1 | D | 9 | 0 | C | 8
2002-11-27 | 1:00 | 0 | 0 | 0 | 2 | 0 | 0 | 2 | 0 | 0 | 2 | 0 | 0 | 2 | 0 | 0 | 2 | 0 | 0 | 2 | 0 | 0 | 2 | 0 | 7 | E | 9 | 5 | E | 9 | -6.1 | A | 7 | -11.7 | A | 7 | 61 | A | 7 | 834 | A | 7 | 190 | A | 7 | 4.6 | A | 7 | 16000 | B | 7 | 77777 | A | 7 | 0.3 | E | 8 | 0.044 | F | 8 | 0.2 | F | 8 | 0 | 1 | D | 9 | 0 | C | 8
2002-11-27 | 2:00 | 0 | 0 | 0 | 2 | 0 | 0 | 2 | 0 | 0 | 2 | 0 | 0 | 2 | 0 | 0 | 2 | 0 | 0 | 2 | 0 | 0 | 2 | 0 | 6 | E | 9 | 4 | E | 9 | -5 | A | 7 | -11.7 | A | 7 | 56 | A | 7 | 835 | A | 7 | 240 | A | 7 | 4.6 | A | 7 | 16000 | B | 7 | 77777 | A | 7 | 0.3 | E | 8 | 0.044 | F | 8 | 0.2 | F | 8 | 0 | 1 | D | 9 | 0 | C | 8
2002-11-27 | 3:00 | 0 | 0 | 0 | 2 | 0 | 0 | 2 | 0 | 0 | 2 | 0 | 0 | 2 | 0 | 0 | 2 | 0 | 0 | 2 | 0 | 0 | 2 | 0 | 4 | E | 9 | 3 | E | 9 | -3.9 | A | 7 | -11.7 | A | 7 | 51 | A | 7 | 834 | A | 7 | 210 | A | 7 | 6.2 | A | 7 | 16000 | B | 7 | 77777 | A | 7 | 0.3 | E | 8 | 0.044 | F | 8 | 0.2 | F | 8 | 0 | 1 | D | 9 | 0 | C | 8
2002-11-27 | 4:00 | 0 | 0 | 0 | 2 | 0 | 0 | 2 | 0 | 0 | 2 | 0 | 0 | 2 | 0 | 0 | 2 | 0 | 0 | 2 | 0 | 0 | 2 | 0 | 1 | E | 9 | 1 | E | 9 | -4.4 | A | 7 | -11.7 | A | 7 | 53 | A | 7 | 834 | A | 7 | 210 | A | 7 | 7.2 | A | 7 | 16000 | B | 7 | 6706 | A | 7 | 0.3 | E | 8 | 0.044 | F | 8 | 0.2 | F | 8 | 0 | 1 | D | 9 | 0 | C | 8
2002-11-27 | 5:00 | 0 | 0 | 0 | 2 | 0 | 0 | 2 | 0 | 0 | 2 | 0 | 0 | 2 | 0 | 0 | 2 | 0 | 0 | 2 | 0 | 0 | 2 | 0 | 5 | E | 9 | 5 | E | 9 | -4.4 | A | 7 | -12.2 | A | 7 | 50 | A | 7 | 836 | A | 7 | 210 | A | 7 | 7.2 | A | 7 | 16000 | B | 7 | 4572 | A | 7 | 0.4 | E | 8 | 0.044 | F | 8 | 0.2 | F | 8 | 0 | 1 | D | 9 | 0 | C | 8
2002-11-27 | 6:00 | 0 | 0 | 0 | 2 | 0 | 0 | 2 | 0 | 0 | 2 | 0 | 0 | 2 | 0 | 0 | 2 | 0 | 0 | 2 | 0 | 0 | 2 | 0 | 7 | E | 9 | 7 | E | 9 | -4.4 | A | 7 | -12.2 | A | 7 | 50 | A | 7 | 834 | A | 7 | 200 | A | 7 | 8.2 | A | 7 | 16000 | B | 7 | 6706 | A | 7 | 0.4 | E | 8 | 0.044 | F | 8 | 0.2 | F | 8 | 0 | 1 | D | 9 | 0 | C | 8
2002-11-27 | 7:00 | 0 | 35 | 0 | 2 | 9 | 0 | 2 | 21 | 0 | 2 | 9 | 0 | 2 | 9 | 0 | 2 | 21 | 0 | 2 | 9 | 0 | 2 | 25 | 7 | E | 9 | 7 | E | 9 | -2.2 | A | 7 | -11.1 | A | 7 | 46 | A | 7 | 835 | A | 7 | 210 | A | 7 | 7.2 | A | 7 | 16000 | B | 7 | 4572 | A | 7 | 0.4 | E | 8 | 0.044 | F | 8 | 0.2 | F | 8 | 0 | 1 | D | 9 | 0 | C | 8
2002-11-27 | 8:00 | 119 | 1405 | 0 | 2 | 9 | 0 | 2 | 21 | 0 | 2 | 9 | 0 | 2 | 9 | 0 | 2 | 21 | 0 | 2 | 9 | 0 | 2 | 25 | 6 | E | 9 | 6 | E | 9 | -1.7 | A | 7 | -11.1 | A | 7 | 44 | A | 7 | 837 | A | 7 | 210 | A | 7 | 6.2 | A | 7 | 16000 | B | 7 | 4572 | A | 7 | 0.5 | E | 8 | 0.044 | F | 8 | 0.2 | F | 8 | 0 | 1 | D | 9 | 0 | C | 8
2002-11-27 | 9:00 | 334 | 1405 | 238 | 2 | 9 | 809 | 2 | 21 | 45 | 2 | 9 | 250 | 2 | 9 | 688 | 2 | 21 | 86 | 2 | 9 | 83 | 2 | 25 | 6 | E | 9 | 6 | E | 9 | -0.6 | A | 7 | -10 | A | 7 | 45 | A | 7 | 837 | A | 7 | 230 | A | 7 | 5.2 | A | 7 | 16000 | B | 7 | 4572 | A | 7 | 0.5 | E | 8 | 0.044 | F | 8 | 0.2 | F | 8 | 0 | 1 | D | 9 | 0 | C | 8
2002-11-27 | 10:00 | 507 | 1405 | 381 | 2 | 9 | 755 | 2 | 21 | 108 | 2 | 9 | 390 | 2 | 9 | 691 | 2 | 21 | 139 | 2 | 9 | 199 | 2 | 25 | 8 | E | 9 | 8 | E | 9 | 1.1 | A | 7 | -8.3 | A | 7 | 46 | A | 7 | 838 | A | 7 | 250 | A | 7 | 2.6 | A | 7 | 16000 | B | 7 | 2743 | A | 7 | 0.6 | E | 8 | 0.044 | F | 8 | 0.2 | F | 8 | 0 | 1 | D | 9 | 0 | C | 8
2002-11-27 | 11:00 | 624 | 1405 | 398 | 2 | 9 | 547 | 2 | 21 | 154 | 2 | 9 | 418 | 2 | 9 | 536 | 2 | 21 | 179 | 2 | 9 | 312 | 2 | 25 | 7 | E | 9 | 7 | E | 9 | 1.7 | A | 7 | -7.8 | A | 7 | 46 | A | 7 | 838 | A | 7 | 290 | A | 7 | 3.1 | A | 7 | 16000 | B | 7 | 5486 | A | 7 | 0.6 | E | 8 | 0.044 | F | 8 | 0.2 | F | 8 | 0 | 1 | D | 9 | 0 | C | 8
2002-11-27 | 12:00 | 676 | 1405 | 517 | 2 | 9 | 855 | 2 | 21 | 104 | 2 | 9 | 528 | 2 | 9 | 825 | 2 | 21 | 129 | 2 | 9 | 198 | 2 | 25 | 6 | E | 9 | 6 | E | 9 | 4.4 | A | 7 | -8.3 | A | 7 | 36 | A | 7 | 839 | A | 7 | 300 | A | 7 | 1.5 | A | 7 | 16000 | B | 7 | 77777 | A | 7 | 0.6 | E | 8 | 0.044 | F | 8 | 0.2 | F | 8 | 0 | 1 | D | 9 | 0 | C | 8
2002-11-27 | 13:00 | 660 | 1405 | 506 | 2 | 9 | 949 | 2 | 21 | 58 | 2 | 9 | 532 | 2 | 9 | 919 | 2 | 21 | 98 | 2 | 9 | 140 | 2 | 25 | 6 | E | 9 | 6 | E | 9 | 5.6 | A | 7 | -10 | A | 7 | 29 | A | 7 | 839 | A | 7 | 20 | A | 7 | 2.6 | A | 7 | 16000 | B | 7 | 77777 | A | 7 | 0.6 | E | 8 | 0.044 | F | 8 | 0.2 | F | 8 | 0 | 1 | D | 9 | 0 | C | 8
2002-11-27 | 14:00 | 577 | 1405 | 429 | 2 | 9 | 910 | 2 | 21 | 54 | 2 | 9 | 452 | 2 | 9 | 866 | 2 | 21 | 95 | 2 | 9 | 126 | 2 | 25 | 4 | E | 9 | 4 | E | 9 | 5.6 | A | 7 | -10 | A | 7 | 29 | A | 7 | 839 | A | 7 | 130 | A | 7 | 2.6 | A | 7 | 16000 | B | 7 | 77777 | A | 7 | 0.6 | E | 8 | 0.044 | F | 8 | 0.2 | F | 8 | 0 | 1 | D | 9 | 0 | C | 8
2002-11-27 | 15:00 | 433 | 1405 | 312 | 2 | 9 | 844 | 2 | 21 | 50 | 2 | 9 | 327 | 2 | 9 | 763 | 2 | 21 | 91 | 2 | 9 | 103 | 2 | 25 | 6 | E | 9 | 6 | E | 9 | 6.7 | A | 7 | -10.6 | A | 7 | 25 | A | 7 | 839 | A | 7 | 0 | A | 7 | 0 | A | 7 | 16000 | B | 7 | 77777 | A | 7 | 0.6 | E | 8 | 0.044 | F | 8 | 0.2 | F | 8 | 0 | 1 | D | 9 | 0 | C | 8
2002-11-27 | 16:00 | 239 | 1405 | 141 | 2 | 9 | 672 | 2 | 21 | 26 | 2 | 9 | 149 | 2 | 9 | 524 | 2 | 21 | 60 | 2 | 9 | 62 | 2 | 25 | 5 | E | 9 | 5 | E | 9 | 6.7 | A | 7 | -9.4 | A | 7 | 28 | A | 7 | 840 | A | 7 | 0 | A | 7 | 0 | A | 7 | 16000 | B | 7 | 77777 | A | 7 | 0.6 | E | 8 | 0.044 | F | 8 | 0.2 | F | 8 | 0 | 1 | D | 9 | 0 | C | 8
2002-11-27 | 17:00 | 36 | 808 | 0 | 2 | 9 | 0 | 2 | 21 | 0 | 2 | 9 | 0 | 2 | 9 | 0 | 2 | 21 | 0 | 2 | 9 | 0 | 2 | 25 | 5 | E | 9 | 5 | A | 7 | 2.8 | A | 7 | -6.1 | A | 7 | 49 | A | 7 | 838 | A | 7 | 100 | A | 7 | 1.5 | A | 7 | 16000 | B | 7 | 77777 | A | 7 | 0.5 | E | 8 | 0.044 | F | 8 | 0.2 | F | 8 | 0 | 1 | D | 9 | 0 | C | 8
2002-11-27 | 18:00 | 0 | 0 | 0 | 2 | 0 | 0 | 2 | 0 | 0 | 2 | 0 | 0 | 2 | 0 | 0 | 2 | 0 | 0 | 2 | 0 | 0 | 2 | 0 | 3 | E | 9 | 3 | E | 9 | -0.6 | A | 7 | -4.4 | A | 7 | 73 | A | 7 | 838 | A | 7 | 120 | A | 7 | 4.1 | A | 7 | 16000 | B | 7 | 77777 | A | 7 | 0.5 | E | 8 | 0.044 | F | 8 | 0.2 | F | 8 | 0 | 1 | D | 9 | 0 | C | 8
2002-11-27 | 19:00 | 0 | 0 | 0 | 2 | 0 | 0 | 2 | 0 | 0 | 2 | 0 | 0 | 2 | 0 | 0 | 2 | 0 | 0 | 2 | 0 | 0 | 2 | 0 | 3 | E | 9 | 3 | E | 9 | -1.7 | A | 7 | -4.4 | A | 7 | 80 | A | 7 | 838 | A | 7 | 120 | A | 7 | 3.1 | A | 7 | 16000 | B | 7 | 77777 | A | 7 | 0.5 | E | 8 | 0.044 | F | 8 | 0.2 | F | 8 | 0 | 1 | D | 9 | 0 | C | 8
2002-11-27 | 20:00 | 0 | 0 | 0 | 2 | 0 | 0 | 2 | 0 | 0 | 2 | 0 | 0 | 2 | 0 | 0 | 2 | 0 | 0 | 2 | 0 | 0 | 2 | 0 | 0 | E | 9 | 0 | E | 9 | -2.8 | A | 7 | -5 | A | 7 | 83 | A | 7 | 838 | A | 7 | 150 | A | 7 | 4.6 | A | 7 | 16000 | B | 7 | 77777 | A | 7 | 0.5 | E | 8 | 0.044 | F | 8 | 0.2 | F | 8 | 0 | 1 | D | 9 | 0 | C | 8
2002-11-27 | 21:00 | 0 | 0 | 0 | 2 | 0 | 0 | 2 | 0 | 0 | 2 | 0 | 0 | 2 | 0 | 0 | 2 | 0 | 0 | 2 | 0 | 0 | 2 | 0 | 0 | E | 9 | 0 | E | 9 | -3.9 | A | 7 | -5.6 | A | 7 | 86 | A | 7 | 838 | A | 7 | 150 | A | 7 | 5.2 | A | 7 | 16000 | B | 7 | 77777 | A | 7 | 0.5 | E | 8 | 0.044 | F | 8 | 0.2 | F | 8 | 0 | 1 | D | 9 | 0 | C | 8
2002-11-27 | 22:00 | 0 | 0 | 0 | 2 | 0 | 0 | 2 | 0 | 0 | 2 | 0 | 0 | 2 | 0 | 0 | 2 | 0 | 0 | 2 | 0 | 0 | 2 | 0 | 0 | E | 9 | 0 | E | 9 | -2.8 | A | 7 | -5.6 | A | 7 | 79 | A | 7 | 838 | A | 7 | 160 | A | 7 | 5.7 | A | 7 | 16000 | B | 7 | 77777 | A | 7 | 0.5 | E | 8 | 0.044 | F | 8 | 0.2 | F | 8 | 0 | 1 | D | 9 | 0 | C | 8
2002-11-27 | 23:00 | 0 | 0 | 0 | 2 | 0 | 0 | 2 | 0 | 0 | 2 | 0 | 0 | 2 | 0 | 0 | 2 | 0 | 0 | 2 | 0 | 0 | 2 | 0 | 0 | E | 9 | 0 | E | 9 | -4.4 | A | 7 | -6.7 | A | 7 | 82 | A | 7 | 841 | A | 7 | 170 | A | 7 | 4.6 | A | 7 | 16000 | B | 7 | 77777 | A | 7 | 0.5 | E | 8 | 0.044 | F | 8 | 0.2 | F | 8 | 0 | 1 | D | 9 | 0 | C | 8
2002-11-27 | 24:00 | 0 | 0 | 0 | 2 | 0 | 0 | 2 | 0 | 0 | 2 | 0 | 0 | 2 | 0 | 0 | 2 | 0 | 0 | 2 | 0 | 0 | 2 | 0 | 0 | E | 9 | 0 | E | 9 | -5 | A | 7 | -7.2 | A | 7 | 83 | A | 7 | 837 | A | 7 | 160 | A | 7 | 4.1 | A | 7 | 16000 | B | 7 | 77777 | A | 7 | 0.6 | E | 8 | 0.044 | F | 8 | 0.2 | F | 8 | 0 | 1 | D | 9 | 0 | C | 8
2002-11-28 | 1:00 | 0 | 0 | 0 | 2 | 0 | 0 | 2 | 0 | 0 | 2 | 0 | 0 | 2 | 0 | 0 | 2 | 0 | 0 | 2 | 0 | 0 | 2 | 0 | 0 | E | 9 | 0 | E | 9 | -5 | A | 7 | -6.7 | A | 7 | 86 | A | 7 | 836 | A | 7 | 170 | A | 7 | 4.6 | A | 7 | 16000 | B | 7 | 77777 | A | 7 | 0.6 | E | 8 | 0.044 | F | 8 | 0.2 | F | 8 | 0 | 1 | D | 9 | 0 | C | 8
2002-11-28 | 2:00 | 0 | 0 | 0 | 2 | 0 | 0 | 2 | 0 | 0 | 2 | 0 | 0 | 2 | 0 | 0 | 2 | 0 | 0 | 2 | 0 | 0 | 2 | 0 | 0 | E | 9 | 0 | E | 9 | -3.9 | A | 7 | -6.7 | A | 7 | 79 | A | 7 | 837 | A | 7 | 180 | A | 7 | 4.6 | A | 7 | 16000 | B | 7 | 77777 | A | 7 | 0.6 | E | 8 | 0.044 | F | 8 | 0.2 | F | 8 | 0 | 1 | D | 9 | 0 | C | 8
2002-11-28 | 3:00 | 0 | 0 | 0 | 2 | 0 | 0 | 2 | 0 | 0 | 2 | 0 | 0 | 2 | 0 | 0 | 2 | 0 | 0 | 2 | 0 | 0 | 2 | 0 | 0 | E | 9 | 0 | E | 9 | -3.3 | A | 7 | -7.2 | A | 7 | 72 | A | 7 | 837 | A | 7 | 200 | A | 7 | 4.1 | A | 7 | 16000 | B | 7 | 77777 | A | 7 | 0.6 | E | 8 | 0.044 | F | 8 | 0.2 | F | 8 | 0 | 1 | D | 9 | 0 | C | 8
2002-11-28 | 4:00 | 0 | 0 | 0 | 2 | 0 | 0 | 2 | 0 | 0 | 2 | 0 | 0 | 2 | 0 | 0 | 2 | 0 | 0 | 2 | 0 | 0 | 2 | 0 | 0 | E | 9 | 0 | E | 9 | -3.9 | A | 7 | -8.3 | A | 7 | 68 | A | 7 | 836 | A | 7 | 170 | A | 7 | 2.6 | A | 7 | 16000 | B | 7 | 77777 | A | 7 | 0.6 | E | 8 | 0.044 | F | 8 | 0.2 | F | 8 | 0 | 1 | D | 9 | 0 | C | 8
2002-11-28 | 5:00 | 0 | 0 | 0 | 2 | 0 | 0 | 2 | 0 | 0 | 2 | 0 | 0 | 2 | 0 | 0 | 2 | 0 | 0 | 2 | 0 | 0 | 2 | 0 | 0 | E | 9 | 0 | E | 9 | -1.7 | A | 7 | -7.8 | A | 7 | 59 | A | 7 | 840 | A | 7 | 200 | A | 7 | 6.2 | A | 7 | 16000 | B | 7 | 77777 | A | 7 | 0.6 | E | 8 | 0.044 | F | 8 | 0.2 | F | 8 | 0 | 1 | D | 9 | 0 | C | 8
2002-11-28 | 6:00 | 0 | 0 | 0 | 2 | 0 | 0 | 2 | 0 | 0 | 2 | 0 | 0 | 2 | 0 | 0 | 2 | 0 | 0 | 2 | 0 | 0 | 2 | 0 | 0 | E | 9 | 0 | E | 9 | -1.1 | A | 7 | -8.3 | A | 7 | 54 | A | 7 | 839 | A | 7 | 210 | A | 7 | 7.2 | A | 7 | 16000 | B | 7 | 77777 | A | 7 | 0.7 | E | 8 | 0.044 | F | 8 | 0.2 | F | 8 | 0 | 1 | D | 9 | 0 | C | 8
2002-11-28 | 7:00 | 0 | 12 | 0 | 2 | 0 | 0 | 2 | 0 | 0 | 2 | 0 | 0 | 2 | 1 | 0 | 2 | 2 | 0 | 2 | 2 | 0 | 2 | 1 | 1 | E | 9 | 1 | E | 9 | -0.6 | A | 7 | -8.3 | A | 7 | 52 | A | 7 | 839 | A | 7 | 210 | A | 7 | 7.7 | A | 7 | 16000 | B | 7 | 77777 | A | 7 | 0.7 | E | 8 | 0.044 | F | 8 | 0.2 | F | 8 | 0 | 1 | D | 9 | 0 | C | 8
2002-11-28 | 8:00 | 115 | 1405 | 0 | 2 | 9 | 0 | 2 | 21 | 0 | 2 | 9 | 0 | 2 | 9 | 0 | 2 | 21 | 0 | 2 | 9 | 0 | 2 | 25 | 0 | E | 9 | 0 | E | 9 | 1.1 | A | 7 | -7.8 | A | 7 | 48 | A | 7 | 840 | A | 7 | 210 | A | 7 | 8.8 | A | 7 | 16000 | B | 7 | 77777 | A | 7 | 0.8 | E | 8 | 0.044 | F | 8 | 0.2 | F | 8 | 0 | 1 | D | 9 | 0 | C | 8
2002-11-28 | 9:00 | 330 | 1405 | 239 | 2 | 9 | 804 | 2 | 21 | 50 | 2 | 9 | 242 | 2 | 9 | 666 | 2 | 21 | 85 | 2 | 9 | 92 | 2 | 25 | 0 | E | 9 | 0 | E | 9 | 3.9 | A | 7 | -6.1 | A | 7 | 45 | A | 7 | 842 | A | 7 | 210 | A | 7 | 8.2 | A | 7 | 16000 | B | 7 | 77777 | A | 7 | 0.8 | E | 8 | 0.044 | F | 8 | 0.2 | F | 8 | 0 | 1 | D | 9 | 0 | C | 8
2002-11-28 | 10:00 | 503 | 1405 | 375 | 2 | 9 | 898 | 2 | 21 | 53 | 2 | 9 | 395 | 2 | 9 | 835 | 2 | 21 | 95 | 2 | 9 | 116 | 2 | 25 | 1 | E | 9 | 1 | E | 9 | 7.8 | A | 7 | -4.4 | A | 7 | 40 | A | 7 | 843 | A | 7 | 210 | A | 7 | 6.2 | A | 7 | 16000 | B | 7 | 77777 | A | 7 | 0.8 | E | 8 | 0.044 | F | 8 | 0.2 | F | 8 | 0 | 1 | D | 9 | 0 | C | 8
2002-11-28 | 11:00 | 620 | 1405 | 474 | 2 | 9 | 936 | 2 | 21 | 59 | 2 | 9 | 497 | 2 | 9 | 899 | 2 | 21 | 99 | 2 | 9 | 135 | 2 | 25 | 1 | E | 9 | 1 | E | 9 | 11.1 | A | 7 | -3.9 | A | 7 | 33 | A | 7 | 840 | A | 7 | 220 | A | 7 | 3.6 | A | 7 | 16000 | B | 7 | 77777 | A | 7 | 0.8 | E | 8 | 0.044 | F | 8 | 0.2 | F | 8 | 0 | 1 | D | 9 | 0 | C | 8
2002-11-28 | 12:00 | 672 | 1405 | 517 | 2 | 9 | 951 | 2 | 21 | 60 | 2 | 9 | 543 | 2 | 9 | 923 | 2 | 21 | 100 | 2 | 9 | 143 | 2 | 25 | 1 | E | 9 | 1 | E | 9 | 12.8 | A | 7 | -3.9 | A | 7 | 30 | A | 7 | 844 | A | 7 | 0 | A | 7 | 0 | A | 7 | 16000 | B | 7 | 77777 | A | 7 | 0.8 | E | 8 | 0.044 | F | 8 | 0.2 | F | 8 | 0 | 1 | D | 9 | 0 | C | 8
2002-11-28 | 13:00 | 657 | 1405 | 500 | 2 | 9 | 943 | 2 | 21 | 57 | 2 | 9 | 525 | 2 | 9 | 913 | 2 | 21 | 97 | 2 | 9 | 138 | 2 | 25 | 0 | E | 9 | 0 | E | 9 | 13.9 | A | 7 | -2.2 | A | 7 | 32 | A | 7 | 844 | A | 7 | 100 | A | 7 | 1.5 | A | 7 | 16000 | B | 7 | 77777 | A | 7 | 0.8 | E | 8 | 0.044 | F | 8 | 0.2 | F | 8 | 0 | 1 | D | 9 | 0 | C | 8
2002-11-28 | 14:00 | 574 | 1405 | 423 | 2 | 9 | 904 | 2 | 21 | 52 | 2 | 9 | 446 | 2 | 9 | 860 | 2 | 21 | 93 | 2 | 9 | 124 | 2 | 25 | 1 | E | 9 | 1 | E | 9 | 14.4 | A | 7 | -2.2 | A | 7 | 31 | A | 7 | 843 | A | 7 | 120 | A | 7 | 2.1 | A | 7 | 16000 | B | 7 | 77777 | A | 7 | 0.8 | E | 8 | 0.044 | F | 8 | 0.2 | F | 8 | 0 | 1 | D | 9 | 0 | C | 8
2002-11-28 | 15:00 | 431 | 1405 | 301 | 2 | 9 | 838 | 2 | 21 | 43 | 2 | 9 | 318 | 2 | 9 | 758 | 2 | 21 | 84 | 2 | 9 | 100 | 2 | 25 | 1 | E | 9 | 1 | E | 9 | 15 | A | 7 | -1.7 | A | 7 | 31 | A | 7 | 843 | A | 7 | 130 | A | 7 | 3.1 | A | 7 | 16000 | B | 7 | 77777 | A | 7 | 0.8 | E | 8 | 0.044 | F | 8 | 0.2 | F | 8 | 0 | 1 | D | 9 | 0 | C | 8
2002-11-28 | 16:00 | 237 | 1405 | 136 | 2 | 9 | 661 | 2 | 21 | 24 | 2 | 9 | 144 | 2 | 9 | 514 | 2 | 21 | 57 | 2 | 9 | 60 | 2 | 25 | 0 | E | 9 | 0 | E | 9 | 12.2 | A | 7 | 0 | A | 7 | 43 | A | 7 | 842 | A | 7 | 110 | A | 7 | 3.6 | A | 7 | 16000 | B | 7 | 77777 | A | 7 | 0.8 | E | 8 | 0.044 | F | 8 | 0.2 | F | 8 | 0 | 1 | D | 9 | 0 | C | 8
2002-11-28 | 17:00 | 35 | 785 | 0 | 2 | 9 | 0 | 2 | 21 | 0 | 2 | 9 | 0 | 2 | 9 | 0 | 2 | 21 | 0 | 2 | 9 | 0 | 2 | 25 | 6 | E | 9 | 5 | A | 7 | 7.2 | A | 7 | 0 | A | 7 | 60 | A | 7 | 838 | A | 7 | 170 | A | 7 | 4.1 | A | 7 | 16000 | B | 7 | 77777 | A | 7 | 0.8 | E | 8 | 0.044 | F | 8 | 0.2 | F | 8 | 0 | 1 | D | 9 | 0 | C | 8
2002-11-28 | 18:00 | 0 | 0 | 0 | 2 | 0 | 0 | 2 | 0 | 0 | 2 | 0 | 0 | 2 | 0 | 0 | 2 | 0 | 0 | 2 | 0 | 0 | 2 | 0 | 3 | E | 9 | 3 | A | 7 | 5.6 | A | 7 | -1.1 | A | 7 | 61 | A | 7 | 839 | A | 7 | 170 | A | 7 | 5.2 | A | 7 | 16000 | B | 7 | 77777 | A | 7 | 0.8 | E | 8 | 0.044 | F | 8 | 0.2 | F | 8 | 0 | 1 | D | 9 | 0 | C | 8
2002-11-28 | 19:00 | 0 | 0 | 0 | 2 | 0 | 0 | 2 | 0 | 0 | 2 | 0 | 0 | 2 | 0 | 0 | 2 | 0 | 0 | 2 | 0 | 0 | 2 | 0 | 2 | E | 9 | 2 | A | 7 | 3.9 | A | 7 | -1.7 | A | 7 | 66 | A | 7 | 838 | A | 7 | 180 | A | 7 | 4.6 | A | 7 | 16000 | B | 7 | 77777 | A | 7 | 0.7 | E | 8 | 0.044 | F | 8 | 0.2 | F | 8 | 0 | 1 | D | 9 | 0 | C | 8
2002-11-28 | 20:00 | 0 | 0 | 0 | 2 | 0 | 0 | 2 | 0 | 0 | 2 | 0 | 0 | 2 | 0 | 0 | 2 | 0 | 0 | 2 | 0 | 0 | 2 | 0 | 0 | E | 9 | 0 | A | 7 | 4.4 | A | 7 | -2.2 | A | 7 | 61 | A | 7 | 837 | A | 7 | 210 | A | 7 | 4.6 | A | 7 | 16000 | B | 7 | 77777 | A | 7 | 0.7 | E | 8 | 0.044 | F | 8 | 0.2 | F | 8 | 0 | 1 | D | 9 | 0 | C | 8
2002-11-28 | 21:00 | 0 | 0 | 0 | 2 | 0 | 0 | 2 | 0 | 0 | 2 | 0 | 0 | 2 | 0 | 0 | 2 | 0 | 0 | 2 | 0 | 0 | 2 | 0 | 0 | E | 9 | 0 | A | 7 | 6.1 | A | 7 | -5 | A | 7 | 43 | A | 7 | 838 | A | 7 | 210 | A | 7 | 7.7 | A | 7 | 16000 | B | 7 | 77777 | A | 7 | 0.7 | E | 8 | 0.044 | F | 8 | 0.2 | F | 8 | 0 | 1 | D | 9 | 0 | C | 8
2002-11-28 | 22:00 | 0 | 0 | 0 | 2 | 0 | 0 | 2 | 0 | 0 | 2 | 0 | 0 | 2 | 0 | 0 | 2 | 0 | 0 | 2 | 0 | 0 | 2 | 0 | 0 | E | 9 | 0 | A | 7 | 5 | A | 7 | -4.4 | A | 7 | 48 | A | 7 | 836 | A | 7 | 220 | A | 7 | 5.7 | A | 7 | 16000 | B | 7 | 77777 | A | 7 | 0.7 | E | 8 | 0.044 | F | 8 | 0.2 | F | 8 | 0 | 1 | D | 9 | 0 | C | 8
2002-11-28 | 23:00 | 0 | 0 | 0 | 2 | 0 | 0 | 2 | 0 | 0 | 2 | 0 | 0 | 2 | 0 | 0 | 2 | 0 | 0 | 2 | 0 | 0 | 2 | 0 | 0 | E | 9 | 0 | A | 7 | 5 | A | 7 | -4.4 | A | 7 | 48 | A | 7 | 837 | A | 7 | 230 | A | 7 | 5.7 | A | 7 | 16000 | B | 7 | 77777 | A | 7 | 0.7 | E | 8 | 0.044 | F | 8 | 0.2 | F | 8 | 0 | 1 | D | 9 | 0 | C | 8
2002-11-28 | 24:00 | 0 | 0 | 0 | 2 | 0 | 0 | 2 | 0 | 0 | 2 | 0 | 0 | 2 | 0 | 0 | 2 | 0 | 0 | 2 | 0 | 0 | 2 | 0 | 3 | E | 9 | 3 | A | 7 | 3.9 | A | 7 | -4.4 | A | 7 | 52 | A | 7 | 834 | A | 7 | 230 | A | 7 | 6.2 | A | 7 | 16000 | B | 7 | 77777 | A | 7 | 0.7 | E | 8 | 0.044 | F | 8 | 0.2 | F | 8 | 0 | 1 | D | 9 | 0 | C | 8
2002-11-29 | 1:00 | 0 | 0 | 0 | 2 | 0 | 0 | 2 | 0 | 0 | 2 | 0 | 0 | 2 | 0 | 0 | 2 | 0 | 0 | 2 | 0 | 0 | 2 | 0 | 0 | E | 9 | 0 | A | 7 | 3.3 | A | 7 | -4.4 | A | 7 | 55 | A | 7 | 833 | A | 7 | 210 | A | 7 | 6.2 | A | 7 | 16000 | B | 7 | 77777 | A | 7 | 0.7 | E | 8 | 0.045 | F | 8 | 0.2 | F | 8 | 0 | 1 | D | 9 | 0 | C | 8
2002-11-29 | 2:00 | 0 | 0 | 0 | 2 | 0 | 0 | 2 | 0 | 0 | 2 | 0 | 0 | 2 | 0 | 0 | 2 | 0 | 0 | 2 | 0 | 0 | 2 | 0 | 2 | E | 9 | 2 | A | 7 | 5 | A | 7 | -5 | A | 7 | 46 | A | 7 | 833 | A | 7 | 210 | A | 7 | 7.2 | A | 7 | 16000 | B | 7 | 77777 | A | 7 | 0.7 | E | 8 | 0.045 | F | 8 | 0.2 | F | 8 | 0 | 1 | D | 9 | 0 | C | 8
2002-11-29 | 3:00 | 0 | 0 | 0 | 2 | 0 | 0 | 2 | 0 | 0 | 2 | 0 | 0 | 2 | 0 | 0 | 2 | 0 | 0 | 2 | 0 | 0 | 2 | 0 | 0 | E | 9 | 0 | A | 7 | 5 | A | 7 | -5.6 | A | 7 | 44 | A | 7 | 832 | A | 7 | 210 | A | 7 | 7.2 | A | 7 | 16000 | B | 7 | 77777 | A | 7 | 0.7 | E | 8 | 0.045 | F | 8 | 0.2 | F | 8 | 0 | 1 | D | 9 | 0 | C | 8
2002-11-29 | 4:00 | 0 | 0 | 0 | 2 | 0 | 0 | 2 | 0 | 0 | 2 | 0 | 0 | 2 | 0 | 0 | 2 | 0 | 0 | 2 | 0 | 0 | 2 | 0 | 0 | E | 9 | 0 | A | 7 | 5 | A | 7 | -6.1 | A | 7 | 42 | A | 7 | 832 | A | 7 | 210 | A | 7 | 8.2 | A | 7 | 16000 | B | 7 | 77777 | A | 7 | 0.6 | E | 8 | 0.045 | F | 8 | 0.2 | F | 8 | 0 | 1 | D | 9 | 0 | C | 8
2002-11-29 | 5:00 | 0 | 0 | 0 | 2 | 0 | 0 | 2 | 0 | 0 | 2 | 0 | 0 | 2 | 0 | 0 | 2 | 0 | 0 | 2 | 0 | 0 | 2 | 0 | 0 | E | 9 | 0 | A | 7 | 5.6 | A | 7 | -6.1 | A | 7 | 40 | A | 7 | 833 | A | 7 | 210 | A | 7 | 7.7 | A | 7 | 16000 | B | 7 | 77777 | A | 7 | 0.5 | E | 8 | 0.045 | F | 8 | 0.2 | F | 8 | 0 | 1 | D | 9 | 0 | C | 8
2002-11-29 | 6:00 | 0 | 0 | 0 | 2 | 0 | 0 | 2 | 0 | 0 | 2 | 0 | 0 | 2 | 0 | 0 | 2 | 0 | 0 | 2 | 0 | 0 | 2 | 0 | 0 | E | 9 | 0 | A | 7 | 6.1 | A | 7 | -6.7 | A | 7 | 37 | A | 7 | 834 | A | 7 | 210 | A | 7 | 7.7 | A | 7 | 16000 | B | 7 | 77777 | A | 7 | 0.5 | E | 8 | 0.045 | F | 8 | 0.2 | F | 8 | 0 | 1 | D | 9 | 0 | C | 8
2002-11-29 | 7:00 | 0 | 0 | 0 | 2 | 0 | 0 | 2 | 0 | 0 | 2 | 0 | 0 | 2 | 0 | 0 | 2 | 0 | 0 | 2 | 0 | 0 | 2 | 0 | 6 | E | 9 | 5 | A | 7 | 6.1 | A | 7 | -6.7 | A | 7 | 37 | A | 7 | 834 | A | 7 | 210 | A | 7 | 8.2 | A | 7 | 16000 | B | 7 | 77777 | A | 7 | 0.5 | E | 8 | 0.045 | F | 8 | 0.2 | F | 8 | 0 | 1 | D | 9 | 0 | C | 8
2002-11-29 | 8:00 | 111 | 1394 | 0 | 2 | 9 | 0 | 2 | 21 | 0 | 2 | 9 | 0 | 2 | 9 | 0 | 2 | 21 | 0 | 2 | 9 | 0 | 2 | 25 | 6 | E | 9 | 5 | A | 7 | 6.1 | A | 7 | -6.7 | A | 7 | 37 | A | 7 | 834 | A | 7 | 210 | A | 7 | 7.7 | A | 7 | 16000 | B | 7 | 77777 | A | 7 | 0.5 | E | 8 | 0.045 | F | 8 | 0.2 | F | 8 | 0 | 1 | D | 9 | 0 | C | 8
2002-11-29 | 9:00 | 325 | 1406 | 233 | 2 | 9 | 805 | 2 | 21 | 45 | 2 | 9 | 237 | 2 | 9 | 668 | 2 | 21 | 82 | 2 | 9 | 87 | 2 | 25 | 6 | E | 9 | 5 | A | 7 | 8.9 | A | 7 | -5.6 | A | 7 | 33 | A | 7 | 836 | A | 7 | 230 | A | 7 | 5.7 | A | 7 | 16000 | B | 7 | 77777 | A | 7 | 0.5 | E | 8 | 0.045 | F | 8 | 0.2 | F | 8 | 0 | 1 | D | 9 | 0 | C | 8
2002-11-29 | 10:00 | 499 | 1406 | 376 | 2 | 9 | 898 | 2 | 21 | 56 | 2 | 9 | 394 | 2 | 9 | 833 | 2 | 21 | 97 | 2 | 9 | 116 | 2 | 25 | 6 | E | 9 | 5 | A | 7 | 11.7 | A | 7 | -5.6 | A | 7 | 28 | A | 7 | 838 | A | 7 | 240 | A | 7 | 2.6 | A | 7 | 16000 | B | 7 | 77777 | A | 7 | 0.6 | E | 8 | 0.045 | F | 8 | 0.2 | F | 8 | 0 | 1 | D | 9 | 0 | C | 8
2002-11-29 | 11:00 | 616 | 1406 | 468 | 2 | 9 | 930 | 2 | 21 | 59 | 2 | 9 | 492 | 2 | 9 | 892 | 2 | 21 | 99 | 2 | 9 | 135 | 2 | 25 | 3 | E | 9 | 3 | A | 7 | 13.3 | A | 7 | -3.3 | A | 7 | 30 | A | 7 | 834 | A | 7 | 50 | A | 7 | 2.6 | A | 7 | 16000 | B | 7 | 77777 | A | 7 | 0.6 | E | 8 | 0.045 | F | 8 | 0.2 | F | 8 | 0 | 1 | D | 9 | 0 | C | 8
2002-11-29 | 12:00 | 669 | 1406 | 511 | 2 | 9 | 945 | 2 | 21 | 60 | 2 | 9 | 537 | 2 | 9 | 916 | 2 | 21 | 99 | 2 | 9 | 143 | 2 | 25 | 2 | E | 9 | 2 | A | 7 | 12.2 | A | 7 | -2.8 | A | 7 | 34 | A | 7 | 837 | A | 7 | 80 | A | 7 | 6.2 | A | 7 | 16000 | B | 7 | 77777 | A | 7 | 0.7 | E | 8 | 0.045 | F | 8 | 0.2 | F | 8 | 0 | 1 | D | 9 | 0 | C | 8
2002-11-29 | 13:00 | 654 | 1406 | 500 | 2 | 9 | 943 | 2 | 21 | 59 | 2 | 9 | 525 | 2 | 9 | 912 | 2 | 21 | 99 | 2 | 9 | 140 | 2 | 25 | 3 | E | 9 | 3 | A | 7 | 13.3 | A | 7 | -2.8 | A | 7 | 32 | A | 7 | 838 | A | 7 | 90 | A | 7 | 7.2 | A | 7 | 16000 | B | 7 | 77777 | A | 7 | 0.7 | E | 8 | 0.045 | F | 8 | 0.2 | F | 8 | 0 | 1 | D | 9 | 0 | C | 8
2002-11-29 | 14:00 | 572 | 1406 | 423 | 2 | 9 | 874 | 2 | 21 | 66 | 2 | 9 | 444 | 2 | 9 | 835 | 2 | 21 | 103 | 2 | 9 | 139 | 2 | 25 | 2 | E | 9 | 2 | A | 7 | 12.2 | A | 7 | -2.8 | A | 7 | 34 | A | 7 | 837 | A | 7 | 60 | A | 7 | 6.7 | A | 7 | 16000 | B | 7 | 77777 | A | 7 | 0.7 | E | 8 | 0.045 | F | 8 | 0.2 | F | 8 | 0 | 1 | D | 9 | 0 | C | 8
2002-11-29 | 15:00 | 429 | 1406 | 285 | 2 | 9 | 751 | 2 | 21 | 55 | 2 | 9 | 295 | 2 | 9 | 674 | 2 | 21 | 88 | 2 | 9 | 109 | 2 | 25 | 3 | E | 9 | 3 | A | 7 | 12.2 | A | 7 | -3.3 | A | 7 | 33 | A | 7 | 838 | A | 7 | 60 | A | 7 | 5.2 | A | 7 | 16000 | B | 7 | 77777 | A | 7 | 0.7 | E | 8 | 0.045 | F | 8 | 0.2 | F | 8 | 0 | 1 | D | 9 | 0 | C | 8
2002-11-29 | 16:00 | 235 | 1406 | 140 | 2 | 9 | 617 | 2 | 21 | 37 | 2 | 9 | 142 | 2 | 9 | 458 | 2 | 21 | 65 | 2 | 9 | 67 | 2 | 25 | 2 | E | 9 | 2 | A | 7 | 10 | A | 7 | -2.2 | A | 7 | 41 | A | 7 | 837 | A | 7 | 60 | A | 7 | 4.6 | A | 7 | 16000 | B | 7 | 77777 | A | 7 | 0.8 | E | 8 | 0.045 | F | 8 | 0.2 | F | 8 | 0 | 1 | D | 9 | 0 | C | 8
2002-11-29 | 17:00 | 34 | 785 | 0 | 2 | 9 | 0 | 2 | 21 | 0 | 2 | 9 | 0 | 2 | 9 | 0 | 2 | 21 | 0 | 2 | 9 | 0 | 2 | 25 | 3 | E | 9 | 3 | A | 7 | 4.4 | A | 7 | -2.2 | A | 7 | 61 | A | 7 | 836 | A | 7 | 60 | A | 7 | 4.6 | A | 7 | 16000 | B | 7 | 77777 | A | 7 | 0.8 | E | 8 | 0.045 | F | 8 | 0.2 | F | 8 | 0 | 1 | D | 9 | 0 | C | 8
2002-11-29 | 18:00 | 0 | 0 | 0 | 2 | 0 | 0 | 2 | 0 | 0 | 2 | 0 | 0 | 2 | 0 | 0 | 2 | 0 | 0 | 2 | 0 | 0 | 2 | 0 | 4 | E | 9 | 4 | E | 9 | 2.2 | A | 7 | -2.2 | A | 7 | 71 | A | 7 | 836 | A | 7 | 70 | A | 7 | 4.1 | A | 7 | 16000 | B | 7 | 77777 | A | 7 | 0.8 | E | 8 | 0.045 | F | 8 | 0.2 | F | 8 | 0 | 1 | D | 9 | 0 | C | 8
2002-11-29 | 19:00 | 0 | 0 | 0 | 2 | 0 | 0 | 2 | 0 | 0 | 2 | 0 | 0 | 2 | 0 | 0 | 2 | 0 | 0 | 2 | 0 | 0 | 2 | 0 | 10 | E | 9 | 6 | E | 9 | 2.8 | A | 7 | -3.3 | A | 7 | 62 | A | 7 | 837 | A | 7 | 60 | A | 7 | 6.2 | A | 7 | 16000 | B | 7 | 77777 | A | 7 | 0.8 | E | 8 | 0.045 | F | 8 | 0.2 | F | 8 | 0 | 1 | D | 9 | 0 | C | 8
2002-11-29 | 20:00 | 0 | 0 | 0 | 2 | 0 | 0 | 2 | 0 | 0 | 2 | 0 | 0 | 2 | 0 | 0 | 2 | 0 | 0 | 2 | 0 | 0 | 2 | 0 | 10 | E | 9 | 7 | E | 9 | 0.6 | A | 7 | -3.9 | A | 7 | 69 | A | 7 | 836 | A | 7 | 60 | A | 7 | 3.1 | A | 7 | 16000 | B | 7 | 77777 | A | 7 | 0.9 | E | 8 | 0.045 | F | 8 | 0.2 | F | 8 | 0 | 1 | D | 9 | 0 | C | 8
2002-11-29 | 21:00 | 0 | 0 | 0 | 2 | 0 | 0 | 2 | 0 | 0 | 2 | 0 | 0 | 2 | 0 | 0 | 2 | 0 | 0 | 2 | 0 | 0 | 2 | 0 | 3 | E | 9 | 3 | E | 9 | 0.6 | A | 7 | -4.4 | A | 7 | 66 | A | 7 | 836 | A | 7 | 110 | A | 7 | 2.1 | A | 7 | 16000 | B | 7 | 77777 | A | 7 | 0.9 | E | 8 | 0.045 | F | 8 | 0.2 | F | 8 | 0 | 1 | D | 9 | 0 | C | 8
2002-11-29 | 22:00 | 0 | 0 | 0 | 2 | 0 | 0 | 2 | 0 | 0 | 2 | 0 | 0 | 2 | 0 | 0 | 2 | 0 | 0 | 2 | 0 | 0 | 2 | 0 | 0 | E | 9 | 0 | E | 9 | -1.1 | A | 7 | -5 | A | 7 | 72 | A | 7 | 835 | A | 7 | 160 | A | 7 | 4.1 | A | 7 | 16000 | B | 7 | 77777 | A | 7 | 0.8 | E | 8 | 0.045 | F | 8 | 0.2 | F | 8 | 0 | 1 | D | 9 | 0 | C | 8
2002-11-29 | 23:00 | 0 | 0 | 0 | 2 | 0 | 0 | 2 | 0 | 0 | 2 | 0 | 0 | 2 | 0 | 0 | 2 | 0 | 0 | 2 | 0 | 0 | 2 | 0 | 1 | E | 9 | 1 | E | 9 | -1.7 | A | 7 | -6.1 | A | 7 | 69 | A | 7 | 839 | A | 7 | 160 | A | 7 | 4.6 | A | 7 | 16000 | B | 7 | 77777 | A | 7 | 0.8 | E | 8 | 0.045 | F | 8 | 0.2 | F | 8 | 0 | 1 | D | 9 | 0 | C | 8
2002-11-29 | 24:00 | 0 | 0 | 0 | 2 | 0 | 0 | 2 | 0 | 0 | 2 | 0 | 0 | 2 | 0 | 0 | 2 | 0 | 0 | 2 | 0 | 0 | 2 | 0 | 1 | E | 9 | 1 | E | 9 | -2.8 | A | 7 | -7.2 | A | 7 | 69 | A | 7 | 835 | A | 7 | 160 | A | 7 | 3.6 | A | 7 | 16000 | B | 7 | 77777 | A | 7 | 0.8 | E | 8 | 0.045 | F | 8 | 0.2 | F | 8 | 0 | 1 | D | 9 | 0 | C | 8
2002-11-30 | 1:00 | 0 | 0 | 0 | 2 | 0 | 0 | 2 | 0 | 0 | 2 | 0 | 0 | 2 | 0 | 0 | 2 | 0 | 0 | 2 | 0 | 0 | 2 | 0 | 0 | E | 9 | 0 | E | 9 | -3.3 | A | 7 | -7.8 | A | 7 | 68 | A | 7 | 834 | A | 7 | 150 | A | 7 | 3.6 | A | 7 | 16000 | B | 7 | 77777 | A | 7 | 0.8 | E | 8 | 0.045 | F | 8 | 0.2 | F | 8 | 0 | 1 | D | 9 | 0 | C | 8
2002-11-30 | 2:00 | 0 | 0 | 0 | 2 | 0 | 0 | 2 | 0 | 0 | 2 | 0 | 0 | 2 | 0 | 0 | 2 | 0 | 0 | 2 | 0 | 0 | 2 | 0 | 0 | E | 9 | 0 | E | 9 | -3.3 | A | 7 | -8.9 | A | 7 | 62 | A | 7 | 835 | A | 7 | 170 | A | 7 | 3.6 | A | 7 | 16000 | B | 7 | 77777 | A | 7 | 0.8 | E | 8 | 0.045 | F | 8 | 0.2 | F | 8 | 0 | 1 | D | 9 | 0 | C | 8
2002-11-30 | 3:00 | 0 | 0 | 0 | 2 | 0 | 0 | 2 | 0 | 0 | 2 | 0 | 0 | 2 | 0 | 0 | 2 | 0 | 0 | 2 | 0 | 0 | 2 | 0 | 0 | E | 9 | 0 | E | 9 | -2.2 | A | 7 | -10 | A | 7 | 51 | A | 7 | 835 | A | 7 | 150 | A | 7 | 2.6 | A | 7 | 16000 | B | 7 | 77777 | A | 7 | 0.8 | E | 8 | 0.045 | F | 8 | 0.2 | F | 8 | 0 | 1 | D | 9 | 0 | C | 8
2002-11-30 | 4:00 | 0 | 0 | 0 | 2 | 0 | 0 | 2 | 0 | 0 | 2 | 0 | 0 | 2 | 0 | 0 | 2 | 0 | 0 | 2 | 0 | 0 | 2 | 0 | 0 | E | 9 | 0 | E | 9 | -3.9 | A | 7 | -9.4 | A | 7 | 62 | A | 7 | 835 | A | 7 | 180 | A | 7 | 5.2 | A | 7 | 16000 | B | 7 | 77777 | A | 7 | 0.8 | E | 8 | 0.045 | F | 8 | 0.2 | F | 8 | 0 | 1 | D | 9 | 0 | C | 8
2002-11-30 | 5:00 | 0 | 0 | 0 | 2 | 0 | 0 | 2 | 0 | 0 | 2 | 0 | 0 | 2 | 0 | 0 | 2 | 0 | 0 | 2 | 0 | 0 | 2 | 0 | 0 | E | 9 | 0 | E | 9 | -5 | A | 7 | -10 | A | 7 | 65 | A | 7 | 839 | A | 7 | 170 | A | 7 | 5.2 | A | 7 | 16000 | B | 7 | 77777 | A | 7 | 0.8 | E | 8 | 0.045 | F | 8 | 0.2 | F | 8 | 0 | 1 | D | 9 | 0 | C | 8
2002-11-30 | 6:00 | 0 | 0 | 0 | 2 | 0 | 0 | 2 | 0 | 0 | 2 | 0 | 0 | 2 | 0 | 0 | 2 | 0 | 0 | 2 | 0 | 0 | 2 | 0 | 0 | E | 9 | 0 | E | 9 | -6.1 | A | 7 | -10 | A | 7 | 71 | A | 7 | 835 | A | 7 | 160 | A | 7 | 4.1 | A | 7 | 16000 | B | 7 | 77777 | A | 7 | 0.9 | E | 8 | 0.045 | F | 8 | 0.2 | F | 8 | 0 | 1 | D | 9 | 0 | C | 8
2002-11-30 | 7:00 | 0 | 0 | 0 | 2 | 0 | 0 | 2 | 0 | 0 | 2 | 0 | 0 | 2 | 0 | 0 | 2 | 0 | 0 | 2 | 0 | 0 | 2 | 0 | 0 | E | 9 | 0 | E | 9 | -6.1 | A | 7 | -10.6 | A | 7 | 67 | A | 7 | 836 | A | 7 | 130 | A | 7 | 4.1 | A | 7 | 16000 | B | 7 | 77777 | A | 7 | 0.9 | E | 8 | 0.045 | F | 8 | 0.2 | F | 8 | 0 | 1 | D | 9 | 0 | C | 8
2002-11-30 | 8:00 | 107 | 1371 | 0 | 2 | 9 | 0 | 2 | 21 | 0 | 2 | 9 | 0 | 2 | 9 | 0 | 2 | 21 | 0 | 2 | 9 | 0 | 2 | 25 | 0 | E | 9 | 0 | E | 9 | -4.4 | A | 7 | -9.4 | A | 7 | 65 | A | 7 | 837 | A | 7 | 140 | A | 7 | 3.6 | A | 7 | 16000 | B | 7 | 6706 | A | 7 | 0.9 | E | 8 | 0.045 | F | 8 | 0.2 | F | 8 | 0 | 1 | D | 9 | 0 | C | 8
2002-11-30 | 9:00 | 321 | 1406 | 234 | 2 | 9 | 813 | 2 | 21 | 47 | 2 | 9 | 237 | 2 | 9 | 670 | 2 | 21 | 83 | 2 | 9 | 88 | 2 | 25 | 1 | E | 9 | 1 | E | 9 | 0.6 | A | 7 | -9.4 | A | 7 | 43 | A | 7 | 840 | A | 7 | 130 | A | 7 | 3.6 | A | 7 | 16000 | B | 7 | 6706 | A | 7 | 0.9 | E | 8 | 0.045 | F | 8 | 0.2 | F | 8 | 0 | 1 | D | 9 | 0 | C | 8
2002-11-30 | 10:00 | 494 | 1406 | 370 | 2 | 9 | 892 | 2 | 21 | 54 | 2 | 9 | 388 | 2 | 9 | 827 | 2 | 21 | 95 | 2 | 9 | 115 | 2 | 25 | 0 | E | 9 | 0 | E | 9 | 2.8 | A | 7 | -11.1 | A | 7 | 32 | A | 7 | 841 | A | 7 | 130 | A | 7 | 4.6 | A | 7 | 16000 | B | 7 | 6706 | A | 7 | 1 | E | 8 | 0.045 | F | 8 | 0.2 | F | 8 | 0 | 1 | D | 9 | 0 | C | 8
2002-11-30 | 11:00 | 612 | 1406 | 468 | 2 | 9 | 936 | 2 | 21 | 59 | 2 | 9 | 491 | 2 | 9 | 897 | 2 | 21 | 99 | 2 | 9 | 134 | 2 | 25 | 2 | E | 9 | 2 | E | 9 | 4.4 | A | 7 | -10 | A | 7 | 31 | A | 7 | 840 | A | 7 | 120 | A | 7 | 4.6 | A | 7 | 16000 | B | 7 | 6706 | A | 7 | 1 | E | 8 | 0.045 | F | 8 | 0.2 | F | 8 | 0 | 1 | D | 9 | 0 | C | 8
2002-11-30 | 12:00 | 665 | 1406 | 511 | 2 | 9 | 951 | 2 | 21 | 59 | 2 | 9 | 537 | 2 | 9 | 922 | 2 | 21 | 99 | 2 | 9 | 141 | 2 | 25 | 1 | E | 9 | 1 | E | 9 | 5.6 | A | 7 | -7.8 | A | 7 | 35 | A | 7 | 841 | A | 7 | 180 | B | 8 | 2.6 | A | 7 | 16000 | B | 7 | 6706 | A | 7 | 1 | E | 8 | 0.045 | F | 8 | 0.2 | F | 8 | 0 | 1 | D | 9 | 0 | C | 8
2002-11-30 | 13:00 | 651 | 1406 | 494 | 2 | 9 | 937 | 2 | 21 | 58 | 2 | 9 | 519 | 2 | 9 | 906 | 2 | 21 | 98 | 2 | 9 | 139 | 2 | 25 | 4 | E | 9 | 4 | E | 9 | 7.2 | A | 7 | -7.2 | A | 7 | 33 | A | 7 | 840 | A | 7 | 230 | A | 7 | 3.1 | A | 7 | 16000 | B | 7 | 77777 | A | 7 | 1 | E | 8 | 0.045 | F | 8 | 0.2 | F | 8 | 0 | 1 | D | 9 | 0 | C | 8
2002-11-30 | 14:00 | 569 | 1406 | 423 | 2 | 9 | 691 | 2 | 21 | 142 | 2 | 9 | 428 | 2 | 9 | 642 | 2 | 21 | 167 | 2 | 9 | 258 | 2 | 25 | 7 | E | 9 | 6 | E | 9 | 6.7 | A | 7 | -7.8 | A | 7 | 32 | A | 7 | 840 | A | 7 | 300 | B | 8 | 1.5 | A | 7 | 16000 | B | 7 | 6706 | A | 7 | 1 | E | 8 | 0.045 | F | 8 | 0.2 | F | 8 | 0 | 1 | D | 9 | 0 | C | 8
2002-11-30 | 15:00 | 427 | 1406 | 153 | 2 | 9 | 81 | 2 | 21 | 128 | 2 | 9 | 167 | 2 | 9 | 74 | 2 | 21 | 145 | 2 | 9 | 332 | 2 | 25 | 5 | E | 9 | 4 | E | 9 | 7.8 | A | 7 | -6.7 | A | 7 | 33 | A | 7 | 840 | A | 7 | 0 | A | 7 | 0 | A | 7 | 16000 | B | 7 | 6706 | A | 7 | 1 | E | 8 | 0.045 | F | 8 | 0.2 | F | 8 | 0 | 1 | D | 9 | 0 | C | 8
2002-11-30 | 16:00 | 233 | 1406 | 136 | 2 | 9 | 397 | 2 | 21 | 70 | 2 | 9 | 138 | 2 | 9 | 271 | 2 | 21 | 93 | 2 | 9 | 131 | 2 | 25 | 2 | E | 9 | 2 | E | 9 | 7.8 | A | 7 | -5.6 | A | 7 | 36 | A | 7 | 840 | A | 7 | 80 | A | 7 | 1.5 | A | 7 | 16000 | B | 7 | 77777 | A | 7 | 0.9 | E | 8 | 0.045 | F | 8 | 0.2 | F | 8 | 0 | 1 | D | 9 | 0 | C | 8
2002-11-30 | 17:00 | 33 | 785 | 0 | 2 | 9 | 0 | 2 | 21 | 0 | 2 | 9 | 0 | 2 | 9 | 0 | 2 | 21 | 0 | 2 | 9 | 0 | 2 | 25 | 5 | E | 9 | 5 | A | 7 | 6.1 | A | 7 | -6.1 | A | 7 | 39 | A | 7 | 837 | A | 7 | 20 | A | 7 | 1.5 | A | 7 | 16000 | B | 7 | 77777 | A | 7 | 0.9 | E | 8 | 0.045 | F | 8 | 0.2 | F | 8 | 0 | 1 | D | 9 | 0 | C | 8
2002-11-30 | 18:00 | 0 | 0 | 0 | 2 | 0 | 0 | 2 | 0 | 0 | 2 | 0 | 0 | 2 | 0 | 0 | 2 | 0 | 0 | 2 | 0 | 0 | 2 | 0 | 0 | E | 9 | 0 | E | 9 | 1.1 | A | 7 | -6.7 | A | 7 | 52 | A | 7 | 838 | A | 7 | 40 | A | 7 | 2.6 | A | 7 | 16000 | B | 7 | 77777 | A | 7 | 0.9 | E | 8 | 0.045 | F | 8 | 0.2 | F | 8 | 0 | 1 | D | 9 | 0 | C | 8
2002-11-30 | 19:00 | 0 | 0 | 0 | 2 | 0 | 0 | 2 | 0 | 0 | 2 | 0 | 0 | 2 | 0 | 0 | 2 | 0 | 0 | 2 | 0 | 0 | 2 | 0 | 0 | E | 9 | 0 | E | 9 | 1.1 | A | 7 | -6.1 | A | 7 | 55 | A | 7 | 838 | A | 7 | 90 | A | 7 | 2.1 | A | 7 | 16000 | B | 7 | 77777 | A | 7 | 0.9 | E | 8 | 0.045 | F | 8 | 0.2 | F | 8 | 0 | 1 | D | 9 | 0 | C | 8
2002-11-30 | 20:00 | 0 | 0 | 0 | 2 | 0 | 0 | 2 | 0 | 0 | 2 | 0 | 0 | 2 | 0 | 0 | 2 | 0 | 0 | 2 | 0 | 0 | 2 | 0 | 0 | E | 9 | 0 | E | 9 | 1.1 | A | 7 | -6.7 | A | 7 | 52 | A | 7 | 837 | A | 7 | 180 | A | 7 | 3.1 | A | 7 | 16000 | B | 7 | 77777 | A | 7 | 0.9 | E | 8 | 0.045 | F | 8 | 0.2 | F | 8 | 0 | 1 | D | 9 | 0 | C | 8
2002-11-30 | 21:00 | 0 | 0 | 0 | 2 | 0 | 0 | 2 | 0 | 0 | 2 | 0 | 0 | 2 | 0 | 0 | 2 | 0 | 0 | 2 | 0 | 0 | 2 | 0 | 0 | E | 9 | 0 | E | 9 | 0.6 | A | 7 | -7.2 | A | 7 | 52 | A | 7 | 836 | A | 7 | 210 | A | 7 | 6.2 | A | 7 | 16000 | B | 7 | 77777 | A | 7 | 0.9 | E | 8 | 0.045 | F | 8 | 0.2 | F | 8 | 0 | 1 | D | 9 | 0 | C | 8
2002-11-30 | 22:00 | 0 | 0 | 0 | 2 | 0 | 0 | 2 | 0 | 0 | 2 | 0 | 0 | 2 | 0 | 0 | 2 | 0 | 0 | 2 | 0 | 0 | 2 | 0 | 1 | E | 9 | 1 | E | 9 | 1.3 | A | 7 | -7 | A | 7 | 51 | A | 7 | 834 | A | 7 | 210 | A | 7 | 5.8 | A | 7 | 16000 | B | 7 | 77777 | A | 7 | 0.9 | E | 8 | 0.045 | F | 8 | 0.2 | F | 8 | 0 | 1 | D | 9 | 0 | C | 8
2002-11-30 | 23:00 | 0 | 0 | 0 | 2 | 0 | 0 | 2 | 0 | 0 | 2 | 0 | 0 | 2 | 0 | 0 | 2 | 0 | 0 | 2 | 0 | 0 | 2 | 0 | 5 | E | 9 | 5 | E | 9 | 2 | A | 7 | -7 | A | 7 | 59 | A | 7 | 836 | A | 7 | 190 | A | 7 | 5.3 | A | 7 | 16000 | B | 7 | 77777 | A | 7 | 0.9 | E | 8 | 0.045 | F | 8 | 0.2 | F | 8 | 0 | 1 | D | 9 | 0 | C | 8
2002-11-30 | 24:00 | 0 | 0 | 0 | 2 | 0 | 0 | 2 | 0 | 0 | 2 | 0 | 0 | 2 | 0 | 0 | 2 | 0 | 0 | 2 | 0 | 0 | 2 | 0 | 10 | E | 9 | 7 | E | 9 | 2.7 | A | 7 | -6.9 | A | 7 | 57 | A | 7 | 833 | A | 7 | 190 | A | 7 | 4.9 | A | 7 | 16000 | B | 7 | 77777 | A | 7 | 1 | E | 8 | 0.045 | F | 8 | 0.2 | F | 8 | 0 | 1 | D | 9 | 0 | C | 8
1994-12-01 | 1:00 | 0 | 0 | 0 | 1 | 0 | 0 | 1 | 0 | 0 | 1 | 0 | 0 | 1 | 0 | 0 | 1 | 0 | 0 | 1 | 0 | 0 | 1 | 0 | 3 | A | 7 | 0 | A | 7 | 3.5 | A | 7 | -6.8 | A | 7 | 50 | A | 7 | 835 | A | 7 | 190 | A | 7 | 4.4 | A | 7 | 48000 | B | 7 | 77777 | A | 7 | 0.6 | E | 8 | 0.045 | F | 8 | 0.22 | F | 8 | 0 | 1 | D | 9 | 0 | C | 8
1994-12-01 | 2:00 | 0 | 0 | 0 | 1 | 0 | 0 | 1 | 0 | 0 | 1 | 0 | 0 | 1 | 0 | 0 | 1 | 0 | 0 | 1 | 0 | 0 | 1 | 0 | 0 | A | 7 | 0 | A | 7 | 4.2 | A | 7 | -6.7 | A | 7 | 39 | A | 7 | 835 | A | 7 | 200 | A | 7 | 4 | A | 7 | 40000 | B | 7 | 77777 | A | 7 | 0.6 | E | 8 | 0.045 | F | 8 | 0.22 | F | 8 | 0 | 1 | D | 9 | 0 | C | 8
1994-12-01 | 3:00 | 0 | 0 | 0 | 1 | 0 | 0 | 1 | 0 | 0 | 1 | 0 | 0 | 1 | 0 | 0 | 1 | 0 | 0 | 1 | 0 | 0 | 1 | 0 | 0 | A | 7 | 0 | A | 7 | 4.9 | A | 7 | -6.7 | A | 7 | 42 | A | 7 | 835 | A | 7 | 180 | A | 7 | 3.5 | A | 7 | 40000 | B | 7 | 77777 | A | 7 | 0.6 | E | 8 | 0.045 | F | 8 | 0.22 | F | 8 | 0 | 1 | D | 9 | 0 | C | 8
1994-12-01 | 4:00 | 0 | 0 | 0 | 1 | 0 | 0 | 1 | 0 | 0 | 1 | 0 | 0 | 1 | 0 | 0 | 1 | 0 | 0 | 1 | 0 | 0 | 1 | 0 | 0 | A | 7 | 0 | A | 7 | 5.6 | A | 7 | -6.7 | A | 7 | 38 | A | 7 | 834 | A | 7 | 180 | A | 7 | 3.1 | A | 7 | 40000 | B | 7 | 77777 | A | 7 | 0.6 | E | 8 | 0.045 | F | 8 | 0.22 | F | 8 | 0 | 1 | D | 9 | 0 | C | 8
1994-12-01 | 5:00 | 0 | 0 | 0 | 1 | 0 | 0 | 1 | 0 | 0 | 1 | 0 | 0 | 1 | 0 | 0 | 1 | 0 | 0 | 1 | 0 | 0 | 1 | 0 | 0 | A | 7 | 0 | A | 7 | 2.8 | A | 7 | -6.7 | A | 7 | 46 | A | 7 | 834 | A | 7 | 180 | A | 7 | 2.1 | A | 7 | 40000 | B | 7 | 77777 | A | 7 | 0.6 | E | 8 | 0.045 | F | 8 | 0.22 | F | 8 | 0 | 1 | D | 9 | 0 | C | 8
1994-12-01 | 6:00 | 0 | 0 | 0 | 1 | 0 | 0 | 1 | 0 | 0 | 1 | 0 | 0 | 1 | 0 | 0 | 1 | 0 | 0 | 1 | 0 | 0 | 1 | 0 | 1 | A | 7 | 0 | A | 7 | 3.9 | A | 7 | -6.7 | A | 7 | 43 | A | 7 | 834 | A | 7 | 170 | A | 7 | 3.1 | A | 7 | 40000 | B | 7 | 77777 | A | 7 | 0.6 | E | 8 | 0.045 | F | 8 | 0.22 | F | 8 | 0 | 1 | D | 9 | 0 | C | 8
1994-12-01 | 7:00 | 0 | 0 | 0 | 1 | 0 | 0 | 1 | 0 | 0 | 1 | 0 | 0 | 1 | 0 | 0 | 1 | 0 | 0 | 1 | 0 | 0 | 1 | 0 | 3 | A | 7 | 3 | A | 7 | 5.6 | A | 7 | -7.8 | A | 7 | 35 | A | 7 | 834 | A | 7 | 170 | A | 7 | 4.6 | A | 7 | 120000 | B | 7 | 77777 | A | 7 | 0.6 | E | 8 | 0.045 | F | 8 | 0.22 | F | 8 | 0 | 1 | D | 9 | 0 | C | 8
1994-12-01 | 8:00 | 103 | 1348 | 41 | 1 | 10 | 252 | 1 | 16 | 22 | 1 | 10 | 43 | 1 | 10 | 128 | 1 | 16 | 33 | 1 | 10 | 39 | 1 | 21 | 2 | A | 7 | 1 | A | 7 | 7.2 | A | 7 | -7.8 | A | 7 | 31 | A | 7 | 834 | A | 7 | 210 | A | 7 | 4.1 | A | 7 | 120000 | B | 7 | 77777 | A | 7 | 0.6 | E | 8 | 0.045 | F | 8 | 0.22 | F | 8 | 0 | 1 | D | 9 | 0 | C | 8
1994-12-01 | 9:00 | 317 | 1407 | 182 | 1 | 10 | 595 | 1 | 16 | 48 | 1 | 10 | 185 | 1 | 10 | 488 | 1 | 16 | 74 | 1 | 10 | 88 | 1 | 21 | 3 | A | 7 | 1 | A | 7 | 11.1 | A | 7 | -7.2 | A | 7 | 25 | A | 7 | 834 | A | 7 | 190 | A | 7 | 5.2 | A | 7 | 120000 | B | 7 | 77777 | A | 7 | 0.6 | E | 8 | 0.045 | F | 8 | 0.22 | F | 8 | 0 | 1 | D | 9 | 0 | C | 8
1994-12-01 | 10:00 | 491 | 1407 | 333 | 1 | 10 | 817 | 1 | 16 | 48 | 1 | 10 | 352 | 1 | 10 | 757 | 1 | 16 | 87 | 1 | 10 | 111 | 1 | 21 | 1 | A | 7 | 0 | A | 7 | 15 | A | 7 | -7.8 | A | 7 | 18 | A | 7 | 834 | A | 7 | 190 | A | 7 | 5.2 | A | 7 | 112000 | B | 7 | 77777 | A | 7 | 0.5 | E | 8 | 0.045 | F | 8 | 0.22 | F | 8 | 0 | 1 | D | 9 | 0 | C | 8
1994-12-01 | 11:00 | 608 | 1407 | 434 | 1 | 10 | 872 | 1 | 16 | 57 | 1 | 10 | 458 | 1 | 10 | 836 | 1 | 16 | 95 | 1 | 10 | 133 | 1 | 21 | 1 | A | 7 | 0 | A | 7 | 18.3 | A | 7 | -7.2 | A | 7 | 16 | A | 7 | 834 | A | 7 | 210 | A | 7 | 4.1 | A | 7 | 120000 | B | 7 | 77777 | A | 7 | 0.5 | E | 8 | 0.045 | F | 8 | 0.22 | F | 8 | 0 | 1 | D | 9 | 0 | C | 8
1994-12-01 | 12:00 | 662 | 1407 | 474 | 1 | 10 | 878 | 1 | 16 | 60 | 1 | 10 | 499 | 1 | 10 | 850 | 1 | 16 | 97 | 1 | 10 | 142 | 1 | 21 | 1 | A | 7 | 0 | A | 7 | 20 | A | 7 | -7.8 | A | 7 | 13 | A | 7 | 833 | A | 7 | 310 | A | 7 | 2.1 | A | 7 | 120000 | B | 7 | 77777 | A | 7 | 0.5 | E | 8 | 0.045 | F | 8 | 0.22 | F | 8 | 0 | 1 | D | 9 | 0 | C | 8
1994-12-01 | 13:00 | 648 | 1407 | 470 | 1 | 10 | 891 | 1 | 16 | 59 | 1 | 10 | 495 | 1 | 10 | 861 | 1 | 16 | 97 | 1 | 10 | 139 | 1 | 21 | 1 | A | 7 | 0 | A | 7 | 21.1 | A | 7 | -6.1 | A | 7 | 15 | A | 7 | 832 | A | 7 | 340 | A | 7 | 3.6 | A | 7 | 120000 | B | 7 | 77777 | A | 7 | 0.5 | E | 8 | 0.045 | F | 8 | 0.22 | F | 8 | 0 | 1 | D | 9 | 0 | C | 8
1994-12-01 | 14:00 | 567 | 1407 | 407 | 1 | 10 | 884 | 1 | 16 | 51 | 1 | 10 | 431 | 1 | 10 | 839 | 1 | 16 | 91 | 1 | 10 | 123 | 1 | 21 | 0 | A | 7 | 0 | A | 7 | 19.4 | A | 7 | -6.7 | A | 7 | 15 | A | 7 | 832 | A | 7 | 10 | A | 7 | 4.1 | A | 7 | 120000 | B | 7 | 77777 | A | 7 | 0.5 | E | 8 | 0.045 | F | 8 | 0.22 | F | 8 | 0 | 1 | D | 9 | 0 | C | 8
1994-12-01 | 15:00 | 425 | 1407 | 284 | 1 | 10 | 802 | 1 | 16 | 42 | 1 | 10 | 301 | 1 | 10 | 723 | 1 | 16 | 82 | 1 | 10 | 99 | 1 | 21 | 0 | A | 7 | 0 | A | 7 | 18.9 | A | 7 | -6.1 | A | 7 | 17 | A | 7 | 832 | A | 7 | 40 | A | 7 | 4.6 | A | 7 | 120000 | B | 7 | 77777 | A | 7 | 0.5 | E | 8 | 0.045 | F | 8 | 0.22 | F | 8 | 0 | 1 | D | 9 | 0 | C | 8
1994-12-01 | 16:00 | 232 | 1407 | 129 | 1 | 10 | 607 | 1 | 16 | 29 | 1 | 10 | 137 | 1 | 10 | 468 | 1 | 16 | 59 | 1 | 10 | 62 | 1 | 21 | 0 | A | 7 | 0 | A | 7 | 16.7 | A | 7 | -5 | A | 7 | 21 | A | 7 | 832 | A | 7 | 80 | A | 7 | 3.6 | A | 7 | 104000 | B | 7 | 77777 | A | 7 | 0.5 | E | 8 | 0.045 | F | 8 | 0.22 | F | 8 | 0 | 1 | D | 9 | 0 | C | 8
1994-12-01 | 17:00 | 33 | 762 | 11 | 1 | 10 | 137 | 1 | 16 | 5 | 1 | 10 | 12 | 1 | 10 | 75 | 1 | 16 | 9 | 1 | 10 | 17 | 1 | 21 | 0 | A | 7 | 0 | A | 7 | 13.3 | A | 7 | -5 | A | 7 | 26 | A | 7 | 832 | A | 7 | 50 | A | 7 | 3.1 | A | 7 | 104000 | B | 7 | 77777 | A | 7 | 0.5 | E | 8 | 0.045 | F | 8 | 0.22 | F | 8 | 0 | 1 | D | 9 | 0 | C | 8
1994-12-01 | 18:00 | 0 | 0 | 0 | 1 | 0 | 0 | 1 | 0 | 0 | 1 | 0 | 0 | 1 | 0 | 0 | 1 | 0 | 0 | 1 | 0 | 0 | 1 | 0 | 0 | A | 7 | 0 | A | 7 | 8.9 | A | 7 | -5 | A | 7 | 35 | A | 7 | 832 | A | 7 | 130 | A | 7 | 3.1 | A | 7 | 80000 | B | 7 | 77777 | A | 7 | 0.5 | E | 8 | 0.045 | F | 8 | 0.22 | F | 8 | 0 | 1 | D | 9 | 0 | C | 8
1994-12-01 | 19:00 | 0 | 0 | 0 | 1 | 0 | 0 | 1 | 0 | 0 | 1 | 0 | 0 | 1 | 0 | 0 | 1 | 0 | 0 | 1 | 0 | 0 | 1 | 0 | 0 | A | 7 | 0 | A | 7 | 6.1 | A | 7 | -4.4 | A | 7 | 45 | A | 7 | 832 | A | 7 | 120 | A | 7 | 2.1 | A | 7 | 48000 | B | 7 | 77777 | A | 7 | 0.5 | E | 8 | 0.045 | F | 8 | 0.22 | F | 8 | 0 | 1 | D | 9 | 0 | C | 8
1994-12-01 | 20:00 | 0 | 0 | 0 | 1 | 0 | 0 | 1 | 0 | 0 | 1 | 0 | 0 | 1 | 0 | 0 | 1 | 0 | 0 | 1 | 0 | 0 | 1 | 0 | 0 | A | 7 | 0 | A | 7 | 6.1 | A | 7 | -4.4 | A | 7 | 45 | A | 7 | 832 | A | 7 | 170 | A | 7 | 3.1 | A | 7 | 48000 | B | 7 | 77777 | A | 7 | 0.5 | E | 8 | 0.045 | F | 8 | 0.22 | F | 8 | 0 | 1 | D | 9 | 0 | C | 8
1994-12-01 | 21:00 | 0 | 0 | 0 | 1 | 0 | 0 | 1 | 0 | 0 | 1 | 0 | 0 | 1 | 0 | 0 | 1 | 0 | 0 | 1 | 0 | 0 | 1 | 0 | 0 | A | 7 | 0 | A | 7 | 4.4 | A | 7 | -5 | A | 7 | 48 | A | 7 | 832 | A | 7 | 180 | A | 7 | 3.6 | A | 7 | 48000 | B | 7 | 77777 | A | 7 | 0.5 | E | 8 | 0.045 | F | 8 | 0.22 | F | 8 | 0 | 1 | D | 9 | 0 | C | 8
1994-12-01 | 22:00 | 0 | 0 | 0 | 1 | 0 | 0 | 1 | 0 | 0 | 1 | 0 | 0 | 1 | 0 | 0 | 1 | 0 | 0 | 1 | 0 | 0 | 1 | 0 | 0 | A | 7 | 0 | A | 7 | 3.3 | A | 7 | -5.6 | A | 7 | 49 | A | 7 | 832 | A | 7 | 190 | A | 7 | 1.5 | A | 7 | 48000 | B | 7 | 77777 | A | 7 | 0.5 | E | 8 | 0.045 | F | 8 | 0.22 | F | 8 | 0 | 1 | D | 9 | 0 | C | 8
1994-12-01 | 23:00 | 0 | 0 | 0 | 1 | 0 | 0 | 1 | 0 | 0 | 1 | 0 | 0 | 1 | 0 | 0 | 1 | 0 | 0 | 1 | 0 | 0 | 1 | 0 | 0 | A | 7 | 0 | A | 7 | 3.9 | A | 7 | -6.1 | A | 7 | 45 | A | 7 | 831 | A | 7 | 180 | A | 7 | 4.6 | A | 7 | 48000 | B | 7 | 77777 | A | 7 | 0.5 | E | 8 | 0.045 | F | 8 | 0.22 | F | 8 | 0 | 1 | D | 9 | 0 | C | 8
1994-12-01 | 24:00 | 0 | 0 | 0 | 1 | 0 | 0 | 1 | 0 | 0 | 1 | 0 | 0 | 1 | 0 | 0 | 1 | 0 | 0 | 1 | 0 | 0 | 1 | 0 | 0 | A | 7 | 0 | A | 7 | 2.2 | A | 7 | -6.7 | A | 7 | 48 | A | 7 | 830 | A | 7 | 210 | A | 7 | 1.5 | A | 7 | 48000 | B | 7 | 77777 | A | 7 | 0.5 | E | 8 | 0.045 | F | 8 | 0.22 | F | 8 | 0 | 1 | D | 9 | 0 | C | 8
1994-12-02 | 1:00 | 0 | 0 | 0 | 1 | 0 | 0 | 1 | 0 | 0 | 1 | 0 | 0 | 1 | 0 | 0 | 1 | 0 | 0 | 1 | 0 | 0 | 1 | 0 | 0 | A | 7 | 0 | A | 7 | 1.7 | A | 7 | -6.7 | A | 7 | 50 | A | 7 | 830 | A | 7 | 170 | A | 7 | 1.5 | A | 7 | 48000 | B | 7 | 77777 | A | 7 | 0.5 | E | 8 | 0.045 | F | 8 | 0.22 | F | 8 | 0 | 1 | D | 9 | 0 | C | 8
1994-12-02 | 2:00 | 0 | 0 | 0 | 1 | 0 | 0 | 1 | 0 | 0 | 1 | 0 | 0 | 1 | 0 | 0 | 1 | 0 | 0 | 1 | 0 | 0 | 1 | 0 | 0 | A | 7 | 0 | A | 7 | 0.6 | A | 7 | -6.1 | A | 7 | 57 | A | 7 | 830 | A | 7 | 160 | A | 7 | 2.1 | A | 7 | 48000 | B | 7 | 77777 | A | 7 | 0.4 | E | 8 | 0.045 | F | 8 | 0.22 | F | 8 | 0 | 1 | D | 9 | 0 | C | 8
1994-12-02 | 3:00 | 0 | 0 | 0 | 1 | 0 | 0 | 1 | 0 | 0 | 1 | 0 | 0 | 1 | 0 | 0 | 1 | 0 | 0 | 1 | 0 | 0 | 1 | 0 | 0 | A | 7 | 0 | A | 7 | -1.1 | A | 7 | -6.1 | A | 7 | 66 | A | 7 | 830 | A | 7 | 130 | A | 7 | 2.1 | A | 7 | 48000 | B | 7 | 77777 | A | 7 | 0.4 | E | 8 | 0.045 | F | 8 | 0.22 | F | 8 | 0 | 1 | D | 9 | 0 | C | 8
1994-12-02 | 4:00 | 0 | 0 | 0 | 1 | 0 | 0 | 1 | 0 | 0 | 1 | 0 | 0 | 1 | 0 | 0 | 1 | 0 | 0 | 1 | 0 | 0 | 1 | 0 | 0 | A | 7 | 0 | A | 7 | 2.2 | A | 7 | -7.8 | A | 7 | 44 | A | 7 | 830 | A | 7 | 190 | A | 7 | 3.1 | A | 7 | 48000 | B | 7 | 77777 | A | 7 | 0.4 | E | 8 | 0.045 | F | 8 | 0.22 | F | 8 | 0 | 1 | D | 9 | 0 | C | 8
1994-12-02 | 5:00 | 0 | 0 | 0 | 1 | 0 | 0 | 1 | 0 | 0 | 1 | 0 | 0 | 1 | 0 | 0 | 1 | 0 | 0 | 1 | 0 | 0 | 1 | 0 | 0 | A | 7 | 0 | A | 7 | 0.6 | A | 7 | -7.8 | A | 7 | 49 | A | 7 | 829 | A | 7 | 120 | A | 7 | 2.6 | A | 7 | 48000 | B | 7 | 77777 | A | 7 | 0.4 | E | 8 | 0.045 | F | 8 | 0.22 | F | 8 | 0 | 1 | D | 9 | 0 | C | 8
1994-12-02 | 6:00 | 0 | 0 | 0 | 1 | 0 | 0 | 1 | 0 | 0 | 1 | 0 | 0 | 1 | 0 | 0 | 1 | 0 | 0 | 1 | 0 | 0 | 1 | 0 | 0 | A | 7 | 0 | A | 7 | -2.2 | A | 7 | -7.2 | A | 7 | 65 | A | 7 | 829 | A | 7 | 0 | A | 7 | 0 | A | 7 | 48000 | B | 7 | 77777 | A | 7 | 0.4 | E | 8 | 0.045 | F | 8 | 0.22 | F | 8 | 0 | 1 | D | 9 | 0 | C | 8
1994-12-02 | 7:00 | 0 | 0 | 0 | 1 | 0 | 0 | 1 | 0 | 0 | 1 | 0 | 0 | 1 | 0 | 0 | 1 | 0 | 0 | 1 | 0 | 0 | 1 | 0 | 0 | A | 7 | 0 | A | 7 | 2.2 | A | 7 | -9.4 | A | 7 | 38 | A | 7 | 829 | A | 7 | 170 | A | 7 | 4.1 | A | 7 | 96000 | B | 7 | 77777 | A | 7 | 0.4 | E | 8 | 0.045 | F | 8 | 0.22 | F | 8 | 0 | 1 | D | 9 | 0 | C | 8
1994-12-02 | 8:00 | 99 | 1325 | 47 | 1 | 10 | 452 | 1 | 16 | 13 | 1 | 10 | 52 | 1 | 10 | 282 | 1 | 16 | 30 | 1 | 10 | 33 | 1 | 21 | 0 | A | 7 | 0 | A | 7 | 3.3 | A | 7 | -8.9 | A | 7 | 37 | A | 7 | 829 | A | 7 | 190 | A | 7 | 4.1 | A | 7 | 112000 | B | 7 | 77777 | A | 7 | 0.4 | E | 8 | 0.045 | F | 8 | 0.22 | F | 8 | 0 | 1 | D | 9 | 0 | C | 8
1994-12-02 | 9:00 | 313 | 1407 | 201 | 1 | 10 | 785 | 1 | 16 | 26 | 1 | 10 | 215 | 1 | 10 | 660 | 1 | 16 | 67 | 1 | 10 | 71 | 1 | 21 | 0 | A | 7 | 0 | A | 7 | 7.2 | A | 7 | -8.9 | A | 7 | 28 | A | 7 | 829 | A | 7 | 200 | A | 7 | 4.1 | A | 7 | 112000 | B | 7 | 77777 | A | 7 | 0.5 | E | 8 | 0.045 | F | 8 | 0.22 | F | 8 | 0 | 1 | D | 9 | 0 | C | 8
1994-12-02 | 10:00 | 487 | 1407 | 333 | 1 | 10 | 830 | 1 | 16 | 45 | 1 | 10 | 352 | 1 | 10 | 768 | 1 | 16 | 85 | 1 | 10 | 108 | 1 | 21 | 1 | A | 7 | 1 | A | 7 | 10.6 | A | 7 | -9.4 | A | 7 | 21 | A | 7 | 830 | A | 7 | 190 | A | 7 | 3.6 | A | 7 | 112000 | B | 7 | 77777 | A | 7 | 0.5 | E | 8 | 0.045 | F | 8 | 0.22 | F | 8 | 0 | 1 | D | 9 | 0 | C | 8
1994-12-02 | 11:00 | 605 | 1407 | 429 | 1 | 10 | 885 | 1 | 16 | 48 | 1 | 10 | 454 | 1 | 10 | 848 | 1 | 16 | 88 | 1 | 10 | 123 | 1 | 21 | 1 | A | 7 | 1 | A | 7 | 13.9 | A | 7 | -10 | A | 7 | 16 | A | 7 | 829 | A | 7 | 200 | A | 7 | 3.1 | A | 7 | 112000 | B | 7 | 77777 | A | 7 | 0.5 | E | 8 | 0.045 | F | 8 | 0.22 | F | 8 | 0 | 1 | D | 9 | 0 | C | 8
1994-12-02 | 12:00 | 659 | 1407 | 464 | 1 | 10 | 852 | 1 | 16 | 65 | 1 | 10 | 488 | 1 | 10 | 824 | 1 | 16 | 100 | 1 | 10 | 145 | 1 | 21 | 1 | A | 7 | 1 | A | 7 | 15.6 | A | 7 | -12.8 | A | 7 | 11 | A | 7 | 829 | A | 7 | 120 | A | 7 | 2.1 | A | 7 | 112000 | B | 7 | 77777 | A | 7 | 0.5 | E | 8 | 0.045 | F | 8 | 0.22 | F | 8 | 0 | 1 | D | 9 | 0 | C | 8
1994-12-02 | 13:00 | 645 | 1407 | 461 | 1 | 10 | 912 | 1 | 16 | 43 | 1 | 10 | 491 | 1 | 10 | 882 | 1 | 16 | 85 | 1 | 10 | 119 | 1 | 21 | 1 | A | 7 | 1 | A | 7 | 17.2 | A | 7 | -13.9 | A | 7 | 9 | A | 7 | 828 | A | 7 | 30 | A | 7 | 1.5 | A | 7 | 112000 | B | 7 | 77777 | A | 7 | 0.5 | E | 8 | 0.045 | F | 8 | 0.22 | F | 8 | 0 | 1 | D | 9 | 0 | C | 8
1994-12-02 | 14:00 | 565 | 1407 | 406 | 1 | 10 | 751 | 1 | 16 | 104 | 1 | 10 | 421 | 1 | 10 | 710 | 1 | 16 | 135 | 1 | 10 | 202 | 1 | 21 | 5 | A | 7 | 5 | A | 7 | 16.1 | A | 7 | -12.8 | A | 7 | 11 | A | 7 | 828 | A | 7 | 310 | A | 7 | 5.2 | A | 7 | 112000 | B | 7 | 77777 | A | 7 | 0.5 | E | 8 | 0.045 | F | 8 | 0.22 | F | 8 | 0 | 1 | D | 9 | 0 | C | 8
1994-12-02 | 15:00 | 423 | 1407 | 282 | 1 | 10 | 659 | 1 | 16 | 84 | 1 | 10 | 290 | 1 | 10 | 578 | 1 | 16 | 115 | 1 | 10 | 153 | 1 | 21 | 5 | A | 7 | 5 | A | 7 | 16.7 | A | 7 | -11.7 | A | 7 | 12 | A | 7 | 828 | A | 7 | 10 | A | 7 | 4.6 | A | 7 | 112000 | B | 7 | 77777 | A | 7 | 0.5 | E | 8 | 0.045 | F | 8 | 0.22 | F | 8 | 0 | 1 | D | 9 | 0 | C | 8
1994-12-02 | 16:00 | 231 | 1407 | 135 | 1 | 10 | 672 | 1 | 16 | 25 | 1 | 10 | 144 | 1 | 10 | 518 | 1 | 16 | 58 | 1 | 10 | 60 | 1 | 21 | 1 | A | 7 | 1 | A | 7 | 15 | A | 7 | -11.7 | A | 7 | 13 | A | 7 | 829 | A | 7 | 20 | A | 7 | 3.6 | A | 7 | 112000 | B | 7 | 77777 | A | 7 | 0.5 | E | 8 | 0.045 | F | 8 | 0.22 | F | 8 | 0 | 1 | D | 9 | 0 | C | 8
1994-12-02 | 17:00 | 32 | 762 | 12 | 1 | 10 | 183 | 1 | 16 | 4 | 1 | 10 | 14 | 1 | 10 | 101 | 1 | 16 | 9 | 1 | 10 | 14 | 1 | 21 | 1 | A | 7 | 1 | A | 7 | 11.1 | A | 7 | -11.1 | A | 7 | 18 | A | 7 | 830 | A | 7 | 360 | A | 7 | 2.6 | A | 7 | 112000 | B | 7 | 77777 | A | 7 | 0.5 | E | 8 | 0.045 | F | 8 | 0.22 | F | 8 | 0 | 1 | D | 9 | 0 | C | 8
1994-12-02 | 18:00 | 0 | 0 | 0 | 1 | 0 | 0 | 1 | 0 | 0 | 1 | 0 | 0 | 1 | 0 | 0 | 1 | 0 | 0 | 1 | 0 | 0 | 1 | 0 | 0 | A | 7 | 0 | A | 7 | 11.1 | A | 7 | -11.1 | A | 7 | 18 | A | 7 | 830 | A | 7 | 270 | A | 7 | 3.1 | A | 7 | 80000 | B | 7 | 77777 | A | 7 | 0.5 | E | 8 | 0.045 | F | 8 | 0.22 | F | 8 | 0 | 1 | D | 9 | 0 | C | 8
1994-12-02 | 19:00 | 0 | 0 | 0 | 1 | 0 | 0 | 1 | 0 | 0 | 1 | 0 | 0 | 1 | 0 | 0 | 1 | 0 | 0 | 1 | 0 | 0 | 1 | 0 | 7 | A | 7 | 7 | A | 7 | 6.7 | A | 7 | -9.4 | A | 7 | 28 | A | 7 | 831 | A | 7 | 260 | A | 7 | 2.6 | A | 7 | 48000 | B | 7 | 4267 | A | 7 | 0.5 | E | 8 | 0.045 | F | 8 | 0.22 | F | 8 | 0 | 1 | D | 9 | 0 | C | 8
1994-12-02 | 20:00 | 0 | 0 | 0 | 1 | 0 | 0 | 1 | 0 | 0 | 1 | 0 | 0 | 1 | 0 | 0 | 1 | 0 | 0 | 1 | 0 | 0 | 1 | 0 | 8 | A | 7 | 3 | A | 7 | 4.4 | A | 7 | -8.9 | A | 7 | 34 | A | 7 | 831 | A | 7 | 150 | A | 7 | 3.1 | A | 7 | 48000 | B | 7 | 77777 | A | 7 | 0.5 | E | 8 | 0.045 | F | 8 | 0.22 | F | 8 | 0 | 1 | D | 9 | 0 | C | 8
1994-12-02 | 21:00 | 0 | 0 | 0 | 1 | 0 | 0 | 1 | 0 | 0 | 1 | 0 | 0 | 1 | 0 | 0 | 1 | 0 | 0 | 1 | 0 | 0 | 1 | 0 | 5 | A | 7 | 2 | A | 7 | 3.3 | A | 7 | -8.9 | A | 7 | 37 | A | 7 | 832 | A | 7 | 160 | A | 7 | 3.6 | A | 7 | 48000 | B | 7 | 77777 | A | 7 | 0.5 | E | 8 | 0.045 | F | 8 | 0.22 | F | 8 | 0 | 1 | D | 9 | 0 | C | 8
1994-12-02 | 22:00 | 0 | 0 | 0 | 1 | 0 | 0 | 1 | 0 | 0 | 1 | 0 | 0 | 1 | 0 | 0 | 1 | 0 | 0 | 1 | 0 | 0 | 1 | 0 | 3 | A | 7 | 3 | A | 7 | 1.7 | A | 7 | -7.8 | A | 7 | 46 | A | 7 | 831 | A | 7 | 160 | A | 7 | 2.1 | A | 7 | 48000 | B | 7 | 77777 | A | 7 | 0.5 | E | 8 | 0.045 | F | 8 | 0.22 | F | 8 | 0 | 1 | D | 9 | 0 | C | 8
1994-12-02 | 23:00 | 0 | 0 | 0 | 1 | 0 | 0 | 1 | 0 | 0 | 1 | 0 | 0 | 1 | 0 | 0 | 1 | 0 | 0 | 1 | 0 | 0 | 1 | 0 | 7 | A | 7 | 7 | A | 7 | 0.6 | A | 7 | -7.8 | A | 7 | 49 | A | 7 | 832 | A | 7 | 180 | A | 7 | 3.1 | A | 7 | 48000 | B | 7 | 4267 | A | 7 | 0.5 | E | 8 | 0.045 | F | 8 | 0.22 | F | 8 | 0 | 1 | D | 9 | 0 | C | 8
1994-12-02 | 24:00 | 0 | 0 | 0 | 1 | 0 | 0 | 1 | 0 | 0 | 1 | 0 | 0 | 1 | 0 | 0 | 1 | 0 | 0 | 1 | 0 | 0 | 1 | 0 | 8 | A | 7 | 8 | A | 7 | 2.8 | A | 7 | -9.4 | A | 7 | 37 | A | 7 | 832 | A | 7 | 150 | A | 7 | 2.1 | A | 7 | 48000 | B | 7 | 4267 | A | 7 | 0.6 | E | 8 | 0.045 | F | 8 | 0.22 | F | 8 | 0 | 1 | D | 9 | 0 | C | 8
1994-12-03 | 1:00 | 0 | 0 | 0 | 1 | 0 | 0 | 1 | 0 | 0 | 1 | 0 | 0 | 1 | 0 | 0 | 1 | 0 | 0 | 1 | 0 | 0 | 1 | 0 | 6 | A | 7 | 6 | A | 7 | 3.9 | A | 7 | -10.6 | A | 7 | 31 | A | 7 | 831 | A | 7 | 140 | A | 7 | 2.1 | A | 7 | 48000 | B | 7 | 5486 | A | 7 | 0.6 | E | 8 | 0.046 | F | 8 | 0.22 | F | 8 | 0 | 1 | D | 9 | 0 | C | 8
1994-12-03 | 2:00 | 0 | 0 | 0 | 1 | 0 | 0 | 1 | 0 | 0 | 1 | 0 | 0 | 1 | 0 | 0 | 1 | 0 | 0 | 1 | 0 | 0 | 1 | 0 | 2 | A | 7 | 2 | A | 7 | 1.7 | A | 7 | -10.6 | A | 7 | 36 | A | 7 | 832 | A | 7 | 230 | A | 7 | 1.5 | A | 7 | 48000 | B | 7 | 77777 | A | 7 | 0.6 | E | 8 | 0.046 | F | 8 | 0.22 | F | 8 | 0 | 1 | D | 9 | 0 | C | 8
1994-12-03 | 3:00 | 0 | 0 | 0 | 1 | 0 | 0 | 1 | 0 | 0 | 1 | 0 | 0 | 1 | 0 | 0 | 1 | 0 | 0 | 1 | 0 | 0 | 1 | 0 | 3 | A | 7 | 3 | A | 7 | 2.8 | A | 7 | -11.1 | A | 7 | 32 | A | 7 | 832 | A | 7 | 190 | A | 7 | 4.1 | A | 7 | 48000 | B | 7 | 77777 | A | 7 | 0.6 | E | 8 | 0.046 | F | 8 | 0.22 | F | 8 | 0 | 1 | D | 9 | 0 | C | 8
1994-12-03 | 4:00 | 0 | 0 | 0 | 1 | 0 | 0 | 1 | 0 | 0 | 1 | 0 | 0 | 1 | 0 | 0 | 1 | 0 | 0 | 1 | 0 | 0 | 1 | 0 | 1 | A | 7 | 1 | A | 7 | 1.7 | A | 7 | -11.1 | A | 7 | 34 | A | 7 | 832 | A | 7 | 200 | A | 7 | 3.1 | A | 7 | 48000 | B | 7 | 77777 | A | 7 | 0.6 | E | 8 | 0.046 | F | 8 | 0.22 | F | 8 | 0 | 1 | D | 9 | 0 | C | 8
1994-12-03 | 5:00 | 0 | 0 | 0 | 1 | 0 | 0 | 1 | 0 | 0 | 1 | 0 | 0 | 1 | 0 | 0 | 1 | 0 | 0 | 1 | 0 | 0 | 1 | 0 | 1 | A | 7 | 1 | A | 7 | 2.8 | A | 7 | -11.7 | A | 7 | 30 | A | 7 | 832 | A | 7 | 150 | A | 7 | 3.6 | A | 7 | 48000 | B | 7 | 77777 | A | 7 | 0.6 | E | 8 | 0.046 | F | 8 | 0.22 | F | 8 | 0 | 1 | D | 9 | 0 | C | 8
1994-12-03 | 6:00 | 0 | 0 | 0 | 1 | 0 | 0 | 1 | 0 | 0 | 1 | 0 | 0 | 1 | 0 | 0 | 1 | 0 | 0 | 1 | 0 | 0 | 1 | 0 | 2 | A | 7 | 2 | A | 7 | 2.8 | A | 7 | -11.1 | A | 7 | 32 | A | 7 | 833 | A | 7 | 310 | A | 7 | 1.5 | A | 7 | 48000 | B | 7 | 77777 | A | 7 | 0.6 | E | 8 | 0.046 | F | 8 | 0.22 | F | 8 | 0 | 1 | D | 9 | 0 | C | 8
1994-12-03 | 7:00 | 0 | 0 | 0 | 1 | 0 | 0 | 1 | 0 | 0 | 1 | 0 | 0 | 1 | 0 | 0 | 1 | 0 | 0 | 1 | 0 | 0 | 1 | 0 | 1 | A | 7 | 1 | A | 7 | 1.7 | A | 7 | -11.1 | A | 7 | 34 | A | 7 | 833 | A | 7 | 0 | A | 7 | 0 | A | 7 | 96000 | B | 7 | 77777 | A | 7 | 0.6 | E | 8 | 0.046 | F | 8 | 0.22 | F | 8 | 0 | 1 | D | 9 | 0 | C | 8
1994-12-03 | 8:00 | 96 | 1302 | 33 | 1 | 10 | 169 | 1 | 16 | 21 | 1 | 10 | 35 | 1 | 10 | 85 | 1 | 16 | 28 | 1 | 10 | 38 | 1 | 21 | 1 | A | 7 | 1 | A | 7 | 2.2 | A | 7 | -10 | A | 7 | 36 | A | 7 | 834 | A | 7 | 240 | A | 7 | 1.5 | A | 7 | 112000 | B | 7 | 77777 | A | 7 | 0.6 | E | 8 | 0.046 | F | 8 | 0.22 | F | 8 | 0 | 1 | D | 9 | 0 | C | 8
1994-12-03 | 9:00 | 309 | 1408 | 162 | 1 | 10 | 509 | 1 | 16 | 50 | 1 | 10 | 168 | 1 | 10 | 407 | 1 | 16 | 78 | 1 | 10 | 93 | 1 | 21 | 1 | A | 7 | 1 | A | 7 | 7.2 | A | 7 | -9.4 | A | 7 | 27 | A | 7 | 834 | A | 7 | 200 | A | 7 | 4.1 | A | 7 | 112000 | B | 7 | 77777 | A | 7 | 0.6 | E | 8 | 0.046 | F | 8 | 0.22 | F | 8 | 0 | 1 | D | 9 | 0 | C | 8
1994-12-03 | 10:00 | 483 | 1408 | 297 | 1 | 10 | 670 | 1 | 16 | 66 | 1 | 10 | 305 | 1 | 10 | 615 | 1 | 16 | 93 | 1 | 10 | 128 | 1 | 21 | 2 | A | 7 | 1 | A | 7 | 10.6 | A | 7 | -10 | A | 7 | 20 | A | 7 | 834 | A | 7 | 190 | A | 7 | 3.6 | A | 7 | 112000 | B | 7 | 77777 | A | 7 | 0.6 | E | 8 | 0.046 | F | 8 | 0.22 | F | 8 | 0 | 1 | D | 9 | 0 | C | 8
1994-12-03 | 11:00 | 602 | 1408 | 347 | 1 | 10 | 496 | 1 | 16 | 135 | 1 | 10 | 368 | 1 | 10 | 483 | 1 | 16 | 161 | 1 | 10 | 268 | 1 | 21 | 8 | A | 7 | 3 | A | 7 | 13.3 | A | 7 | -11.1 | A | 7 | 15 | A | 7 | 833 | A | 7 | 200 | A | 7 | 3.1 | A | 7 | 112000 | B | 7 | 77777 | A | 7 | 0.6 | E | 8 | 0.046 | F | 8 | 0.22 | F | 8 | 0 | 1 | D | 9 | 0 | C | 8
1994-12-03 | 12:00 | 656 | 1408 | 443 | 1 | 10 | 634 | 1 | 16 | 148 | 1 | 10 | 455 | 1 | 10 | 608 | 1 | 16 | 170 | 1 | 10 | 289 | 1 | 21 | 7 | A | 7 | 2 | A | 7 | 14.4 | A | 7 | -11.7 | A | 7 | 14 | A | 7 | 832 | A | 7 | 120 | A | 7 | 3.1 | A | 7 | 112000 | B | 7 | 77777 | A | 7 | 0.6 | E | 8 | 0.046 | F | 8 | 0.22 | F | 8 | 0 | 1 | D | 9 | 0 | C | 8
1994-12-03 | 13:00 | 643 | 1408 | 417 | 1 | 10 | 537 | 1 | 16 | 172 | 1 | 10 | 436 | 1 | 10 | 529 | 1 | 16 | 193 | 1 | 10 | 355 | 1 | 21 | 8 | A | 7 | 3 | A | 7 | 13.9 | A | 7 | -11.7 | A | 7 | 14 | A | 7 | 832 | A | 7 | 90 | A | 7 | 3.1 | A | 7 | 112000 | B | 7 | 77777 | A | 7 | 0.6 | E | 8 | 0.046 | F | 8 | 0.22 | F | 8 | 0 | 1 | D | 9 | 0 | C | 8
1994-12-03 | 14:00 | 563 | 1408 | 352 | 1 | 10 | 588 | 1 | 16 | 117 | 1 | 10 | 362 | 1 | 10 | 552 | 1 | 16 | 141 | 1 | 10 | 222 | 1 | 21 | 7 | A | 7 | 2 | A | 7 | 14.4 | A | 7 | -11.1 | A | 7 | 14 | A | 7 | 831 | A | 7 | 110 | A | 7 | 2.6 | A | 7 | 112000 | B | 7 | 77777 | A | 7 | 0.6 | E | 8 | 0.046 | F | 8 | 0.22 | F | 8 | 0 | 1 | D | 9 | 0 | C | 8
1994-12-03 | 15:00 | 422 | 1408 | 229 | 1 | 10 | 441 | 1 | 16 | 96 | 1 | 10 | 240 | 1 | 10 | 390 | 1 | 16 | 123 | 1 | 10 | 179 | 1 | 21 | 9 | A | 7 | 4 | A | 7 | 15 | A | 7 | -11.1 | A | 7 | 14 | A | 7 | 831 | A | 7 | 350 | A | 7 | 3.6 | A | 7 | 112000 | B | 7 | 77777 | A | 7 | 0.6 | E | 8 | 0.046 | F | 8 | 0.22 | F | 8 | 0 | 1 | D | 9 | 0 | C | 8
1994-12-03 | 16:00 | 229 | 1408 | 95 | 1 | 10 | 103 | 1 | 16 | 78 | 1 | 10 | 102 | 1 | 10 | 73 | 1 | 16 | 90 | 1 | 10 | 166 | 1 | 21 | 10 | A | 7 | 6 | A | 7 | 11.7 | A | 7 | -7.8 | A | 7 | 23 | A | 7 | 831 | A | 7 | 350 | A | 7 | 3.1 | A | 7 | 96000 | B | 7 | 7620 | A | 7 | 0.6 | E | 8 | 0.046 | F | 8 | 0.22 | F | 8 | 0 | 1 | D | 9 | 0 | C | 8
1994-12-03 | 17:00 | 32 | 763 | 11 | 1 | 10 | 1 | 1 | 16 | 11 | 1 | 10 | 13 | 1 | 10 | 0 | 1 | 16 | 13 | 1 | 10 | 39 | 1 | 21 | 10 | A | 7 | 9 | A | 7 | 8.9 | A | 7 | -7.8 | A | 7 | 28 | A | 7 | 831 | A | 7 | 340 | A | 7 | 2.1 | A | 7 | 80000 | B | 7 | 7925 | A | 7 | 0.6 | E | 8 | 0.046 | F | 8 | 0.22 | F | 8 | 0 | 1 | D | 9 | 0 | C | 8
1994-12-03 | 18:00 | 0 | 0 | 0 | 1 | 0 | 0 | 1 | 0 | 0 | 1 | 0 | 0 | 1 | 0 | 0 | 1 | 0 | 0 | 1 | 0 | 0 | 1 | 0 | 10 | A | 7 | 9 | A | 7 | 6.1 | A | 7 | -6.1 | A | 7 | 39 | A | 7 | 831 | A | 7 | 170 | A | 7 | 1.5 | A | 7 | 48000 | B | 7 | 7925 | A | 7 | 0.6 | E | 8 | 0.046 | F | 8 | 0.22 | F | 8 | 0 | 1 | D | 9 | 0 | C | 8
1994-12-03 | 19:00 | 0 | 0 | 0 | 1 | 0 | 0 | 1 | 0 | 0 | 1 | 0 | 0 | 1 | 0 | 0 | 1 | 0 | 0 | 1 | 0 | 0 | 1 | 0 | 10 | A | 7 | 10 | A | 7 | 6.1 | A | 7 | -6.7 | A | 7 | 37 | A | 7 | 831 | A | 7 | 150 | A | 7 | 1 | A | 7 | 48000 | B | 7 | 7925 | A | 7 | 0.6 | E | 8 | 0.046 | F | 8 | 0.22 | F | 8 | 0 | 1 | D | 9 | 0 | C | 8
1994-12-03 | 20:00 | 0 | 0 | 0 | 1 | 0 | 0 | 1 | 0 | 0 | 1 | 0 | 0 | 1 | 0 | 0 | 1 | 0 | 0 | 1 | 0 | 0 | 1 | 0 | 10 | A | 7 | 9 | A | 7 | 3.9 | A | 7 | -6.7 | A | 7 | 43 | A | 7 | 831 | A | 7 | 180 | A | 7 | 1.5 | A | 7 | 48000 | B | 7 | 7925 | A | 7 | 0.6 | E | 8 | 0.046 | F | 8 | 0.22 | F | 8 | 0 | 1 | D | 9 | 0 | C | 8
1994-12-03 | 21:00 | 0 | 0 | 0 | 1 | 0 | 0 | 1 | 0 | 0 | 1 | 0 | 0 | 1 | 0 | 0 | 1 | 0 | 0 | 1 | 0 | 0 | 1 | 0 | 10 | A | 7 | 9 | A | 7 | 2.2 | A | 7 | -5.6 | A | 7 | 53 | A | 7 | 831 | A | 7 | 210 | A | 7 | 1.5 | A | 7 | 48000 | B | 7 | 7925 | A | 7 | 0.6 | E | 8 | 0.046 | F | 8 | 0.22 | F | 8 | 0 | 1 | D | 9 | 0 | C | 8
1994-12-03 | 22:00 | 0 | 0 | 0 | 1 | 0 | 0 | 1 | 0 | 0 | 1 | 0 | 0 | 1 | 0 | 0 | 1 | 0 | 0 | 1 | 0 | 0 | 1 | 0 | 10 | A | 7 | 10 | A | 7 | 2.2 | A | 7 | -5.6 | A | 7 | 53 | A | 7 | 831 | A | 7 | 130 | A | 7 | 1.5 | A | 7 | 48000 | B | 7 | 7925 | A | 7 | 0.6 | E | 8 | 0.046 | F | 8 | 0.22 | F | 8 | 0 | 1 | D | 9 | 0 | C | 8
1994-12-03 | 23:00 | 0 | 0 | 0 | 1 | 0 | 0 | 1 | 0 | 0 | 1 | 0 | 0 | 1 | 0 | 0 | 1 | 0 | 0 | 1 | 0 | 0 | 1 | 0 | 10 | A | 7 | 10 | A | 7 | 1.1 | A | 7 | -4.4 | A | 7 | 64 | A | 7 | 831 | A | 7 | 150 | A | 7 | 3.1 | A | 7 | 48000 | B | 7 | 4877 | A | 7 | 0.6 | E | 8 | 0.046 | F | 8 | 0.22 | F | 8 | 0 | 1 | D | 9 | 0 | C | 8
1994-12-03 | 24:00 | 0 | 0 | 0 | 1 | 0 | 0 | 1 | 0 | 0 | 1 | 0 | 0 | 1 | 0 | 0 | 1 | 0 | 0 | 1 | 0 | 0 | 1 | 0 | 10 | A | 7 | 10 | A | 7 | 2.8 | A | 7 | -6.1 | A | 7 | 49 | A | 7 | 831 | A | 7 | 160 | A | 7 | 2.1 | A | 7 | 48000 | B | 7 | 4877 | A | 7 | 0.6 | E | 8 | 0.046 | F | 8 | 0.22 | F | 8 | 0 | 1 | D | 9 | 0 | C | 8
1994-12-04 | 1:00 | 0 | 0 | 0 | 1 | 0 | 0 | 1 | 0 | 0 | 1 | 0 | 0 | 1 | 0 | 0 | 1 | 0 | 0 | 1 | 0 | 0 | 1 | 0 | 10 | A | 7 | 10 | A | 7 | 2.2 | A | 7 | -5 | A | 7 | 56 | A | 7 | 830 | A | 7 | 170 | A | 7 | 2.1 | A | 7 | 48000 | B | 7 | 4877 | A | 7 | 0.6 | E | 8 | 0.046 | F | 8 | 0.22 | F | 8 | 0 | 1 | D | 9 | 0 | C | 8
1994-12-04 | 2:00 | 0 | 0 | 0 | 1 | 0 | 0 | 1 | 0 | 0 | 1 | 0 | 0 | 1 | 0 | 0 | 1 | 0 | 0 | 1 | 0 | 0 | 1 | 0 | 10 | A | 7 | 10 | A | 7 | 2.8 | A | 7 | -5.6 | A | 7 | 51 | A | 7 | 830 | A | 7 | 140 | A | 7 | 2.6 | A | 7 | 48000 | B | 7 | 4572 | A | 7 | 0.6 | E | 8 | 0.046 | F | 8 | 0.22 | F | 8 | 0 | 1 | D | 9 | 0 | C | 8
1994-12-04 | 3:00 | 0 | 0 | 0 | 1 | 0 | 0 | 1 | 0 | 0 | 1 | 0 | 0 | 1 | 0 | 0 | 1 | 0 | 0 | 1 | 0 | 0 | 1 | 0 | 10 | A | 7 | 10 | A | 7 | 2.2 | A | 7 | -4.4 | A | 7 | 59 | A | 7 | 830 | A | 7 | 120 | A | 7 | 2.6 | A | 7 | 48000 | B | 7 | 4572 | A | 7 | 0.6 | E | 8 | 0.046 | F | 8 | 0.22 | F | 8 | 0 | 1 | D | 9 | 0 | C | 8
1994-12-04 | 4:00 | 0 | 0 | 0 | 1 | 0 | 0 | 1 | 0 | 0 | 1 | 0 | 0 | 1 | 0 | 0 | 1 | 0 | 0 | 1 | 0 | 0 | 1 | 0 | 9 | A | 7 | 9 | A | 7 | 3.3 | A | 7 | -4.4 | A | 7 | 55 | A | 7 | 830 | A | 7 | 120 | A | 7 | 3.1 | A | 7 | 48000 | B | 7 | 5486 | A | 7 | 0.6 | E | 8 | 0.046 | F | 8 | 0.22 | F | 8 | 0 | 1 | D | 9 | 0 | C | 8
1994-12-04 | 5:00 | 0 | 0 | 0 | 1 | 0 | 0 | 1 | 0 | 0 | 1 | 0 | 0 | 1 | 0 | 0 | 1 | 0 | 0 | 1 | 0 | 0 | 1 | 0 | 6 | A | 7 | 6 | A | 7 | 2.8 | A | 7 | -4.4 | A | 7 | 57 | A | 7 | 830 | A | 7 | 230 | A | 7 | 1.5 | A | 7 | 48000 | B | 7 | 5486 | A | 7 | 0.6 | E | 8 | 0.046 | F | 8 | 0.22 | F | 8 | 0 | 1 | D | 9 | 0 | C | 8
1994-12-04 | 6:00 | 0 | 0 | 0 | 1 | 0 | 0 | 1 | 0 | 0 | 1 | 0 | 0 | 1 | 0 | 0 | 1 | 0 | 0 | 1 | 0 | 0 | 1 | 0 | 6 | A | 7 | 6 | A | 7 | 1.1 | A | 7 | -4.4 | A | 7 | 64 | A | 7 | 830 | A | 7 | 160 | A | 7 | 2.6 | A | 7 | 48000 | B | 7 | 5486 | A | 7 | 0.6 | E | 8 | 0.046 | F | 8 | 0.22 | F | 8 | 0 | 1 | D | 9 | 0 | C | 8
1994-12-04 | 7:00 | 0 | 0 | 0 | 1 | 0 | 0 | 1 | 0 | 0 | 1 | 0 | 0 | 1 | 0 | 0 | 1 | 0 | 0 | 1 | 0 | 0 | 1 | 0 | 9 | A | 7 | 5 | A | 7 | 2.8 | A | 7 | -6.7 | A | 7 | 46 | A | 7 | 831 | A | 7 | 180 | A | 7 | 2.6 | A | 7 | 112000 | B | 7 | 5486 | A | 7 | 0.6 | E | 8 | 0.046 | F | 8 | 0.22 | F | 8 | 0 | 1 | D | 9 | 0 | C | 8
1994-12-04 | 8:00 | 92 | 1279 | 30 | 1 | 10 | 56 | 1 | 16 | 25 | 1 | 10 | 31 | 1 | 10 | 22 | 1 | 16 | 29 | 1 | 10 | 45 | 1 | 21 | 5 | A | 7 | 5 | A | 7 | 2.2 | A | 7 | -5.6 | A | 7 | 53 | A | 7 | 832 | A | 7 | 110 | A | 7 | 2.1 | A | 7 | 112000 | B | 7 | 77777 | A | 7 | 0.6 | E | 8 | 0.046 | F | 8 | 0.22 | F | 8 | 0 | 1 | D | 9 | 0 | C | 8
1994-12-04 | 9:00 | 305 | 1408 | 204 | 1 | 10 | 691 | 1 | 16 | 54 | 1 | 10 | 203 | 1 | 10 | 554 | 1 | 16 | 83 | 1 | 10 | 90 | 1 | 21 | 4 | A | 7 | 4 | A | 7 | 8.3 | A | 7 | -5 | A | 7 | 37 | A | 7 | 833 | A | 7 | 120 | A | 7 | 2.6 | A | 7 | 112000 | B | 7 | 77777 | A | 7 | 0.6 | E | 8 | 0.046 | F | 8 | 0.22 | F | 8 | 0 | 1 | D | 9 | 0 | C | 8
1994-12-04 | 10:00 | 480 | 1408 | 271 | 1 | 10 | 509 | 1 | 16 | 97 | 1 | 10 | 278 | 1 | 10 | 461 | 1 | 16 | 120 | 1 | 10 | 179 | 1 | 21 | 4 | A | 7 | 3 | A | 7 | 12.2 | A | 7 | -6.7 | A | 7 | 24 | A | 7 | 834 | A | 7 | 340 | A | 7 | 2.6 | A | 7 | 112000 | B | 7 | 77777 | A | 7 | 0.6 | E | 8 | 0.046 | F | 8 | 0.22 | F | 8 | 0 | 1 | D | 9 | 0 | C | 8
1994-12-04 | 11:00 | 598 | 1408 | 430 | 1 | 10 | 783 | 1 | 16 | 97 | 1 | 10 | 451 | 1 | 10 | 753 | 1 | 16 | 130 | 1 | 10 | 195 | 1 | 21 | 2 | A | 7 | 2 | A | 7 | 13.9 | A | 7 | -6.1 | A | 7 | 23 | A | 7 | 833 | A | 7 | 300 | A | 7 | 5.7 | A | 7 | 112000 | B | 7 | 77777 | A | 7 | 0.6 | E | 8 | 0.046 | F | 8 | 0.22 | F | 8 | 0 | 1 | D | 9 | 0 | C | 8
1994-12-04 | 12:00 | 653 | 1408 | 407 | 1 | 10 | 540 | 1 | 16 | 156 | 1 | 10 | 430 | 1 | 10 | 534 | 1 | 16 | 181 | 1 | 10 | 319 | 1 | 21 | 3 | A | 7 | 3 | A | 7 | 15.6 | A | 7 | -7.8 | A | 7 | 18 | A | 7 | 833 | A | 7 | 160 | A | 7 | 2.1 | A | 7 | 112000 | B | 7 | 77777 | A | 7 | 0.6 | E | 8 | 0.046 | F | 8 | 0.22 | F | 8 | 0 | 1 | D | 9 | 0 | C | 8
1994-12-04 | 13:00 | 640 | 1408 | 457 | 1 | 10 | 813 | 1 | 16 | 87 | 1 | 10 | 474 | 1 | 10 | 784 | 1 | 16 | 116 | 1 | 10 | 174 | 1 | 21 | 2 | A | 7 | 2 | A | 7 | 15.6 | A | 7 | -7.2 | A | 7 | 19 | A | 7 | 832 | A | 7 | 130 | A | 7 | 2.6 | A | 7 | 112000 | B | 7 | 77777 | A | 7 | 0.6 | E | 8 | 0.046 | F | 8 | 0.22 | F | 8 | 0 | 1 | D | 9 | 0 | C | 8
1994-12-04 | 14:00 | 561 | 1408 | 313 | 1 | 10 | 536 | 1 | 16 | 100 | 1 | 10 | 326 | 1 | 10 | 507 | 1 | 16 | 123 | 1 | 10 | 195 | 1 | 21 | 4 | A | 7 | 4 | A | 7 | 15 | A | 7 | -7.8 | A | 7 | 18 | A | 7 | 832 | A | 7 | 160 | A | 7 | 2.1 | A | 7 | 104000 | B | 7 | 77777 | A | 7 | 0.6 | E | 8 | 0.046 | F | 8 | 0.22 | F | 8 | 0 | 1 | D | 9 | 0 | C | 8
1994-12-04 | 15:00 | 420 | 1408 | 193 | 1 | 10 | 359 | 1 | 16 | 86 | 1 | 10 | 205 | 1 | 10 | 318 | 1 | 16 | 110 | 1 | 10 | 158 | 1 | 21 | 4 | A | 7 | 4 | A | 7 | 9.4 | A | 7 | -2.2 | A | 7 | 43 | A | 7 | 832 | A | 7 | 70 | A | 7 | 8.2 | A | 7 | 104000 | B | 7 | 77777 | A | 7 | 0.6 | E | 8 | 0.046 | F | 8 | 0.22 | F | 8 | 0 | 1 | D | 9 | 0 | C | 8
1994-12-04 | 16:00 | 229 | 1408 | 64 | 1 | 10 | 139 | 1 | 16 | 41 | 1 | 10 | 69 | 1 | 10 | 93 | 1 | 16 | 54 | 1 | 10 | 72 | 1 | 21 | 4 | A | 7 | 4 | A | 7 | 6.1 | A | 7 | -2.2 | A | 7 | 54 | A | 7 | 834 | A | 7 | 80 | A | 7 | 7.7 | A | 7 | 104000 | B | 7 | 77777 | A | 7 | 0.7 | E | 8 | 0.046 | F | 8 | 0.22 | F | 8 | 0 | 1 | D | 9 | 0 | C | 8
1994-12-04 | 17:00 | 32 | 763 | 11 | 1 | 10 | 117 | 1 | 16 | 6 | 1 | 10 | 12 | 1 | 10 | 59 | 1 | 16 | 10 | 1 | 10 | 15 | 1 | 21 | 4 | A | 7 | 4 | A | 7 | 3.3 | A | 7 | -2.2 | A | 7 | 66 | A | 7 | 835 | A | 7 | 60 | A | 7 | 5.2 | A | 7 | 80000 | B | 7 | 77777 | A | 7 | 0.7 | E | 8 | 0.046 | F | 8 | 0.22 | F | 8 | 0 | 1 | D | 9 | 0 | C | 8
1994-12-04 | 18:00 | 0 | 0 | 0 | 1 | 0 | 0 | 1 | 0 | 0 | 1 | 0 | 0 | 1 | 0 | 0 | 1 | 0 | 0 | 1 | 0 | 0 | 1 | 0 | 3 | A | 7 | 3 | A | 7 | -0.6 | A | 7 | -3.9 | A | 7 | 76 | A | 7 | 836 | A | 7 | 10 | A | 7 | 5.2 | A | 7 | 48000 | B | 7 | 77777 | A | 7 | 0.7 | E | 8 | 0.046 | F | 8 | 0.22 | F | 8 | 0 | 1 | D | 9 | 0 | C | 8
1994-12-04 | 19:00 | 0 | 0 | 0 | 1 | 0 | 0 | 1 | 0 | 0 | 1 | 0 | 0 | 1 | 0 | 0 | 1 | 0 | 0 | 1 | 0 | 0 | 1 | 0 | 9 | A | 7 | 9 | A | 7 | -1.1 | A | 7 | -5.6 | A | 7 | 68 | A | 7 | 837 | A | 7 | 360 | A | 7 | 4.1 | A | 7 | 40000 | B | 7 | 488 | A | 7 | 0.7 | E | 8 | 0.046 | F | 8 | 0.22 | F | 8 | 0 | 1 | D | 9 | 0 | C | 8
1994-12-04 | 20:00 | 0 | 0 | 0 | 1 | 0 | 0 | 1 | 0 | 0 | 1 | 0 | 0 | 1 | 0 | 0 | 1 | 0 | 0 | 1 | 0 | 0 | 1 | 0 | 10 | A | 7 | 10 | A | 7 | -2.8 | A | 7 | -6.1 | A | 7 | 76 | A | 7 | 837 | A | 7 | 20 | A | 7 | 2.6 | A | 7 | 32000 | B | 7 | 6096 | A | 7 | 0.7 | E | 8 | 0.046 | F | 8 | 0.22 | F | 8 | 0 | 1 | D | 9 | 0 | C | 8
1994-12-04 | 21:00 | 0 | 0 | 0 | 1 | 0 | 0 | 1 | 0 | 0 | 1 | 0 | 0 | 1 | 0 | 0 | 1 | 0 | 0 | 1 | 0 | 0 | 1 | 0 | 10 | A | 7 | 10 | A | 7 | -2.8 | A | 7 | -5.6 | A | 7 | 79 | A | 7 | 837 | A | 7 | 30 | A | 7 | 2.6 | A | 7 | 32000 | B | 7 | 396 | A | 7 | 0.7 | E | 8 | 0.046 | F | 8 | 0.22 | F | 8 | 0 | 1 | D | 9 | 0 | C | 8
1994-12-04 | 22:00 | 0 | 0 | 0 | 1 | 0 | 0 | 1 | 0 | 0 | 1 | 0 | 0 | 1 | 0 | 0 | 1 | 0 | 0 | 1 | 0 | 0 | 1 | 0 | 10 | A | 7 | 10 | A | 7 | -2.8 | A | 7 | -3.9 | A | 7 | 91 | A | 7 | 837 | A | 7 | 80 | A | 7 | 2.6 | A | 7 | 24000 | B | 7 | 305 | A | 7 | 0.7 | E | 8 | 0.046 | F | 8 | 0.22 | F | 8 | 0 | 1 | D | 9 | 0 | C | 8
1994-12-04 | 23:00 | 0 | 0 | 0 | 1 | 0 | 0 | 1 | 0 | 0 | 1 | 0 | 0 | 1 | 0 | 0 | 1 | 0 | 0 | 1 | 0 | 0 | 1 | 0 | 10 | A | 7 | 10 | A | 7 | -3.3 | A | 7 | -3.9 | A | 7 | 95 | A | 7 | 836 | A | 7 | 70 | A | 7 | 2.1 | A | 7 | 16000 | B | 7 | 213 | A | 7 | 0.7 | E | 8 | 0.046 | F | 8 | 0.22 | F | 8 | 0 | 1 | D | 9 | 0 | C | 8
1994-12-04 | 24:00 | 0 | 0 | 0 | 1 | 0 | 0 | 1 | 0 | 0 | 1 | 0 | 0 | 1 | 0 | 0 | 1 | 0 | 0 | 1 | 0 | 0 | 1 | 0 | 10 | A | 7 | 10 | A | 7 | -2.8 | A | 7 | -3.9 | A | 7 | 91 | A | 7 | 836 | A | 7 | 350 | A | 7 | 2.6 | A | 7 | 9600 | B | 7 | 183 | A | 7 | 0.7 | E | 8 | 0.046 | F | 8 | 0.22 | F | 8 | 0 | 1 | D | 9 | 0 | C | 8
1994-12-05 | 1:00 | 0 | 0 | 0 | 1 | 0 | 0 | 1 | 0 | 0 | 1 | 0 | 0 | 1 | 0 | 0 | 1 | 0 | 0 | 1 | 0 | 0 | 1 | 0 | 10 | A | 7 | 9 | A | 7 | -2.8 | A | 7 | -3.9 | A | 7 | 91 | A | 7 | 836 | A | 7 | 100 | A | 7 | 1.5 | A | 7 | 6400 | B | 7 | 61 | A | 7 | 0.7 | E | 8 | 0.046 | F | 8 | 0.22 | F | 8 | 0 | 1 | D | 9 | 0 | C | 8
1994-12-05 | 2:00 | 0 | 0 | 0 | 1 | 0 | 0 | 1 | 0 | 0 | 1 | 0 | 0 | 1 | 0 | 0 | 1 | 0 | 0 | 1 | 0 | 0 | 1 | 0 | 10 | A | 7 | 10 | A | 7 | -3.3 | A | 7 | -3.9 | A | 7 | 95 | A | 7 | 835 | A | 7 | 360 | A | 7 | 1.5 | A | 7 | 4800 | B | 7 | 61 | A | 7 | 0.7 | E | 8 | 0.046 | F | 8 | 0.22 | F | 8 | 0 | 1 | D | 9 | 0 | C | 8
1994-12-05 | 3:00 | 0 | 0 | 0 | 1 | 0 | 0 | 1 | 0 | 0 | 1 | 0 | 0 | 1 | 0 | 0 | 1 | 0 | 0 | 1 | 0 | 0 | 1 | 0 | 10 | A | 7 | 10 | A | 7 | -3.9 | A | 7 | -3.9 | A | 7 | 100 | A | 7 | 835 | A | 7 | 350 | A | 7 | 1.5 | A | 7 | 600 | B | 7 | 30 | A | 7 | 0.7 | E | 8 | 0.046 | F | 8 | 0.22 | F | 8 | 0 | 1 | D | 9 | 0 | C | 8
1994-12-05 | 4:00 | 0 | 0 | 0 | 1 | 0 | 0 | 1 | 0 | 0 | 1 | 0 | 0 | 1 | 0 | 0 | 1 | 0 | 0 | 1 | 0 | 0 | 1 | 0 | 10 | A | 7 | 10 | A | 7 | -3.9 | A | 7 | -3.9 | A | 7 | 100 | A | 7 | 835 | A | 7 | 340 | A | 7 | 2.1 | A | 7 | 600 | B | 7 | 30 | A | 7 | 0.7 | E | 8 | 0.046 | F | 8 | 0.22 | F | 8 | 0 | 1 | D | 9 | 0 | C | 8
1994-12-05 | 5:00 | 0 | 0 | 0 | 1 | 0 | 0 | 1 | 0 | 0 | 1 | 0 | 0 | 1 | 0 | 0 | 1 | 0 | 0 | 1 | 0 | 0 | 1 | 0 | 10 | A | 7 | 10 | A | 7 | -3.9 | A | 7 | -3.9 | A | 7 | 100 | A | 7 | 835 | A | 7 | 0 | A | 7 | 0 | A | 7 | 800 | B | 7 | 30 | A | 7 | 0.7 | E | 8 | 0.046 | F | 8 | 0.22 | F | 8 | 0 | 1 | D | 9 | 0 | C | 8
1994-12-05 | 6:00 | 0 | 0 | 0 | 1 | 0 | 0 | 1 | 0 | 0 | 1 | 0 | 0 | 1 | 0 | 0 | 1 | 0 | 0 | 1 | 0 | 0 | 1 | 0 | 10 | A | 7 | 10 | A | 7 | -3.9 | A | 7 | -3.9 | A | 7 | 100 | A | 7 | 835 | A | 7 | 100 | A | 7 | 1.5 | A | 7 | 1200 | B | 7 | 30 | A | 7 | 0.7 | E | 8 | 0.046 | F | 8 | 0.22 | F | 8 | 0 | 1 | D | 9 | 0 | C | 8
1994-12-05 | 7:00 | 0 | 0 | 0 | 1 | 0 | 0 | 1 | 0 | 0 | 1 | 0 | 0 | 1 | 0 | 0 | 1 | 0 | 0 | 1 | 0 | 0 | 1 | 0 | 10 | A | 7 | 9 | A | 7 | -3.3 | A | 7 | -3.9 | A | 7 | 95 | A | 7 | 835 | A | 7 | 0 | A | 7 | 0 | A | 7 | 3200 | B | 7 | 61 | A | 7 | 0.8 | E | 8 | 0.046 | F | 8 | 0.22 | F | 8 | 0 | 1 | D | 9 | 0 | C | 8
1994-12-05 | 8:00 | 89 | 1256 | 11 | 1 | 10 | 0 | 1 | 16 | 11 | 1 | 10 | 13 | 1 | 10 | 0 | 1 | 16 | 13 | 1 | 10 | 42 | 1 | 21 | 10 | A | 7 | 10 | A | 7 | -3.3 | A | 7 | -3.3 | A | 7 | 100 | A | 7 | 835 | A | 7 | 0 | A | 7 | 0 | A | 7 | 2800 | B | 7 | 61 | A | 7 | 0.8 | E | 8 | 0.046 | F | 8 | 0.22 | F | 8 | 0 | 1 | D | 9 | 0 | C | 8
1994-12-05 | 9:00 | 302 | 1409 | 46 | 1 | 10 | 0 | 1 | 16 | 46 | 1 | 10 | 53 | 1 | 10 | 0 | 1 | 16 | 53 | 1 | 10 | 180 | 1 | 21 | 10 | A | 7 | 10 | A | 7 | -2.8 | A | 7 | -2.8 | A | 7 | 100 | A | 7 | 835 | A | 7 | 70 | A | 7 | 1.5 | A | 7 | 4000 | B | 7 | 183 | A | 7 | 0.8 | E | 8 | 0.046 | F | 8 | 0.22 | F | 8 | 0 | 1 | D | 9 | 0 | C | 8
1994-12-05 | 10:00 | 476 | 1409 | 75 | 1 | 10 | 0 | 1 | 16 | 75 | 1 | 10 | 88 | 1 | 10 | 0 | 1 | 16 | 88 | 1 | 10 | 314 | 1 | 21 | 10 | A | 7 | 10 | A | 7 | -2.2 | A | 7 | -2.2 | A | 7 | 100 | A | 7 | 835 | A | 7 | 10 | A | 7 | 3.1 | A | 7 | 1600 | B | 7 | 122 | A | 7 | 0.8 | E | 8 | 0.046 | F | 8 | 0.22 | F | 8 | 0 | 1 | D | 9 | 0 | C | 8
1994-12-05 | 11:00 | 595 | 1409 | 96 | 1 | 10 | 0 | 1 | 16 | 96 | 1 | 10 | 113 | 1 | 10 | 0 | 1 | 16 | 113 | 1 | 10 | 420 | 1 | 21 | 10 | A | 7 | 10 | A | 7 | -2.2 | A | 7 | -3.3 | A | 7 | 91 | A | 7 | 835 | A | 7 | 40 | A | 7 | 2.6 | A | 7 | 2400 | B | 7 | 152 | A | 7 | 0.8 | E | 8 | 0.046 | F | 8 | 0.22 | F | 8 | 0 | 1 | D | 9 | 0 | C | 8
1994-12-05 | 12:00 | 650 | 1409 | 126 | 1 | 10 | 0 | 1 | 16 | 126 | 1 | 10 | 147 | 1 | 10 | 0 | 1 | 16 | 147 | 1 | 10 | 543 | 1 | 21 | 10 | A | 7 | 10 | A | 7 | 0 | A | 7 | -2.2 | A | 7 | 83 | A | 7 | 833 | A | 7 | 30 | A | 7 | 2.1 | A | 7 | 6400 | B | 7 | 244 | A | 7 | 0.9 | E | 8 | 0.046 | F | 8 | 0.22 | F | 8 | 0 | 1 | D | 9 | 0 | C | 8
1994-12-05 | 13:00 | 638 | 1409 | 184 | 1 | 10 | 0 | 1 | 16 | 184 | 1 | 10 | 208 | 1 | 10 | 0 | 1 | 16 | 208 | 1 | 10 | 708 | 1 | 21 | 10 | A | 7 | 10 | A | 7 | 1.1 | A | 7 | -2.2 | A | 7 | 77 | A | 7 | 832 | A | 7 | 80 | A | 7 | 4.1 | A | 7 | 9600 | B | 7 | 6096 | A | 7 | 0.9 | E | 8 | 0.046 | F | 8 | 0.22 | F | 8 | 0 | 1 | D | 9 | 0 | C | 8
1994-12-05 | 14:00 | 559 | 1409 | 344 | 1 | 10 | 562 | 1 | 16 | 121 | 1 | 10 | 366 | 1 | 10 | 539 | 1 | 16 | 151 | 1 | 10 | 234 | 1 | 21 | 10 | A | 7 | 6 | A | 7 | 3.3 | A | 7 | -1.7 | A | 7 | 69 | A | 7 | 832 | A | 7 | 360 | A | 7 | 4.6 | A | 7 | 16000 | B | 7 | 6096 | A | 7 | 0.9 | E | 8 | 0.046 | F | 8 | 0.22 | F | 8 | 0 | 1 | D | 9 | 0 | C | 8
1994-12-05 | 15:00 | 419 | 1409 | 158 | 1 | 10 | 125 | 1 | 16 | 121 | 1 | 10 | 172 | 1 | 10 | 114 | 1 | 16 | 138 | 1 | 10 | 270 | 1 | 21 | 10 | A | 7 | 8 | A | 7 | 1.7 | A | 7 | -2.2 | A | 7 | 74 | A | 7 | 832 | A | 7 | 320 | A | 7 | 4.6 | A | 7 | 12800 | B | 7 | 7315 | A | 7 | 0.9 | E | 8 | 0.046 | F | 8 | 0.22 | F | 8 | 0 | 1 | D | 9 | 0 | C | 8
1994-12-05 | 16:00 | 228 | 1409 | 84 | 1 | 10 | 71 | 1 | 16 | 72 | 1 | 10 | 90 | 1 | 10 | 50 | 1 | 16 | 82 | 1 | 10 | 153 | 1 | 21 | 10 | A | 7 | 7 | A | 7 | 0 | A | 7 | -2.8 | A | 7 | 79 | A | 7 | 832 | A | 7 | 350 | A | 7 | 4.6 | A | 7 | 14400 | B | 7 | 7315 | A | 7 | 0.9 | E | 8 | 0.046 | F | 8 | 0.22 | F | 8 | 0 | 1 | D | 9 | 0 | C | 8
1994-12-05 | 17:00 | 31 | 763 | 4 | 1 | 10 | 6 | 1 | 16 | 4 | 1 | 10 | 5 | 1 | 10 | 2 | 1 | 16 | 5 | 1 | 10 | 8 | 1 | 21 | 10 | A | 7 | 9 | A | 7 | -1.1 | A | 7 | -3.3 | A | 7 | 83 | A | 7 | 833 | A | 7 | 360 | A | 7 | 3.6 | A | 7 | 11200 | B | 7 | 4267 | A | 7 | 0.9 | E | 8 | 0.046 | F | 8 | 0.22 | F | 8 | 0 | 1 | D | 9 | 0 | C | 8
1994-12-05 | 18:00 | 0 | 0 | 0 | 1 | 0 | 0 | 1 | 0 | 0 | 1 | 0 | 0 | 1 | 0 | 0 | 1 | 0 | 0 | 1 | 0 | 0 | 1 | 0 | 10 | A | 7 | 10 | A | 7 | -2.2 | A | 7 | -3.9 | A | 7 | 87 | A | 7 | 834 | A | 7 | 350 | A | 7 | 2.6 | A | 7 | 9600 | B | 7 | 4267 | A | 7 | 1 | E | 8 | 0.046 | F | 8 | 0.22 | F | 8 | 0 | 1 | D | 9 | 0 | C | 8
1994-12-05 | 19:00 | 0 | 0 | 0 | 1 | 0 | 0 | 1 | 0 | 0 | 1 | 0 | 0 | 1 | 0 | 0 | 1 | 0 | 0 | 1 | 0 | 0 | 1 | 0 | 10 | A | 7 | 9 | A | 7 | -2.8 | A | 7 | -3.9 | A | 7 | 91 | A | 7 | 834 | A | 7 | 310 | A | 7 | 2.1 | A | 7 | 9600 | B | 7 | 4267 | A | 7 | 1 | E | 8 | 0.046 | F | 8 | 0.22 | F | 8 | 0 | 1 | D | 9 | 0 | C | 8
1994-12-05 | 20:00 | 0 | 0 | 0 | 1 | 0 | 0 | 1 | 0 | 0 | 1 | 0 | 0 | 1 | 0 | 0 | 1 | 0 | 0 | 1 | 0 | 0 | 1 | 0 | 10 | A | 7 | 10 | A | 7 | -2.2 | A | 7 | -3.3 | A | 7 | 91 | A | 7 | 834 | A | 7 | 0 | A | 7 | 0 | A | 7 | 9600 | B | 7 | 366 | A | 7 | 1 | E | 8 | 0.046 | F | 8 | 0.22 | F | 8 | 0 | 1 | D | 9 | 0 | C | 8
1994-12-05 | 21:00 | 0 | 0 | 0 | 1 | 0 | 0 | 1 | 0 | 0 | 1 | 0 | 0 | 1 | 0 | 0 | 1 | 0 | 0 | 1 | 0 | 0 | 1 | 0 | 10 | A | 7 | 9 | A | 7 | -2.8 | A | 7 | -3.9 | A | 7 | 91 | A | 7 | 834 | A | 7 | 0 | A | 7 | 0 | A | 7 | 9600 | B | 7 | 4267 | A | 7 | 1 | E | 8 | 0.046 | F | 8 | 0.22 | F | 8 | 0 | 1 | D | 9 | 0 | C | 8
1994-12-05 | 22:00 | 0 | 0 | 0 | 1 | 0 | 0 | 1 | 0 | 0 | 1 | 0 | 0 | 1 | 0 | 0 | 1 | 0 | 0 | 1 | 0 | 0 | 1 | 0 | 10 | A | 7 | 10 | A | 7 | -2.8 | A | 7 | -3.9 | A | 7 | 91 | A | 7 | 834 | A | 7 | 0 | A | 7 | 0 | A | 7 | 8000 | B | 7 | 366 | A | 7 | 1 | E | 8 | 0.046 | F | 8 | 0.22 | F | 8 | 0 | 1 | D | 9 | 0 | C | 8
1994-12-05 | 23:00 | 0 | 0 | 0 | 1 | 0 | 0 | 1 | 0 | 0 | 1 | 0 | 0 | 1 | 0 | 0 | 1 | 0 | 0 | 1 | 0 | 0 | 1 | 0 | 10 | A | 7 | 10 | A | 7 | -2.8 | A | 7 | -3.9 | A | 7 | 91 | A | 7 | 834 | A | 7 | 0 | A | 7 | 0 | A | 7 | 8000 | B | 7 | 366 | A | 7 | 1.1 | E | 8 | 0.046 | F | 8 | 0.22 | F | 8 | 0 | 1 | D | 9 | 0 | C | 8
1994-12-05 | 24:00 | 0 | 0 | 0 | 1 | 0 | 0 | 1 | 0 | 0 | 1 | 0 | 0 | 1 | 0 | 0 | 1 | 0 | 0 | 1 | 0 | 0 | 1 | 0 | 2 | A | 7 | 2 | A | 7 | -3.9 | A | 7 | -4.4 | A | 7 | 96 | A | 7 | 834 | A | 7 | 0 | A | 7 | 0 | A | 7 | 8000 | B | 7 | 77777 | A | 7 | 1.1 | E | 8 | 0.046 | F | 8 | 0.22 | F | 8 | 0 | 1 | D | 9 | 0 | C | 8
1994-12-06 | 1:00 | 0 | 0 | 0 | 1 | 0 | 0 | 1 | 0 | 0 | 1 | 0 | 0 | 1 | 0 | 0 | 1 | 0 | 0 | 1 | 0 | 0 | 1 | 0 | 2 | A | 7 | 2 | A | 7 | -3.9 | A | 7 | -4.4 | A | 7 | 96 | A | 7 | 833 | A | 7 | 40 | A | 7 | 1.5 | A | 7 | 8000 | B | 7 | 77777 | A | 7 | 1.1 | E | 8 | 0.046 | F | 8 | 0.22 | F | 8 | 0 | 1 | D | 9 | 0 | C | 8
1994-12-06 | 2:00 | 0 | 0 | 0 | 1 | 0 | 0 | 1 | 0 | 0 | 1 | 0 | 0 | 1 | 0 | 0 | 1 | 0 | 0 | 1 | 0 | 0 | 1 | 0 | 10 | A | 7 | 9 | A | 7 | -3.3 | A | 7 | -4.4 | A | 7 | 91 | A | 7 | 833 | A | 7 | 0 | A | 7 | 0 | A | 7 | 8000 | B | 7 | 4572 | A | 7 | 1.1 | E | 8 | 0.046 | F | 8 | 0.22 | F | 8 | 0 | 1 | D | 9 | 0 | C | 8
1994-12-06 | 3:00 | 0 | 0 | 0 | 1 | 0 | 0 | 1 | 0 | 0 | 1 | 0 | 0 | 1 | 0 | 0 | 1 | 0 | 0 | 1 | 0 | 0 | 1 | 0 | 10 | A | 7 | 10 | A | 7 | -2.8 | A | 7 | -4.4 | A | 7 | 87 | A | 7 | 832 | A | 7 | 40 | A | 7 | 2.6 | A | 7 | 9600 | B | 7 | 3658 | A | 7 | 1.1 | E | 8 | 0.046 | F | 8 | 0.22 | F | 8 | 0 | 1 | D | 9 | 0 | C | 8
1994-12-06 | 4:00 | 0 | 0 | 0 | 1 | 0 | 0 | 1 | 0 | 0 | 1 | 0 | 0 | 1 | 0 | 0 | 1 | 0 | 0 | 1 | 0 | 0 | 1 | 0 | 10 | A | 7 | 10 | A | 7 | -2.8 | A | 7 | -4.4 | A | 7 | 87 | A | 7 | 832 | A | 7 | 60 | A | 7 | 1.5 | A | 7 | 9600 | B | 7 | 2438 | A | 7 | 1.2 | E | 8 | 0.046 | F | 8 | 0.22 | F | 8 | 0 | 1 | D | 9 | 0 | C | 8
1994-12-06 | 5:00 | 0 | 0 | 0 | 1 | 0 | 0 | 1 | 0 | 0 | 1 | 0 | 0 | 1 | 0 | 0 | 1 | 0 | 0 | 1 | 0 | 0 | 1 | 0 | 10 | A | 7 | 10 | A | 7 | -2.2 | A | 7 | -3.9 | A | 7 | 87 | A | 7 | 831 | A | 7 | 360 | A | 7 | 1.5 | A | 7 | 9600 | B | 7 | 2286 | A | 7 | 1.2 | E | 8 | 0.046 | F | 8 | 0.22 | F | 8 | 0 | 1 | D | 9 | 0 | C | 8
1994-12-06 | 6:00 | 0 | 0 | 0 | 1 | 0 | 0 | 1 | 0 | 0 | 1 | 0 | 0 | 1 | 0 | 0 | 1 | 0 | 0 | 1 | 0 | 0 | 1 | 0 | 10 | A | 7 | 10 | A | 7 | -2.2 | A | 7 | -3.9 | A | 7 | 87 | A | 7 | 831 | A | 7 | 360 | A | 7 | 2.6 | A | 7 | 9600 | B | 7 | 2134 | A | 7 | 1.1 | E | 8 | 0.046 | F | 8 | 0.22 | F | 8 | 0 | 1 | D | 9 | 0 | C | 8
1994-12-06 | 7:00 | 0 | 0 | 0 | 1 | 0 | 0 | 1 | 0 | 0 | 1 | 0 | 0 | 1 | 0 | 0 | 1 | 0 | 0 | 1 | 0 | 0 | 1 | 0 | 10 | A | 7 | 10 | A | 7 | -2.2 | A | 7 | -3.9 | A | 7 | 87 | A | 7 | 831 | A | 7 | 60 | A | 7 | 2.6 | A | 7 | 8000 | B | 7 | 1676 | A | 7 | 1.1 | E | 8 | 0.046 | F | 8 | 0.22 | F | 8 | 0 | 1 | D | 9 | 0 | C | 8
1994-12-06 | 8:00 | 86 | 1233 | 13 | 1 | 10 | 0 | 1 | 16 | 13 | 1 | 10 | 15 | 1 | 10 | 0 | 1 | 16 | 15 | 1 | 10 | 49 | 1 | 21 | 10 | A | 7 | 10 | A | 7 | -1.7 | A | 7 | -3.9 | A | 7 | 83 | A | 7 | 830 | A | 7 | 360 | A | 7 | 2.6 | A | 7 | 6400 | B | 7 | 244 | A | 7 | 1.1 | E | 8 | 0.046 | F | 8 | 0.22 | F | 8 | 0 | 1 | D | 9 | 0 | C | 8
1994-12-06 | 9:00 | 298 | 1409 | 45 | 1 | 10 | 0 | 1 | 16 | 45 | 1 | 10 | 52 | 1 | 10 | 0 | 1 | 16 | 52 | 1 | 10 | 176 | 1 | 21 | 10 | A | 7 | 10 | A | 7 | -1.7 | A | 7 | -2.8 | A | 7 | 91 | A | 7 | 830 | A | 7 | 20 | A | 7 | 1.5 | A | 7 | 1000 | B | 7 | 152 | A | 7 | 1.1 | E | 8 | 0.046 | F | 8 | 0.22 | F | 8 | 0 | 1 | D | 9 | 0 | C | 8
1994-12-06 | 10:00 | 473 | 1409 | 75 | 1 | 10 | 0 | 1 | 16 | 75 | 1 | 10 | 88 | 1 | 10 | 0 | 1 | 16 | 88 | 1 | 10 | 313 | 1 | 21 | 10 | A | 7 | 10 | A | 7 | -1.7 | A | 7 | -2.2 | A | 7 | 96 | A | 7 | 830 | A | 7 | 360 | A | 7 | 2.1 | A | 7 | 800 | B | 7 | 122 | A | 7 | 1 | E | 8 | 0.046 | F | 8 | 0.22 | F | 8 | 0 | 1 | D | 9 | 0 | C | 8
1994-12-06 | 11:00 | 592 | 1409 | 114 | 1 | 10 | 0 | 1 | 16 | 114 | 1 | 10 | 133 | 1 | 10 | 0 | 1 | 16 | 133 | 1 | 10 | 481 | 1 | 21 | 10 | A | 7 | 10 | A | 7 | -1.7 | A | 7 | -2.8 | A | 7 | 91 | A | 7 | 829 | A | 7 | 70 | A | 7 | 2.6 | A | 7 | 1200 | B | 7 | 244 | A | 7 | 1 | E | 8 | 0.046 | F | 8 | 0.22 | F | 8 | 0 | 1 | D | 9 | 0 | C | 8
1994-12-06 | 12:00 | 648 | 1409 | 125 | 1 | 10 | 0 | 1 | 16 | 125 | 1 | 10 | 146 | 1 | 10 | 0 | 1 | 16 | 146 | 1 | 10 | 539 | 1 | 21 | 10 | A | 7 | 10 | A | 7 | -1.1 | A | 7 | -2.8 | A | 7 | 87 | A | 7 | 829 | A | 7 | 360 | A | 7 | 4.1 | A | 7 | 4800 | B | 7 | 366 | A | 7 | 1 | E | 8 | 0.046 | F | 8 | 0.22 | F | 8 | 0 | 1 | D | 9 | 0 | C | 8
1994-12-06 | 13:00 | 636 | 1409 | 147 | 1 | 10 | 0 | 1 | 16 | 147 | 1 | 10 | 169 | 1 | 10 | 0 | 1 | 16 | 169 | 1 | 10 | 604 | 1 | 21 | 10 | A | 7 | 10 | A | 7 | -0.6 | A | 7 | -3.3 | A | 7 | 80 | A | 7 | 829 | A | 7 | 350 | A | 7 | 2.6 | A | 7 | 11200 | B | 7 | 427 | A | 7 | 0.9 | E | 8 | 0.046 | F | 8 | 0.22 | F | 8 | 0 | 1 | D | 9 | 0 | C | 8
1994-12-06 | 14:00 | 558 | 1409 | 128 | 1 | 10 | 0 | 1 | 16 | 128 | 1 | 10 | 147 | 1 | 10 | 0 | 1 | 16 | 147 | 1 | 10 | 511 | 1 | 21 | 10 | A | 7 | 10 | A | 7 | -1.1 | A | 7 | -3.9 | A | 7 | 79 | A | 7 | 829 | A | 7 | 320 | A | 7 | 2.1 | A | 7 | 16000 | B | 7 | 671 | A | 7 | 0.9 | E | 8 | 0.046 | F | 8 | 0.22 | F | 8 | 0 | 1 | D | 9 | 0 | C | 8
1994-12-06 | 15:00 | 418 | 1409 | 78 | 1 | 10 | 0 | 1 | 16 | 78 | 1 | 10 | 90 | 1 | 10 | 0 | 1 | 16 | 90 | 1 | 10 | 308 | 1 | 21 | 10 | A | 7 | 10 | A | 7 | -1.1 | A | 7 | -2.8 | A | 7 | 87 | A | 7 | 830 | A | 7 | 360 | A | 7 | 3.6 | A | 7 | 16000 | B | 7 | 396 | A | 7 | 0.9 | E | 8 | 0.046 | F | 8 | 0.22 | F | 8 | 0 | 1 | D | 9 | 0 | C | 8
1994-12-06 | 16:00 | 227 | 1409 | 48 | 1 | 10 | 0 | 1 | 16 | 48 | 1 | 10 | 54 | 1 | 10 | 0 | 1 | 16 | 54 | 1 | 10 | 169 | 1 | 21 | 10 | A | 7 | 10 | A | 7 | -1.1 | A | 7 | -2.8 | A | 7 | 87 | A | 7 | 831 | A | 7 | 90 | A | 7 | 1.5 | A | 7 | 16000 | B | 7 | 427 | A | 7 | 0.9 | E | 8 | 0.046 | F | 8 | 0.22 | F | 8 | 0 | 1 | D | 9 | 0 | C | 8
1994-12-06 | 17:00 | 31 | 763 | 4 | 1 | 10 | 0 | 1 | 16 | 4 | 1 | 10 | 5 | 1 | 10 | 0 | 1 | 16 | 5 | 1 | 10 | 16 | 1 | 21 | 10 | A | 7 | 10 | A | 7 | -1.1 | A | 7 | -2.8 | A | 7 | 87 | A | 7 | 832 | A | 7 | 140 | A | 7 | 1.5 | A | 7 | 12800 | B | 7 | 335 | A | 7 | 0.8 | E | 8 | 0.046 | F | 8 | 0.22 | F | 8 | 0 | 1 | D | 9 | 0 | C | 8
1994-12-06 | 18:00 | 0 | 0 | 0 | 1 | 0 | 0 | 1 | 0 | 0 | 1 | 0 | 0 | 1 | 0 | 0 | 1 | 0 | 0 | 1 | 0 | 0 | 1 | 0 | 9 | A | 7 | 9 | A | 7 | -0.6 | A | 7 | -2.8 | A | 7 | 83 | A | 7 | 832 | A | 7 | 150 | A | 7 | 2.6 | A | 7 | 12800 | B | 7 | 366 | A | 7 | 0.8 | E | 8 | 0.046 | F | 8 | 0.22 | F | 8 | 0 | 1 | D | 9 | 0 | C | 8
1994-12-06 | 19:00 | 0 | 0 | 0 | 1 | 0 | 0 | 1 | 0 | 0 | 1 | 0 | 0 | 1 | 0 | 0 | 1 | 0 | 0 | 1 | 0 | 0 | 1 | 0 | 4 | A | 7 | 4 | A | 7 | -1.7 | A | 7 | -2.8 | A | 7 | 91 | A | 7 | 832 | A | 7 | 170 | A | 7 | 2.1 | A | 7 | 11200 | B | 7 | 77777 | A | 7 | 0.8 | E | 8 | 0.046 | F | 8 | 0.22 | F | 8 | 0 | 1 | D | 9 | 0 | C | 8
1994-12-06 | 20:00 | 0 | 0 | 0 | 1 | 0 | 0 | 1 | 0 | 0 | 1 | 0 | 0 | 1 | 0 | 0 | 1 | 0 | 0 | 1 | 0 | 0 | 1 | 0 | 3 | A | 7 | 3 | A | 7 | -2.2 | A | 7 | -2.8 | A | 7 | 95 | A | 7 | 833 | A | 7 | 130 | A | 7 | 2.6 | A | 7 | 11200 | B | 7 | 77777 | A | 7 | 0.8 | E | 8 | 0.046 | F | 8 | 0.22 | F | 8 | 0 | 1 | D | 9 | 45 | C | 8
1994-12-06 | 21:00 | 0 | 0 | 0 | 1 | 0 | 0 | 1 | 0 | 0 | 1 | 0 | 0 | 1 | 0 | 0 | 1 | 0 | 0 | 1 | 0 | 0 | 1 | 0 | 1 | A | 7 | 1 | A | 7 | -3.3 | A | 7 | -3.9 | A | 7 | 95 | A | 7 | 834 | A | 7 | 160 | A | 7 | 1.5 | A | 7 | 11200 | B | 7 | 77777 | A | 7 | 0.7 | E | 8 | 0.046 | F | 8 | 0.22 | F | 8 | 0 | 1 | D | 9 | 45 | C | 8
1994-12-06 | 22:00 | 0 | 0 | 0 | 1 | 0 | 0 | 1 | 0 | 0 | 1 | 0 | 0 | 1 | 0 | 0 | 1 | 0 | 0 | 1 | 0 | 0 | 1 | 0 | 0 | A | 7 | 0 | A | 7 | -3.3 | A | 7 | -3.9 | A | 7 | 95 | A | 7 | 834 | A | 7 | 160 | A | 7 | 2.6 | A | 7 | 11200 | B | 7 | 77777 | A | 7 | 0.7 | E | 8 | 0.046 | F | 8 | 0.22 | F | 8 | 0 | 1 | D | 9 | 45 | C | 8
1994-12-06 | 23:00 | 0 | 0 | 0 | 1 | 0 | 0 | 1 | 0 | 0 | 1 | 0 | 0 | 1 | 0 | 0 | 1 | 0 | 0 | 1 | 0 | 0 | 1 | 0 | 0 | B | 8 | 0 | A | 7 | -4.4 | A | 7 | -5 | A | 7 | 95 | A | 7 | 834 | A | 7 | 110 | A | 7 | 3.1 | A | 7 | 11200 | B | 7 | 77777 | A | 7 | 0.7 | E | 8 | 0.046 | F | 8 | 0.22 | F | 8 | 0 | 1 | D | 9 | 45 | C | 8
1994-12-06 | 24:00 | 0 | 0 | 0 | 1 | 0 | 0 | 1 | 0 | 0 | 1 | 0 | 0 | 1 | 0 | 0 | 1 | 0 | 0 | 1 | 0 | 0 | 1 | 0 | 0 | A | 7 | 0 | A | 7 | -5 | A | 7 | -6.1 | A | 7 | 91 | A | 7 | 835 | A | 7 | 130 | A | 7 | 2.1 | A | 7 | 16000 | B | 7 | 77777 | A | 7 | 0.6 | E | 8 | 0.046 | F | 8 | 0.22 | F | 8 | 0 | 1 | D | 9 | 45 | C | 8
1994-12-07 | 1:00 | 0 | 0 | 0 | 1 | 0 | 0 | 1 | 0 | 0 | 1 | 0 | 0 | 1 | 0 | 0 | 1 | 0 | 0 | 1 | 0 | 0 | 1 | 0 | 0 | A | 7 | 0 | A | 7 | -4.4 | A | 7 | -6.7 | A | 7 | 82 | A | 7 | 835 | A | 7 | 130 | A | 7 | 2.6 | A | 7 | 40000 | B | 7 | 77777 | A | 7 | 0.6 | E | 8 | 0.045 | F | 8 | 0.22 | F | 8 | 0 | 1 | D | 9 | 45 | C | 8
1994-12-07 | 2:00 | 0 | 0 | 0 | 1 | 0 | 0 | 1 | 0 | 0 | 1 | 0 | 0 | 1 | 0 | 0 | 1 | 0 | 0 | 1 | 0 | 0 | 1 | 0 | 1 | A | 7 | 1 | A | 7 | -5.6 | A | 7 | -7.8 | A | 7 | 83 | A | 7 | 835 | A | 7 | 170 | A | 7 | 2.1 | A | 7 | 40000 | B | 7 | 77777 | A | 7 | 0.6 | E | 8 | 0.045 | F | 8 | 0.22 | F | 8 | 0 | 1 | D | 9 | 45 | C | 8
1994-12-07 | 3:00 | 0 | 0 | 0 | 1 | 0 | 0 | 1 | 0 | 0 | 1 | 0 | 0 | 1 | 0 | 0 | 1 | 0 | 0 | 1 | 0 | 0 | 1 | 0 | 6 | A | 7 | 3 | A | 7 | -2.2 | A | 7 | -7.2 | A | 7 | 65 | A | 7 | 835 | A | 7 | 190 | A | 7 | 3.6 | A | 7 | 40000 | B | 7 | 77777 | A | 7 | 0.6 | E | 8 | 0.045 | F | 8 | 0.22 | F | 8 | 0 | 1 | D | 9 | 45 | C | 8
1994-12-07 | 4:00 | 0 | 0 | 0 | 1 | 0 | 0 | 1 | 0 | 0 | 1 | 0 | 0 | 1 | 0 | 0 | 1 | 0 | 0 | 1 | 0 | 0 | 1 | 0 | 5 | A | 7 | 2 | A | 7 | -2.2 | A | 7 | -7.8 | A | 7 | 62 | A | 7 | 835 | A | 7 | 190 | A | 7 | 1.5 | A | 7 | 40000 | B | 7 | 77777 | A | 7 | 0.5 | E | 8 | 0.045 | F | 8 | 0.22 | F | 8 | 0 | 1 | D | 9 | 0 | C | 8
1994-12-07 | 5:00 | 0 | 0 | 0 | 1 | 0 | 0 | 1 | 0 | 0 | 1 | 0 | 0 | 1 | 0 | 0 | 1 | 0 | 0 | 1 | 0 | 0 | 1 | 0 | 5 | A | 7 | 3 | A | 7 | -2.2 | A | 7 | -8.3 | A | 7 | 59 | A | 7 | 835 | A | 7 | 160 | A | 7 | 4.1 | A | 7 | 40000 | B | 7 | 77777 | A | 7 | 0.5 | E | 8 | 0.045 | F | 8 | 0.22 | F | 8 | 0 | 1 | D | 9 | 0 | C | 8
1994-12-07 | 6:00 | 0 | 0 | 0 | 1 | 0 | 0 | 1 | 0 | 0 | 1 | 0 | 0 | 1 | 0 | 0 | 1 | 0 | 0 | 1 | 0 | 0 | 1 | 0 | 4 | A | 7 | 2 | A | 7 | 1.1 | A | 7 | -8.3 | A | 7 | 46 | A | 7 | 835 | A | 7 | 150 | A | 7 | 5.2 | A | 7 | 40000 | B | 7 | 77777 | A | 7 | 0.5 | E | 8 | 0.045 | F | 8 | 0.22 | F | 8 | 0 | 1 | D | 9 | 0 | C | 8
1994-12-07 | 7:00 | 0 | 0 | 0 | 1 | 0 | 0 | 1 | 0 | 0 | 1 | 0 | 0 | 1 | 0 | 0 | 1 | 0 | 0 | 1 | 0 | 0 | 1 | 0 | 8 | A | 7 | 5 | A | 7 | 2.2 | A | 7 | -8.3 | A | 7 | 42 | A | 7 | 835 | A | 7 | 150 | A | 7 | 5.2 | A | 7 | 96000 | B | 7 | 6706 | A | 7 | 0.5 | E | 8 | 0.045 | F | 8 | 0.22 | F | 8 | 0 | 1 | D | 9 | 0 | C | 8
1994-12-07 | 8:00 | 83 | 1210 | 21 | 1 | 10 | 28 | 1 | 16 | 19 | 1 | 10 | 23 | 1 | 10 | 13 | 1 | 16 | 22 | 1 | 10 | 39 | 1 | 21 | 9 | A | 7 | 7 | A | 7 | 2.8 | A | 7 | -7.8 | A | 7 | 42 | A | 7 | 835 | A | 7 | 150 | A | 7 | 4.6 | A | 7 | 112000 | B | 7 | 6706 | A | 7 | 0.5 | E | 8 | 0.045 | F | 8 | 0.22 | F | 8 | 0 | 1 | D | 9 | 0 | C | 8
1994-12-07 | 9:00 | 295 | 1409 | 93 | 1 | 10 | 85 | 1 | 16 | 76 | 1 | 10 | 102 | 1 | 10 | 68 | 1 | 16 | 88 | 1 | 10 | 164 | 1 | 21 | 8 | A | 7 | 8 | A | 7 | 3.3 | A | 7 | -7.2 | A | 7 | 43 | A | 7 | 835 | A | 7 | 110 | A | 7 | 3.1 | A | 7 | 112000 | B | 7 | 6706 | A | 7 | 0.5 | E | 8 | 0.045 | F | 8 | 0.22 | F | 8 | 0 | 1 | D | 9 | 0 | C | 8
1994-12-07 | 10:00 | 469 | 1409 | 165 | 1 | 10 | 58 | 1 | 16 | 145 | 1 | 10 | 180 | 1 | 10 | 54 | 1 | 16 | 162 | 1 | 10 | 381 | 1 | 21 | 9 | A | 7 | 9 | A | 7 | 4.4 | A | 7 | -5.6 | A | 7 | 46 | A | 7 | 835 | A | 7 | 130 | A | 7 | 4.1 | A | 7 | 112000 | B | 7 | 4877 | A | 7 | 0.5 | E | 8 | 0.045 | F | 8 | 0.22 | F | 8 | 0 | 1 | D | 9 | 0 | C | 8
1994-12-07 | 11:00 | 589 | 1409 | 126 | 1 | 10 | 66 | 1 | 16 | 99 | 1 | 10 | 143 | 1 | 10 | 66 | 1 | 16 | 115 | 1 | 10 | 234 | 1 | 21 | 9 | A | 7 | 9 | A | 7 | 5.6 | A | 7 | -4.4 | A | 7 | 46 | A | 7 | 834 | A | 7 | 150 | A | 7 | 4.6 | A | 7 | 96000 | B | 7 | 4572 | A | 7 | 0.5 | E | 8 | 0.045 | F | 8 | 0.22 | F | 8 | 0 | 1 | D | 9 | 0 | C | 8
1994-12-07 | 12:00 | 645 | 1409 | 358 | 1 | 10 | 468 | 1 | 16 | 144 | 1 | 10 | 381 | 1 | 10 | 462 | 1 | 16 | 169 | 1 | 10 | 291 | 1 | 21 | 7 | A | 7 | 6 | A | 7 | 10 | A | 7 | -5.6 | A | 7 | 31 | A | 7 | 833 | A | 7 | 180 | A | 7 | 7.2 | A | 7 | 96000 | B | 7 | 6706 | A | 7 | 0.5 | E | 8 | 0.045 | F | 8 | 0.22 | F | 8 | 0 | 1 | D | 9 | 0 | C | 8
1994-12-07 | 13:00 | 634 | 1409 | 289 | 1 | 10 | 246 | 1 | 16 | 178 | 1 | 10 | 309 | 1 | 10 | 250 | 1 | 16 | 196 | 1 | 10 | 386 | 1 | 21 | 8 | A | 7 | 5 | A | 7 | 3.9 | A | 7 | -1.7 | A | 7 | 66 | A | 7 | 832 | A | 7 | 350 | A | 7 | 5.2 | A | 7 | 112000 | B | 7 | 6706 | A | 7 | 0.5 | E | 8 | 0.045 | F | 8 | 0.22 | F | 8 | 0 | 1 | D | 9 | 0 | C | 8
1994-12-07 | 14:00 | 556 | 1409 | 366 | 1 | 10 | 666 | 1 | 16 | 103 | 1 | 10 | 380 | 1 | 10 | 627 | 1 | 16 | 131 | 1 | 10 | 199 | 1 | 21 | 2 | A | 7 | 2 | A | 7 | 2.8 | A | 7 | -1.7 | A | 7 | 71 | A | 7 | 831 | A | 7 | 350 | A | 7 | 4.6 | A | 7 | 64000 | B | 7 | 77777 | A | 7 | 0.5 | E | 8 | 0.045 | F | 8 | 0.22 | F | 8 | 0 | 1 | D | 9 | 0 | C | 8
1994-12-07 | 15:00 | 417 | 1409 | 223 | 1 | 10 | 440 | 1 | 16 | 93 | 1 | 10 | 235 | 1 | 10 | 388 | 1 | 16 | 120 | 1 | 10 | 173 | 1 | 21 | 3 | A | 7 | 3 | A | 7 | 1.7 | A | 7 | -2.2 | A | 7 | 74 | A | 7 | 831 | A | 7 | 360 | A | 7 | 5.2 | A | 7 | 48000 | B | 7 | 77777 | A | 7 | 0.5 | E | 8 | 0.045 | F | 8 | 0.22 | F | 8 | 0 | 1 | D | 9 | 0 | C | 8
1994-12-07 | 16:00 | 227 | 1409 | 91 | 1 | 10 | 229 | 1 | 16 | 54 | 1 | 10 | 94 | 1 | 10 | 154 | 1 | 16 | 69 | 1 | 10 | 98 | 1 | 21 | 4 | A | 7 | 4 | A | 7 | 1.7 | A | 7 | -1.7 | A | 7 | 77 | A | 7 | 831 | A | 7 | 10 | A | 7 | 3.1 | A | 7 | 16000 | B | 7 | 77777 | A | 7 | 0.5 | E | 8 | 0.045 | F | 8 | 0.22 | F | 8 | 0 | 1 | D | 9 | 0 | C | 8
1994-12-07 | 17:00 | 31 | 763 | 11 | 1 | 10 | 19 | 1 | 16 | 10 | 1 | 10 | 12 | 1 | 10 | 7 | 1 | 16 | 12 | 1 | 10 | 21 | 1 | 21 | 6 | A | 7 | 4 | A | 7 | 0 | A | 7 | -2.2 | A | 7 | 83 | A | 7 | 832 | A | 7 | 350 | A | 7 | 2.1 | A | 7 | 16000 | B | 7 | 3962 | A | 7 | 0.5 | E | 8 | 0.045 | F | 8 | 0.22 | F | 8 | 0 | 1 | D | 9 | 0 | C | 8
1994-12-07 | 18:00 | 0 | 0 | 0 | 1 | 0 | 0 | 1 | 0 | 0 | 1 | 0 | 0 | 1 | 0 | 0 | 1 | 0 | 0 | 1 | 0 | 0 | 1 | 0 | 7 | A | 7 | 5 | A | 7 | 0.6 | A | 7 | -1.7 | A | 7 | 83 | A | 7 | 833 | A | 7 | 310 | A | 7 | 3.1 | A | 7 | 16000 | B | 7 | 3962 | A | 7 | 0.5 | E | 8 | 0.045 | F | 8 | 0.22 | F | 8 | 0 | 1 | D | 9 | 0 | C | 8
1994-12-07 | 19:00 | 0 | 0 | 0 | 1 | 0 | 0 | 1 | 0 | 0 | 1 | 0 | 0 | 1 | 0 | 0 | 1 | 0 | 0 | 1 | 0 | 0 | 1 | 0 | 5 | A | 7 | 5 | A | 7 | 0.6 | A | 7 | -1.7 | A | 7 | 83 | A | 7 | 834 | A | 7 | 340 | A | 7 | 3.1 | A | 7 | 16000 | B | 7 | 77777 | A | 7 | 0.5 | E | 8 | 0.045 | F | 8 | 0.22 | F | 8 | 0 | 1 | D | 9 | 0 | C | 8
1994-12-07 | 20:00 | 0 | 0 | 0 | 1 | 0 | 0 | 1 | 0 | 0 | 1 | 0 | 0 | 1 | 0 | 0 | 1 | 0 | 0 | 1 | 0 | 0 | 1 | 0 | 2 | A | 7 | 2 | A | 7 | -0.6 | A | 7 | -1.7 | A | 7 | 91 | A | 7 | 835 | A | 7 | 330 | A | 7 | 4.6 | A | 7 | 16000 | B | 7 | 77777 | A | 7 | 0.5 | E | 8 | 0.045 | F | 8 | 0.22 | F | 8 | 0 | 1 | D | 9 | 0 | C | 8
1994-12-07 | 21:00 | 0 | 0 | 0 | 1 | 0 | 0 | 1 | 0 | 0 | 1 | 0 | 0 | 1 | 0 | 0 | 1 | 0 | 0 | 1 | 0 | 0 | 1 | 0 | 10 | A | 7 | 10 | A | 7 | -0.6 | A | 7 | -2.8 | A | 7 | 83 | A | 7 | 836 | A | 7 | 340 | A | 7 | 7.7 | A | 7 | 16000 | B | 7 | 396 | A | 7 | 0.5 | E | 8 | 0.045 | F | 8 | 0.22 | F | 8 | 0 | 1 | D | 9 | 0 | C | 8
1994-12-07 | 22:00 | 0 | 0 | 0 | 1 | 0 | 0 | 1 | 0 | 0 | 1 | 0 | 0 | 1 | 0 | 0 | 1 | 0 | 0 | 1 | 0 | 0 | 1 | 0 | 10 | A | 7 | 10 | A | 7 | -1.7 | A | 7 | -3.3 | A | 7 | 87 | A | 7 | 837 | A | 7 | 360 | A | 7 | 5.7 | A | 7 | 16000 | B | 7 | 427 | A | 7 | 0.5 | E | 8 | 0.045 | F | 8 | 0.22 | F | 8 | 0 | 1 | D | 9 | 0 | C | 8
1994-12-07 | 23:00 | 0 | 0 | 0 | 1 | 0 | 0 | 1 | 0 | 0 | 1 | 0 | 0 | 1 | 0 | 0 | 1 | 0 | 0 | 1 | 0 | 0 | 1 | 0 | 10 | A | 7 | 10 | A | 7 | -2.2 | A | 7 | -4.4 | A | 7 | 83 | A | 7 | 838 | A | 7 | 360 | A | 7 | 4.6 | A | 7 | 16000 | B | 7 | 488 | A | 7 | 0.5 | E | 8 | 0.045 | F | 8 | 0.22 | F | 8 | 0 | 1 | D | 9 | 0 | C | 8
1994-12-07 | 24:00 | 0 | 0 | 0 | 1 | 0 | 0 | 1 | 0 | 0 | 1 | 0 | 0 | 1 | 0 | 0 | 1 | 0 | 0 | 1 | 0 | 0 | 1 | 0 | 10 | A | 7 | 10 | A | 7 | -2.2 | A | 7 | -4.4 | A | 7 | 83 | A | 7 | 839 | A | 7 | 350 | A | 7 | 4.1 | A | 7 | 16000 | B | 7 | 305 | A | 7 | 0.5 | E | 8 | 0.045 | F | 8 | 0.22 | F | 8 | 0 | 1 | D | 9 | 0 | C | 8
1994-12-08 | 1:00 | 0 | 0 | 0 | 1 | 0 | 0 | 1 | 0 | 0 | 1 | 0 | 0 | 1 | 0 | 0 | 1 | 0 | 0 | 1 | 0 | 0 | 1 | 0 | 10 | A | 7 | 10 | A | 7 | -3.3 | A | 7 | -5.6 | A | 7 | 82 | A | 7 | 839 | A | 7 | 360 | A | 7 | 6.2 | A | 7 | 12800 | B | 7 | 335 | A | 7 | 0.5 | E | 8 | 0.045 | F | 8 | 0.22 | F | 8 | 0 | 1 | D | 9 | 71 | C | 8
1994-12-08 | 2:00 | 0 | 0 | 0 | 1 | 0 | 0 | 1 | 0 | 0 | 1 | 0 | 0 | 1 | 0 | 0 | 1 | 0 | 0 | 1 | 0 | 0 | 1 | 0 | 10 | A | 7 | 10 | A | 7 | -3.9 | A | 7 | -5.6 | A | 7 | 86 | A | 7 | 839 | A | 7 | 360 | A | 7 | 5.2 | A | 7 | 9600 | B | 7 | 305 | A | 7 | 0.5 | E | 8 | 0.045 | F | 8 | 0.22 | F | 8 | 0 | 1 | D | 9 | 71 | C | 8
1994-12-08 | 3:00 | 0 | 0 | 0 | 1 | 0 | 0 | 1 | 0 | 0 | 1 | 0 | 0 | 1 | 0 | 0 | 1 | 0 | 0 | 1 | 0 | 0 | 1 | 0 | 10 | A | 7 | 10 | A | 7 | -3.9 | A | 7 | -5.6 | A | 7 | 86 | A | 7 | 840 | A | 7 | 350 | A | 7 | 3.6 | A | 7 | 9600 | B | 7 | 305 | A | 7 | 0.5 | E | 8 | 0.045 | F | 8 | 0.22 | F | 8 | 0 | 1 | D | 9 | 71 | C | 8
1994-12-08 | 4:00 | 0 | 0 | 0 | 1 | 0 | 0 | 1 | 0 | 0 | 1 | 0 | 0 | 1 | 0 | 0 | 1 | 0 | 0 | 1 | 0 | 0 | 1 | 0 | 10 | A | 7 | 10 | A | 7 | -3.9 | A | 7 | -5.6 | A | 7 | 86 | A | 7 | 840 | A | 7 | 360 | A | 7 | 4.6 | A | 7 | 9600 | B | 7 | 274 | A | 7 | 0.5 | E | 8 | 0.045 | F | 8 | 0.22 | F | 8 | 0 | 1 | D | 9 | 45 | C | 8
1994-12-08 | 5:00 | 0 | 0 | 0 | 1 | 0 | 0 | 1 | 0 | 0 | 1 | 0 | 0 | 1 | 0 | 0 | 1 | 0 | 0 | 1 | 0 | 0 | 1 | 0 | 10 | A | 7 | 10 | A | 7 | -4.4 | A | 7 | -6.1 | A | 7 | 86 | A | 7 | 840 | A | 7 | 10 | A | 7 | 3.6 | A | 7 | 8000 | B | 7 | 274 | A | 7 | 0.5 | E | 8 | 0.045 | F | 8 | 0.22 | F | 8 | 0 | 1 | D | 9 | 45 | C | 8
1994-12-08 | 6:00 | 0 | 0 | 0 | 1 | 0 | 0 | 1 | 0 | 0 | 1 | 0 | 0 | 1 | 0 | 0 | 1 | 0 | 0 | 1 | 0 | 0 | 1 | 0 | 10 | A | 7 | 10 | A | 7 | -4.4 | A | 7 | -6.1 | A | 7 | 86 | A | 7 | 840 | A | 7 | 20 | A | 7 | 2.6 | A | 7 | 9600 | B | 7 | 1463 | A | 7 | 0.5 | E | 8 | 0.045 | F | 8 | 0.22 | F | 8 | 0 | 1 | D | 9 | 45 | C | 8
1994-12-08 | 7:00 | 0 | 0 | 0 | 1 | 0 | 0 | 1 | 0 | 0 | 1 | 0 | 0 | 1 | 0 | 0 | 1 | 0 | 0 | 1 | 0 | 0 | 1 | 0 | 10 | A | 7 | 10 | A | 7 | -4.4 | A | 7 | -6.1 | A | 7 | 86 | A | 7 | 841 | A | 7 | 50 | A | 7 | 2.6 | A | 7 | 9600 | B | 7 | 1402 | A | 7 | 0.5 | E | 8 | 0.045 | F | 8 | 0.22 | F | 8 | 0 | 1 | D | 9 | 71 | C | 8
1994-12-08 | 8:00 | 80 | 1210 | 12 | 1 | 10 | 0 | 1 | 16 | 12 | 1 | 10 | 14 | 1 | 10 | 0 | 1 | 16 | 14 | 1 | 10 | 45 | 1 | 21 | 10 | A | 7 | 10 | A | 7 | -4.4 | A | 7 | -6.7 | A | 7 | 82 | A | 7 | 841 | A | 7 | 60 | A | 7 | 2.6 | A | 7 | 9600 | B | 7 | 1402 | A | 7 | 0.5 | E | 8 | 0.045 | F | 8 | 0.22 | F | 8 | 0 | 1 | D | 9 | 45 | C | 8
1994-12-08 | 9:00 | 291 | 1410 | 67 | 1 | 10 | 24 | 1 | 16 | 62 | 1 | 10 | 74 | 1 | 10 | 20 | 1 | 16 | 69 | 1 | 10 | 162 | 1 | 21 | 10 | A | 7 | 9 | A | 7 | -4.4 | A | 7 | -6.7 | A | 7 | 82 | A | 7 | 841 | A | 7 | 80 | A | 7 | 2.6 | A | 7 | 6400 | B | 7 | 427 | A | 7 | 0.5 | E | 8 | 0.045 | F | 8 | 0.22 | F | 8 | 0 | 1 | D | 9 | 45 | C | 8
1994-12-08 | 10:00 | 466 | 1410 | 101 | 1 | 10 | 0 | 1 | 16 | 101 | 1 | 10 | 115 | 1 | 10 | 0 | 1 | 16 | 115 | 1 | 10 | 393 | 1 | 21 | 10 | A | 7 | 10 | A | 7 | -3.3 | A | 7 | -6.7 | A | 7 | 75 | A | 7 | 841 | A | 7 | 10 | A | 7 | 1.5 | A | 7 | 6400 | B | 7 | 427 | A | 7 | 0.5 | E | 8 | 0.045 | F | 8 | 0.22 | F | 8 | 0 | 1 | D | 9 | 0 | C | 8
1994-12-08 | 11:00 | 586 | 1410 | 184 | 1 | 10 | 47 | 1 | 16 | 164 | 1 | 10 | 202 | 1 | 10 | 46 | 1 | 16 | 183 | 1 | 10 | 469 | 1 | 21 | 7 | A | 7 | 7 | A | 7 | -2.8 | A | 7 | -6.7 | A | 7 | 72 | A | 7 | 841 | A | 7 | 80 | A | 7 | 2.1 | A | 7 | 16000 | B | 7 | 1280 | A | 7 | 0.4 | E | 8 | 0.045 | F | 8 | 0.22 | F | 8 | 0 | 1 | D | 9 | 0 | C | 8
1994-12-08 | 12:00 | 643 | 1410 | 367 | 1 | 10 | 318 | 1 | 16 | 222 | 1 | 10 | 387 | 1 | 10 | 323 | 1 | 16 | 239 | 1 | 10 | 506 | 1 | 21 | 8 | A | 7 | 8 | A | 7 | -2.8 | A | 7 | -7.2 | A | 7 | 69 | A | 7 | 841 | A | 7 | 70 | A | 7 | 3.6 | A | 7 | 19200 | B | 7 | 2134 | A | 7 | 0.4 | E | 8 | 0.045 | F | 8 | 0.22 | F | 8 | 0 | 1 | D | 9 | 0 | C | 8
1994-12-08 | 13:00 | 632 | 1410 | 142 | 1 | 10 | 0 | 1 | 16 | 142 | 1 | 10 | 164 | 1 | 10 | 0 | 1 | 16 | 164 | 1 | 10 | 587 | 1 | 21 | 10 | A | 7 | 10 | A | 7 | -2.8 | A | 7 | -7.2 | A | 7 | 69 | A | 7 | 840 | A | 7 | 70 | A | 7 | 3.1 | A | 7 | 19200 | B | 7 | 1676 | A | 7 | 0.4 | E | 8 | 0.045 | F | 8 | 0.22 | F | 8 | 0 | 1 | D | 9 | 0 | C | 8
1994-12-08 | 14:00 | 555 | 1410 | 243 | 1 | 10 | 69 | 1 | 16 | 215 | 1 | 10 | 265 | 1 | 10 | 67 | 1 | 16 | 238 | 1 | 10 | 554 | 1 | 21 | 10 | A | 7 | 9 | A | 7 | -2.2 | A | 7 | -7.8 | A | 7 | 62 | A | 7 | 840 | A | 7 | 350 | A | 7 | 1.5 | A | 7 | 19200 | B | 7 | 1280 | A | 7 | 0.4 | E | 8 | 0.045 | F | 8 | 0.22 | F | 8 | 0 | 1 | D | 9 | 0 | C | 8
1994-12-08 | 15:00 | 416 | 1410 | 167 | 1 | 10 | 206 | 1 | 16 | 106 | 1 | 10 | 178 | 1 | 10 | 185 | 1 | 16 | 123 | 1 | 10 | 208 | 1 | 21 | 10 | A | 7 | 7 | A | 7 | -2.8 | A | 7 | -7.2 | A | 7 | 69 | A | 7 | 840 | A | 7 | 50 | A | 7 | 2.6 | A | 7 | 19200 | B | 7 | 1524 | A | 7 | 0.4 | E | 8 | 0.045 | F | 8 | 0.22 | F | 8 | 0 | 1 | D | 9 | 0 | C | 8
1994-12-08 | 16:00 | 226 | 1410 | 113 | 1 | 10 | 69 | 1 | 16 | 102 | 1 | 10 | 123 | 1 | 10 | 54 | 1 | 16 | 114 | 1 | 10 | 207 | 1 | 21 | 8 | A | 7 | 8 | A | 7 | -2.8 | A | 7 | -7.8 | A | 7 | 65 | A | 7 | 841 | A | 7 | 0 | A | 7 | 0 | A | 7 | 19200 | B | 7 | 3048 | A | 7 | 0.4 | E | 8 | 0.045 | F | 8 | 0.22 | F | 8 | 0 | 1 | D | 9 | 0 | C | 8
1994-12-08 | 17:00 | 31 | 764 | 12 | 1 | 10 | 85 | 1 | 16 | 9 | 1 | 10 | 14 | 1 | 10 | 35 | 1 | 16 | 12 | 1 | 10 | 17 | 1 | 21 | 5 | A | 7 | 2 | A | 7 | -3.3 | A | 7 | -6.1 | A | 7 | 79 | A | 7 | 841 | A | 7 | 160 | A | 7 | 3.6 | A | 7 | 19200 | B | 7 | 77777 | A | 7 | 0.4 | E | 8 | 0.045 | F | 8 | 0.22 | F | 8 | 0 | 1 | D | 9 | 0 | C | 8
1994-12-08 | 18:00 | 0 | 0 | 0 | 1 | 0 | 0 | 1 | 0 | 0 | 1 | 0 | 0 | 1 | 0 | 0 | 1 | 0 | 0 | 1 | 0 | 0 | 1 | 0 | 3 | A | 7 | 3 | A | 7 | -3.9 | A | 7 | -6.7 | A | 7 | 79 | A | 7 | 841 | A | 7 | 190 | A | 7 | 3.1 | A | 7 | 19200 | B | 7 | 77777 | A | 7 | 0.4 | E | 8 | 0.045 | F | 8 | 0.22 | F | 8 | 0 | 1 | D | 9 | 0 | C | 8
1994-12-08 | 19:00 | 0 | 0 | 0 | 1 | 0 | 0 | 1 | 0 | 0 | 1 | 0 | 0 | 1 | 0 | 0 | 1 | 0 | 0 | 1 | 0 | 0 | 1 | 0 | 1 | A | 7 | 1 | A | 7 | -4.4 | A | 7 | -6.1 | A | 7 | 86 | A | 7 | 841 | A | 7 | 240 | A | 7 | 3.1 | A | 7 | 19200 | B | 7 | 77777 | A | 7 | 0.4 | E | 8 | 0.045 | F | 8 | 0.22 | F | 8 | 0 | 1 | D | 9 | 0 | C | 8
1994-12-08 | 20:00 | 0 | 0 | 0 | 1 | 0 | 0 | 1 | 0 | 0 | 1 | 0 | 0 | 1 | 0 | 0 | 1 | 0 | 0 | 1 | 0 | 0 | 1 | 0 | 0 | A | 7 | 0 | A | 7 | -5 | A | 7 | -7.8 | A | 7 | 79 | A | 7 | 841 | A | 7 | 200 | A | 7 | 3.1 | A | 7 | 32000 | B | 7 | 77777 | A | 7 | 0.4 | E | 8 | 0.045 | F | 8 | 0.22 | F | 8 | 0 | 1 | D | 9 | 0 | C | 8
1994-12-08 | 21:00 | 0 | 0 | 0 | 1 | 0 | 0 | 1 | 0 | 0 | 1 | 0 | 0 | 1 | 0 | 0 | 1 | 0 | 0 | 1 | 0 | 0 | 1 | 0 | 0 | A | 7 | 0 | A | 7 | -6.1 | A | 7 | -8.3 | A | 7 | 83 | A | 7 | 841 | A | 7 | 190 | A | 7 | 4.1 | A | 7 | 32000 | B | 7 | 77777 | A | 7 | 0.4 | E | 8 | 0.045 | F | 8 | 0.22 | F | 8 | 0 | 1 | D | 9 | 0 | C | 8
1994-12-08 | 22:00 | 0 | 0 | 0 | 1 | 0 | 0 | 1 | 0 | 0 | 1 | 0 | 0 | 1 | 0 | 0 | 1 | 0 | 0 | 1 | 0 | 0 | 1 | 0 | 0 | A | 7 | 0 | A | 7 | -6.7 | A | 7 | -9.4 | A | 7 | 79 | A | 7 | 841 | A | 7 | 180 | A | 7 | 4.1 | A | 7 | 32000 | B | 7 | 77777 | A | 7 | 0.3 | E | 8 | 0.045 | F | 8 | 0.22 | F | 8 | 0 | 1 | D | 9 | 0 | C | 8
1994-12-08 | 23:00 | 0 | 0 | 0 | 1 | 0 | 0 | 1 | 0 | 0 | 1 | 0 | 0 | 1 | 0 | 0 | 1 | 0 | 0 | 1 | 0 | 0 | 1 | 0 | 0 | A | 7 | 0 | A | 7 | -7.2 | A | 7 | -11.1 | A | 7 | 71 | A | 7 | 841 | A | 7 | 170 | A | 7 | 3.1 | A | 7 | 32000 | B | 7 | 77777 | A | 7 | 0.3 | E | 8 | 0.045 | F | 8 | 0.22 | F | 8 | 0 | 1 | D | 9 | 0 | C | 8
1994-12-08 | 24:00 | 0 | 0 | 0 | 1 | 0 | 0 | 1 | 0 | 0 | 1 | 0 | 0 | 1 | 0 | 0 | 1 | 0 | 0 | 1 | 0 | 0 | 1 | 0 | 0 | A | 7 | 0 | A | 7 | -8.3 | A | 7 | -12.2 | A | 7 | 71 | A | 7 | 841 | A | 7 | 200 | A | 7 | 3.1 | A | 7 | 32000 | B | 7 | 77777 | A | 7 | 0.3 | E | 8 | 0.045 | F | 8 | 0.22 | F | 8 | 0 | 1 | D | 9 | 0 | C | 8
1994-12-09 | 1:00 | 0 | 0 | 0 | 1 | 0 | 0 | 1 | 0 | 0 | 1 | 0 | 0 | 1 | 0 | 0 | 1 | 0 | 0 | 1 | 0 | 0 | 1 | 0 | 0 | A | 7 | 0 | A | 7 | -8.9 | A | 7 | -13.3 | A | 7 | 67 | A | 7 | 840 | A | 7 | 150 | A | 7 | 4.1 | A | 7 | 48000 | B | 7 | 77777 | A | 7 | 0.3 | E | 8 | 0.045 | F | 8 | 0.22 | F | 8 | 0 | 1 | D | 9 | 0 | C | 8
1994-12-09 | 2:00 | 0 | 0 | 0 | 1 | 0 | 0 | 1 | 0 | 0 | 1 | 0 | 0 | 1 | 0 | 0 | 1 | 0 | 0 | 1 | 0 | 0 | 1 | 0 | 0 | A | 7 | 0 | A | 7 | -8.3 | A | 7 | -16.1 | A | 7 | 49 | A | 7 | 840 | A | 7 | 180 | A | 7 | 4.6 | A | 7 | 48000 | B | 7 | 77777 | A | 7 | 0.3 | E | 8 | 0.045 | F | 8 | 0.22 | F | 8 | 0 | 1 | D | 9 | 0 | C | 8
1994-12-09 | 3:00 | 0 | 0 | 0 | 1 | 0 | 0 | 1 | 0 | 0 | 1 | 0 | 0 | 1 | 0 | 0 | 1 | 0 | 0 | 1 | 0 | 0 | 1 | 0 | 0 | A | 7 | 0 | A | 7 | -8.9 | A | 7 | -16.7 | A | 7 | 49 | A | 7 | 840 | A | 7 | 170 | A | 7 | 4.1 | A | 7 | 48000 | B | 7 | 77777 | A | 7 | 0.3 | E | 8 | 0.045 | F | 8 | 0.22 | F | 8 | 0 | 1 | D | 9 | 0 | C | 8
1994-12-09 | 4:00 | 0 | 0 | 0 | 1 | 0 | 0 | 1 | 0 | 0 | 1 | 0 | 0 | 1 | 0 | 0 | 1 | 0 | 0 | 1 | 0 | 0 | 1 | 0 | 0 | A | 7 | 0 | A | 7 | -8.9 | A | 7 | -16.1 | A | 7 | 52 | A | 7 | 839 | A | 7 | 170 | A | 7 | 4.1 | A | 7 | 48000 | B | 7 | 77777 | A | 7 | 0.3 | E | 8 | 0.045 | F | 8 | 0.22 | F | 8 | 0 | 1 | D | 9 | 0 | C | 8
1994-12-09 | 5:00 | 0 | 0 | 0 | 1 | 0 | 0 | 1 | 0 | 0 | 1 | 0 | 0 | 1 | 0 | 0 | 1 | 0 | 0 | 1 | 0 | 0 | 1 | 0 | 0 | A | 7 | 0 | A | 7 | -9.4 | A | 7 | -16.7 | A | 7 | 51 | A | 7 | 839 | A | 7 | 180 | A | 7 | 3.6 | A | 7 | 48000 | B | 7 | 77777 | A | 7 | 0.3 | E | 8 | 0.045 | F | 8 | 0.22 | F | 8 | 0 | 1 | D | 9 | 0 | C | 8
1994-12-09 | 6:00 | 0 | 0 | 0 | 1 | 0 | 0 | 1 | 0 | 0 | 1 | 0 | 0 | 1 | 0 | 0 | 1 | 0 | 0 | 1 | 0 | 0 | 1 | 0 | 2 | A | 7 | 2 | A | 7 | -9.4 | A | 7 | -16.7 | A | 7 | 51 | A | 7 | 839 | A | 7 | 190 | A | 7 | 4.6 | A | 7 | 48000 | B | 7 | 77777 | A | 7 | 0.3 | E | 8 | 0.045 | F | 8 | 0.22 | F | 8 | 0 | 1 | D | 9 | 0 | C | 8
1994-12-09 | 7:00 | 0 | 0 | 0 | 1 | 0 | 0 | 1 | 0 | 0 | 1 | 0 | 0 | 1 | 0 | 0 | 1 | 0 | 0 | 1 | 0 | 0 | 1 | 0 | 3 | A | 7 | 3 | A | 7 | -9.4 | A | 7 | -17.8 | A | 7 | 46 | A | 7 | 839 | A | 7 | 180 | A | 7 | 4.1 | A | 7 | 96000 | B | 7 | 77777 | A | 7 | 0.3 | E | 8 | 0.045 | F | 8 | 0.22 | F | 8 | 0 | 1 | D | 9 | 0 | C | 8
1994-12-09 | 8:00 | 77 | 1187 | 30 | 1 | 10 | 208 | 1 | 16 | 16 | 1 | 10 | 32 | 1 | 10 | 100 | 1 | 16 | 25 | 1 | 10 | 30 | 1 | 21 | 5 | A | 7 | 2 | A | 7 | -8.3 | A | 7 | -17.2 | A | 7 | 45 | A | 7 | 839 | A | 7 | 180 | A | 7 | 4.1 | A | 7 | 112000 | B | 7 | 77777 | A | 7 | 0.3 | E | 8 | 0.045 | F | 8 | 0.22 | F | 8 | 0 | 1 | D | 9 | 0 | C | 8
1994-12-09 | 9:00 | 288 | 1410 | 149 | 1 | 10 | 461 | 1 | 16 | 55 | 1 | 10 | 153 | 1 | 10 | 355 | 1 | 16 | 80 | 1 | 10 | 98 | 1 | 21 | 3 | A | 7 | 3 | A | 7 | -5.6 | A | 7 | -16.1 | A | 7 | 39 | A | 7 | 839 | A | 7 | 210 | A | 7 | 3.1 | A | 7 | 112000 | B | 7 | 77777 | A | 7 | 0.3 | E | 8 | 0.045 | F | 8 | 0.22 | F | 8 | 0 | 1 | D | 9 | 0 | C | 8
1994-12-09 | 10:00 | 463 | 1410 | 291 | 1 | 10 | 714 | 1 | 16 | 56 | 1 | 10 | 304 | 1 | 10 | 653 | 1 | 16 | 88 | 1 | 10 | 114 | 1 | 21 | 1 | A | 7 | 1 | A | 7 | -3.3 | A | 7 | -16.7 | A | 7 | 30 | A | 7 | 839 | A | 7 | 190 | A | 7 | 5.2 | A | 7 | 112000 | B | 7 | 77777 | A | 7 | 0.3 | E | 8 | 0.045 | F | 8 | 0.22 | F | 8 | 0 | 1 | D | 9 | 0 | C | 8
1994-12-09 | 11:00 | 584 | 1410 | 387 | 1 | 10 | 637 | 1 | 16 | 123 | 1 | 10 | 398 | 1 | 10 | 601 | 1 | 16 | 148 | 1 | 10 | 234 | 1 | 21 | 3 | A | 7 | 3 | A | 7 | -0.6 | A | 7 | -17.8 | A | 7 | 22 | A | 7 | 838 | A | 7 | 200 | A | 7 | 4.6 | A | 7 | 112000 | B | 7 | 77777 | A | 7 | 0.3 | E | 8 | 0.045 | F | 8 | 0.22 | F | 8 | 0 | 1 | D | 9 | 0 | C | 8
1994-12-09 | 12:00 | 641 | 1410 | 463 | 1 | 10 | 820 | 1 | 16 | 90 | 1 | 10 | 478 | 1 | 10 | 789 | 1 | 16 | 118 | 1 | 10 | 177 | 1 | 21 | 2 | A | 7 | 2 | A | 7 | 2.2 | A | 7 | -16.7 | A | 7 | 20 | A | 7 | 837 | A | 7 | 180 | A | 7 | 4.1 | A | 7 | 112000 | B | 7 | 77777 | A | 7 | 0.3 | E | 8 | 0.045 | F | 8 | 0.22 | F | 8 | 0 | 1 | D | 9 | 0 | C | 8
1994-12-09 | 13:00 | 631 | 1410 | 360 | 1 | 10 | 590 | 1 | 16 | 95 | 1 | 10 | 379 | 1 | 10 | 574 | 1 | 16 | 121 | 1 | 10 | 196 | 1 | 21 | 3 | A | 7 | 3 | A | 7 | 4.4 | A | 7 | -21.1 | A | 7 | 11 | A | 7 | 836 | A | 7 | 30 | A | 7 | 1.5 | A | 7 | 112000 | B | 7 | 77777 | A | 7 | 0.3 | E | 8 | 0.045 | F | 8 | 0.22 | F | 8 | 0 | 1 | D | 9 | 0 | C | 8
1994-12-09 | 14:00 | 554 | 1410 | 377 | 1 | 10 | 679 | 1 | 16 | 110 | 1 | 10 | 389 | 1 | 10 | 636 | 1 | 16 | 138 | 1 | 10 | 209 | 1 | 21 | 6 | A | 7 | 2 | A | 7 | 3.9 | A | 7 | -19.4 | A | 7 | 14 | A | 7 | 835 | A | 7 | 290 | A | 7 | 4.1 | A | 7 | 112000 | B | 7 | 77777 | A | 7 | 0.3 | E | 8 | 0.045 | F | 8 | 0.22 | F | 8 | 0 | 1 | D | 9 | 0 | C | 8
1994-12-09 | 15:00 | 415 | 1410 | 231 | 1 | 10 | 552 | 1 | 16 | 68 | 1 | 10 | 240 | 1 | 10 | 486 | 1 | 16 | 96 | 1 | 10 | 128 | 1 | 21 | 3 | A | 7 | 3 | A | 7 | 3.3 | A | 7 | -17.8 | A | 7 | 16 | A | 7 | 836 | A | 7 | 300 | A | 7 | 9.8 | A | 7 | 96000 | B | 7 | 77777 | A | 7 | 0.3 | E | 8 | 0.045 | F | 8 | 0.22 | F | 8 | 0 | 1 | D | 9 | 0 | C | 8
1994-12-09 | 16:00 | 226 | 1410 | 115 | 1 | 10 | 460 | 1 | 16 | 41 | 1 | 10 | 118 | 1 | 10 | 322 | 1 | 16 | 66 | 1 | 10 | 74 | 1 | 21 | 4 | A | 7 | 2 | A | 7 | 1.7 | A | 7 | -13.9 | A | 7 | 26 | A | 7 | 836 | A | 7 | 330 | A | 7 | 5.2 | A | 7 | 96000 | B | 7 | 77777 | A | 7 | 0.3 | E | 8 | 0.045 | F | 8 | 0.22 | F | 8 | 0 | 1 | D | 9 | 0 | C | 8
1994-12-09 | 17:00 | 31 | 764 | 8 | 1 | 10 | 61 | 1 | 16 | 6 | 1 | 10 | 10 | 1 | 10 | 26 | 1 | 16 | 8 | 1 | 10 | 12 | 1 | 21 | 4 | A | 7 | 3 | A | 7 | 0.6 | A | 7 | -17.2 | A | 7 | 21 | A | 7 | 837 | A | 7 | 310 | A | 7 | 8.2 | A | 7 | 96000 | B | 7 | 77777 | A | 7 | 0.3 | E | 8 | 0.045 | F | 8 | 0.22 | F | 8 | 0 | 1 | D | 9 | 0 | C | 8
1994-12-09 | 18:00 | 0 | 0 | 0 | 1 | 0 | 0 | 1 | 0 | 0 | 1 | 0 | 0 | 1 | 0 | 0 | 1 | 0 | 0 | 1 | 0 | 0 | 1 | 0 | 1 | A | 7 | 0 | A | 7 | -1.7 | A | 7 | -11.7 | A | 7 | 42 | A | 7 | 838 | A | 7 | 330 | A | 7 | 3.6 | A | 7 | 32000 | B | 7 | 77777 | A | 7 | 0.3 | E | 8 | 0.045 | F | 8 | 0.22 | F | 8 | 0 | 1 | D | 9 | 0 | C | 8
1994-12-09 | 19:00 | 0 | 0 | 0 | 1 | 0 | 0 | 1 | 0 | 0 | 1 | 0 | 0 | 1 | 0 | 0 | 1 | 0 | 0 | 1 | 0 | 0 | 1 | 0 | 1 | A | 7 | 1 | A | 7 | -2.2 | A | 7 | -14.4 | A | 7 | 34 | A | 7 | 839 | A | 7 | 320 | A | 7 | 2.6 | A | 7 | 32000 | B | 7 | 77777 | A | 7 | 0.2 | E | 8 | 0.045 | F | 8 | 0.22 | F | 8 | 0 | 1 | D | 9 | 0 | C | 8
1994-12-09 | 20:00 | 0 | 0 | 0 | 1 | 0 | 0 | 1 | 0 | 0 | 1 | 0 | 0 | 1 | 0 | 0 | 1 | 0 | 0 | 1 | 0 | 0 | 1 | 0 | 1 | A | 7 | 1 | A | 7 | -2.2 | A | 7 | -17.2 | A | 7 | 26 | A | 7 | 839 | A | 7 | 300 | A | 7 | 3.6 | A | 7 | 32000 | B | 7 | 77777 | A | 7 | 0.2 | E | 8 | 0.045 | F | 8 | 0.22 | F | 8 | 0 | 1 | D | 9 | 0 | C | 8
1994-12-09 | 21:00 | 0 | 0 | 0 | 1 | 0 | 0 | 1 | 0 | 0 | 1 | 0 | 0 | 1 | 0 | 0 | 1 | 0 | 0 | 1 | 0 | 0 | 1 | 0 | 0 | A | 7 | 0 | A | 7 | -2.2 | A | 7 | -16.7 | A | 7 | 28 | A | 7 | 840 | A | 7 | 310 | A | 7 | 4.1 | A | 7 | 32000 | B | 7 | 77777 | A | 7 | 0.2 | E | 8 | 0.045 | F | 8 | 0.22 | F | 8 | 0 | 1 | D | 9 | 0 | C | 8
1994-12-09 | 22:00 | 0 | 0 | 0 | 1 | 0 | 0 | 1 | 0 | 0 | 1 | 0 | 0 | 1 | 0 | 0 | 1 | 0 | 0 | 1 | 0 | 0 | 1 | 0 | 0 | A | 7 | 0 | A | 7 | -5 | A | 7 | -15.6 | A | 7 | 39 | A | 7 | 841 | A | 7 | 350 | A | 7 | 3.1 | A | 7 | 32000 | B | 7 | 77777 | A | 7 | 0.2 | E | 8 | 0.045 | F | 8 | 0.22 | F | 8 | 0 | 1 | D | 9 | 0 | C | 8
1994-12-09 | 23:00 | 0 | 0 | 0 | 1 | 0 | 0 | 1 | 0 | 0 | 1 | 0 | 0 | 1 | 0 | 0 | 1 | 0 | 0 | 1 | 0 | 0 | 1 | 0 | 0 | A | 7 | 0 | A | 7 | -5.6 | A | 7 | -15.6 | A | 7 | 41 | A | 7 | 842 | A | 7 | 0 | A | 7 | 0 | A | 7 | 32000 | B | 7 | 77777 | A | 7 | 0.2 | E | 8 | 0.045 | F | 8 | 0.22 | F | 8 | 0 | 1 | D | 9 | 0 | C | 8
1994-12-09 | 24:00 | 0 | 0 | 0 | 1 | 0 | 0 | 1 | 0 | 0 | 1 | 0 | 0 | 1 | 0 | 0 | 1 | 0 | 0 | 1 | 0 | 0 | 1 | 0 | 0 | A | 7 | 0 | A | 7 | -6.7 | A | 7 | -15 | A | 7 | 48 | A | 7 | 842 | A | 7 | 0 | A | 7 | 0 | A | 7 | 32000 | B | 7 | 77777 | A | 7 | 0.2 | E | 8 | 0.045 | F | 8 | 0.22 | F | 8 | 0 | 1 | D | 9 | 0 | C | 8
1994-12-10 | 1:00 | 0 | 0 | 0 | 1 | 0 | 0 | 1 | 0 | 0 | 1 | 0 | 0 | 1 | 0 | 0 | 1 | 0 | 0 | 1 | 0 | 0 | 1 | 0 | 0 | A | 7 | 0 | A | 7 | -7.8 | A | 7 | -13.9 | A | 7 | 58 | A | 7 | 842 | A | 7 | 130 | A | 7 | 1 | A | 7 | 48000 | B | 7 | 77777 | A | 7 | 0.2 | E | 8 | 0.045 | F | 8 | 0.22 | F | 8 | 0 | 1 | D | 9 | 0 | C | 8
1994-12-10 | 2:00 | 0 | 0 | 0 | 1 | 0 | 0 | 1 | 0 | 0 | 1 | 0 | 0 | 1 | 0 | 0 | 1 | 0 | 0 | 1 | 0 | 0 | 1 | 0 | 0 | A | 7 | 0 | A | 7 | -8.9 | A | 7 | -14.4 | A | 7 | 61 | A | 7 | 842 | A | 7 | 0 | A | 7 | 0 | A | 7 | 48000 | B | 7 | 77777 | A | 7 | 0.2 | E | 8 | 0.045 | F | 8 | 0.22 | F | 8 | 0 | 1 | D | 9 | 0 | C | 8
1994-12-10 | 3:00 | 0 | 0 | 0 | 1 | 0 | 0 | 1 | 0 | 0 | 1 | 0 | 0 | 1 | 0 | 0 | 1 | 0 | 0 | 1 | 0 | 0 | 1 | 0 | 0 | A | 7 | 0 | A | 7 | -8.9 | A | 7 | -13.9 | A | 7 | 64 | A | 7 | 843 | A | 7 | 110 | A | 7 | 2.1 | A | 7 | 48000 | B | 7 | 77777 | A | 7 | 0.2 | E | 8 | 0.045 | F | 8 | 0.22 | F | 8 | 0 | 1 | D | 9 | 0 | C | 8
1994-12-10 | 4:00 | 0 | 0 | 0 | 1 | 0 | 0 | 1 | 0 | 0 | 1 | 0 | 0 | 1 | 0 | 0 | 1 | 0 | 0 | 1 | 0 | 0 | 1 | 0 | 0 | A | 7 | 0 | A | 7 | -8.9 | A | 7 | -15 | A | 7 | 58 | A | 7 | 843 | A | 7 | 180 | A | 7 | 2.6 | A | 7 | 48000 | B | 7 | 77777 | A | 7 | 0.2 | E | 8 | 0.045 | F | 8 | 0.22 | F | 8 | 0 | 1 | D | 9 | 0 | C | 8
1994-12-10 | 5:00 | 0 | 0 | 0 | 1 | 0 | 0 | 1 | 0 | 0 | 1 | 0 | 0 | 1 | 0 | 0 | 1 | 0 | 0 | 1 | 0 | 0 | 1 | 0 | 0 | A | 7 | 0 | A | 7 | -9.4 | A | 7 | -15 | A | 7 | 60 | A | 7 | 843 | A | 7 | 170 | A | 7 | 3.1 | A | 7 | 48000 | B | 7 | 77777 | A | 7 | 0.2 | E | 8 | 0.045 | F | 8 | 0.22 | F | 8 | 0 | 1 | D | 9 | 0 | C | 8
1994-12-10 | 6:00 | 0 | 0 | 0 | 1 | 0 | 0 | 1 | 0 | 0 | 1 | 0 | 0 | 1 | 0 | 0 | 1 | 0 | 0 | 1 | 0 | 0 | 1 | 0 | 0 | A | 7 | 0 | A | 7 | -10.6 | A | 7 | -15 | A | 7 | 67 | A | 7 | 844 | A | 7 | 130 | A | 7 | 2.6 | A | 7 | 48000 | B | 7 | 77777 | A | 7 | 0.2 | E | 8 | 0.045 | F | 8 | 0.22 | F | 8 | 0 | 1 | D | 9 | 0 | C | 8
1994-12-10 | 7:00 | 0 | 0 | 0 | 1 | 0 | 0 | 1 | 0 | 0 | 1 | 0 | 0 | 1 | 0 | 0 | 1 | 0 | 0 | 1 | 0 | 0 | 1 | 0 | 0 | A | 7 | 0 | A | 7 | -9.4 | A | 7 | -15.6 | A | 7 | 57 | A | 7 | 845 | A | 7 | 160 | A | 7 | 4.1 | A | 7 | 128000 | B | 7 | 77777 | A | 7 | 0.2 | E | 8 | 0.045 | F | 8 | 0.22 | F | 8 | 0 | 1 | D | 9 | 0 | C | 8
1994-12-10 | 8:00 | 74 | 1164 | 33 | 1 | 10 | 359 | 1 | 16 | 10 | 1 | 10 | 37 | 1 | 10 | 216 | 1 | 16 | 22 | 1 | 10 | 28 | 1 | 21 | 0 | A | 7 | 0 | A | 7 | -7.2 | A | 7 | -16.1 | A | 7 | 45 | A | 7 | 846 | A | 7 | 170 | A | 7 | 4.6 | A | 7 | 777700 | B | 7 | 77777 | A | 7 | 0.2 | E | 8 | 0.045 | F | 8 | 0.22 | F | 8 | 0 | 1 | D | 9 | 0 | C | 8
1994-12-10 | 9:00 | 285 | 1411 | 179 | 1 | 10 | 758 | 1 | 16 | 26 | 1 | 10 | 191 | 1 | 10 | 621 | 1 | 16 | 65 | 1 | 10 | 68 | 1 | 21 | 0 | A | 7 | 0 | A | 7 | -5 | A | 7 | -16.1 | A | 7 | 37 | A | 7 | 845 | A | 7 | 150 | A | 7 | 6.2 | A | 7 | 777700 | B | 7 | 77777 | A | 7 | 0.2 | E | 8 | 0.045 | F | 8 | 0.22 | F | 8 | 0 | 1 | D | 9 | 0 | C | 8
1994-12-10 | 10:00 | 460 | 1411 | 322 | 1 | 10 | 870 | 1 | 16 | 38 | 1 | 10 | 343 | 1 | 10 | 798 | 1 | 16 | 81 | 1 | 10 | 98 | 1 | 21 | 1 | A | 7 | 0 | A | 7 | -1.7 | A | 7 | -15 | A | 7 | 31 | A | 7 | 845 | A | 7 | 150 | A | 7 | 4.1 | A | 7 | 777700 | B | 7 | 77777 | A | 7 | 0.3 | E | 8 | 0.045 | F | 8 | 0.22 | F | 8 | 0 | 1 | D | 9 | 0 | C | 8
1994-12-10 | 11:00 | 581 | 1411 | 431 | 1 | 10 | 935 | 1 | 16 | 45 | 1 | 10 | 457 | 1 | 10 | 891 | 1 | 16 | 88 | 1 | 10 | 117 | 1 | 21 | 1 | A | 7 | 0 | A | 7 | 1.7 | A | 7 | -15.6 | A | 7 | 23 | A | 7 | 844 | A | 7 | 150 | A | 7 | 5.7 | A | 7 | 777700 | B | 7 | 77777 | A | 7 | 0.3 | E | 8 | 0.045 | F | 8 | 0.22 | F | 8 | 0 | 1 | D | 9 | 0 | C | 8
1994-12-10 | 12:00 | 639 | 1411 | 487 | 1 | 10 | 974 | 1 | 16 | 46 | 1 | 10 | 518 | 1 | 10 | 941 | 1 | 16 | 90 | 1 | 10 | 123 | 1 | 21 | 0 | A | 7 | 0 | A | 7 | 3.9 | A | 7 | -15.6 | A | 7 | 19 | A | 7 | 843 | A | 7 | 150 | A | 7 | 3.1 | A | 7 | 120000 | B | 7 | 77777 | A | 7 | 0.3 | E | 8 | 0.045 | F | 8 | 0.22 | F | 8 | 0 | 1 | D | 9 | 0 | C | 8
1994-12-10 | 13:00 | 629 | 1411 | 478 | 1 | 10 | 970 | 1 | 16 | 45 | 1 | 10 | 508 | 1 | 10 | 935 | 1 | 16 | 89 | 1 | 10 | 121 | 1 | 21 | 0 | A | 7 | 0 | A | 7 | 3.3 | A | 7 | -15.6 | A | 7 | 20 | A | 7 | 842 | A | 7 | 330 | A | 7 | 3.1 | A | 7 | 120000 | B | 7 | 77777 | A | 7 | 0.3 | E | 8 | 0.045 | F | 8 | 0.22 | F | 8 | 0 | 1 | D | 9 | 0 | C | 8
1994-12-10 | 14:00 | 553 | 1411 | 409 | 1 | 10 | 939 | 1 | 16 | 41 | 1 | 10 | 435 | 1 | 10 | 889 | 1 | 16 | 85 | 1 | 10 | 110 | 1 | 21 | 0 | A | 7 | 0 | A | 7 | 3.3 | A | 7 | -15.6 | A | 7 | 20 | A | 7 | 842 | A | 7 | 350 | A | 7 | 3.1 | A | 7 | 120000 | B | 7 | 77777 | A | 7 | 0.3 | E | 8 | 0.045 | F | 8 | 0.22 | F | 8 | 0 | 1 | D | 9 | 0 | C | 8
1994-12-10 | 15:00 | 415 | 1411 | 287 | 1 | 10 | 864 | 1 | 16 | 33 | 1 | 10 | 307 | 1 | 10 | 776 | 1 | 16 | 77 | 1 | 10 | 88 | 1 | 21 | 0 | A | 7 | 0 | A | 7 | 2.2 | A | 7 | -11.7 | A | 7 | 31 | A | 7 | 841 | A | 7 | 350 | A | 7 | 5.2 | A | 7 | 96000 | B | 7 | 77777 | A | 7 | 0.3 | E | 8 | 0.045 | F | 8 | 0.22 | F | 8 | 0 | 1 | D | 9 | 0 | C | 8
1994-12-10 | 16:00 | 226 | 1411 | 133 | 1 | 10 | 685 | 1 | 16 | 23 | 1 | 10 | 142 | 1 | 10 | 525 | 1 | 16 | 57 | 1 | 10 | 58 | 1 | 21 | 0 | A | 7 | 0 | A | 7 | 1.1 | A | 7 | -10.6 | A | 7 | 37 | A | 7 | 841 | A | 7 | 330 | A | 7 | 4.6 | A | 7 | 88000 | B | 7 | 77777 | A | 7 | 0.3 | E | 8 | 0.045 | F | 8 | 0.22 | F | 8 | 0 | 1 | D | 9 | 0 | C | 8
1994-12-10 | 17:00 | 31 | 764 | 12 | 1 | 10 | 192 | 1 | 16 | 4 | 1 | 10 | 14 | 1 | 10 | 105 | 1 | 16 | 9 | 1 | 10 | 14 | 1 | 21 | 0 | A | 7 | 0 | A | 7 | -1.7 | A | 7 | -10 | A | 7 | 49 | A | 7 | 841 | A | 7 | 310 | A | 7 | 2.6 | A | 7 | 88000 | B | 7 | 77777 | A | 7 | 0.3 | E | 8 | 0.045 | F | 8 | 0.22 | F | 8 | 0 | 1 | D | 9 | 0 | C | 8
1994-12-10 | 18:00 | 0 | 0 | 0 | 1 | 0 | 0 | 1 | 0 | 0 | 1 | 0 | 0 | 1 | 0 | 0 | 1 | 0 | 0 | 1 | 0 | 0 | 1 | 0 | 0 | A | 7 | 0 | A | 7 | -3.3 | A | 7 | -10 | A | 7 | 56 | A | 7 | 840 | A | 7 | 310 | A | 7 | 2.1 | A | 7 | 32000 | B | 7 | 77777 | A | 7 | 0.3 | E | 8 | 0.045 | F | 8 | 0.22 | F | 8 | 0 | 1 | D | 9 | 0 | C | 8
1994-12-10 | 19:00 | 0 | 0 | 0 | 1 | 0 | 0 | 1 | 0 | 0 | 1 | 0 | 0 | 1 | 0 | 0 | 1 | 0 | 0 | 1 | 0 | 0 | 1 | 0 | 1 | A | 7 | 0 | A | 7 | -5 | A | 7 | -10 | A | 7 | 65 | A | 7 | 840 | A | 7 | 0 | A | 7 | 0 | A | 7 | 32000 | B | 7 | 77777 | A | 7 | 0.3 | E | 8 | 0.045 | F | 8 | 0.22 | F | 8 | 0 | 1 | D | 9 | 0 | C | 8
1994-12-10 | 20:00 | 0 | 0 | 0 | 1 | 0 | 0 | 1 | 0 | 0 | 1 | 0 | 0 | 1 | 0 | 0 | 1 | 0 | 0 | 1 | 0 | 0 | 1 | 0 | 5 | A | 7 | 3 | A | 7 | -4.4 | A | 7 | -10 | A | 7 | 61 | A | 7 | 840 | A | 7 | 160 | A | 7 | 2.1 | A | 7 | 32000 | B | 7 | 77777 | A | 7 | 0.3 | E | 8 | 0.045 | F | 8 | 0.22 | F | 8 | 0 | 1 | D | 9 | 0 | C | 8
1994-12-10 | 21:00 | 0 | 0 | 0 | 1 | 0 | 0 | 1 | 0 | 0 | 1 | 0 | 0 | 1 | 0 | 0 | 1 | 0 | 0 | 1 | 0 | 0 | 1 | 0 | 9 | A | 7 | 7 | A | 7 | -5 | A | 7 | -10 | A | 7 | 65 | A | 7 | 839 | A | 7 | 160 | A | 7 | 2.1 | A | 7 | 32000 | B | 7 | 6706 | A | 7 | 0.3 | E | 8 | 0.045 | F | 8 | 0.22 | F | 8 | 0 | 1 | D | 9 | 0 | C | 8
1994-12-10 | 22:00 | 0 | 0 | 0 | 1 | 0 | 0 | 1 | 0 | 0 | 1 | 0 | 0 | 1 | 0 | 0 | 1 | 0 | 0 | 1 | 0 | 0 | 1 | 0 | 8 | A | 7 | 5 | A | 7 | -5.6 | A | 7 | -10 | A | 7 | 68 | A | 7 | 838 | A | 7 | 190 | A | 7 | 2.1 | A | 7 | 32000 | B | 7 | 6706 | A | 7 | 0.3 | E | 8 | 0.045 | F | 8 | 0.22 | F | 8 | 0 | 1 | D | 9 | 0 | C | 8
1994-12-10 | 23:00 | 0 | 0 | 0 | 1 | 0 | 0 | 1 | 0 | 0 | 1 | 0 | 0 | 1 | 0 | 0 | 1 | 0 | 0 | 1 | 0 | 0 | 1 | 0 | 10 | A | 7 | 7 | A | 7 | -5.6 | A | 7 | -10 | A | 7 | 68 | A | 7 | 837 | A | 7 | 120 | A | 7 | 2.1 | A | 7 | 32000 | B | 7 | 6706 | A | 7 | 0.3 | E | 8 | 0.045 | F | 8 | 0.22 | F | 8 | 0 | 1 | D | 9 | 0 | C | 8
1994-12-10 | 24:00 | 0 | 0 | 0 | 1 | 0 | 0 | 1 | 0 | 0 | 1 | 0 | 0 | 1 | 0 | 0 | 1 | 0 | 0 | 1 | 0 | 0 | 1 | 0 | 10 | A | 7 | 8 | A | 7 | -6.1 | A | 7 | -9.4 | A | 7 | 75 | A | 7 | 836 | A | 7 | 0 | A | 7 | 0 | A | 7 | 32000 | B | 7 | 6706 | A | 7 | 0.3 | E | 8 | 0.045 | F | 8 | 0.22 | F | 8 | 0 | 1 | D | 9 | 0 | C | 8
1994-12-11 | 1:00 | 0 | 0 | 0 | 1 | 0 | 0 | 1 | 0 | 0 | 1 | 0 | 0 | 1 | 0 | 0 | 1 | 0 | 0 | 1 | 0 | 0 | 1 | 0 | 10 | A | 7 | 10 | A | 7 | -5.6 | A | 7 | -10 | A | 7 | 68 | A | 7 | 835 | A | 7 | 0 | A | 7 | 0 | A | 7 | 32000 | B | 7 | 6706 | A | 7 | 0.4 | E | 8 | 0.045 | F | 8 | 0.22 | F | 8 | 0 | 1 | D | 9 | 0 | C | 8
1994-12-11 | 2:00 | 0 | 0 | 0 | 1 | 0 | 0 | 1 | 0 | 0 | 1 | 0 | 0 | 1 | 0 | 0 | 1 | 0 | 0 | 1 | 0 | 0 | 1 | 0 | 10 | A | 7 | 10 | A | 7 | -6.7 | A | 7 | -10 | A | 7 | 75 | A | 7 | 834 | A | 7 | 290 | A | 7 | 1.5 | A | 7 | 32000 | B | 7 | 6706 | A | 7 | 0.4 | E | 8 | 0.045 | F | 8 | 0.22 | F | 8 | 0 | 1 | D | 9 | 0 | C | 8
1994-12-11 | 3:00 | 0 | 0 | 0 | 1 | 0 | 0 | 1 | 0 | 0 | 1 | 0 | 0 | 1 | 0 | 0 | 1 | 0 | 0 | 1 | 0 | 0 | 1 | 0 | 10 | A | 7 | 10 | A | 7 | -6.1 | A | 7 | -9.4 | A | 7 | 75 | A | 7 | 833 | A | 7 | 200 | A | 7 | 1.5 | A | 7 | 32000 | B | 7 | 6096 | A | 7 | 0.4 | E | 8 | 0.045 | F | 8 | 0.22 | F | 8 | 0 | 1 | D | 9 | 0 | C | 8
1994-12-11 | 4:00 | 0 | 0 | 0 | 1 | 0 | 0 | 1 | 0 | 0 | 1 | 0 | 0 | 1 | 0 | 0 | 1 | 0 | 0 | 1 | 0 | 0 | 1 | 0 | 10 | A | 7 | 10 | A | 7 | -5.6 | A | 7 | -10 | A | 7 | 68 | A | 7 | 832 | A | 7 | 170 | A | 7 | 1.5 | A | 7 | 32000 | B | 7 | 5486 | A | 7 | 0.4 | E | 8 | 0.045 | F | 8 | 0.22 | F | 8 | 0 | 1 | D | 9 | 0 | C | 8
1994-12-11 | 5:00 | 0 | 0 | 0 | 1 | 0 | 0 | 1 | 0 | 0 | 1 | 0 | 0 | 1 | 0 | 0 | 1 | 0 | 0 | 1 | 0 | 0 | 1 | 0 | 10 | A | 7 | 10 | A | 7 | -5.6 | A | 7 | -10 | A | 7 | 68 | A | 7 | 830 | A | 7 | 120 | A | 7 | 2.1 | A | 7 | 32000 | B | 7 | 5486 | A | 7 | 0.4 | E | 8 | 0.045 | F | 8 | 0.22 | F | 8 | 0 | 1 | D | 9 | 0 | C | 8
1994-12-11 | 6:00 | 0 | 0 | 0 | 1 | 0 | 0 | 1 | 0 | 0 | 1 | 0 | 0 | 1 | 0 | 0 | 1 | 0 | 0 | 1 | 0 | 0 | 1 | 0 | 10 | A | 7 | 10 | A | 7 | -5 | A | 7 | -8.9 | A | 7 | 71 | A | 7 | 829 | A | 7 | 140 | A | 7 | 2.1 | A | 7 | 32000 | B | 7 | 4572 | A | 7 | 0.4 | E | 8 | 0.045 | F | 8 | 0.22 | F | 8 | 0 | 1 | D | 9 | 0 | C | 8
1994-12-11 | 7:00 | 0 | 0 | 0 | 1 | 0 | 0 | 1 | 0 | 0 | 1 | 0 | 0 | 1 | 0 | 0 | 1 | 0 | 0 | 1 | 0 | 0 | 1 | 0 | 10 | A | 7 | 10 | A | 7 | -5.6 | A | 7 | -9.4 | A | 7 | 72 | A | 7 | 828 | A | 7 | 340 | A | 7 | 1.5 | A | 7 | 64000 | B | 7 | 4572 | A | 7 | 0.4 | E | 8 | 0.045 | F | 8 | 0.22 | F | 8 | 0 | 1 | D | 9 | 0 | C | 8
1994-12-11 | 8:00 | 72 | 1141 | 17 | 1 | 10 | 14 | 1 | 16 | 16 | 1 | 10 | 19 | 1 | 10 | 8 | 1 | 16 | 18 | 1 | 10 | 40 | 1 | 21 | 9 | A | 7 | 9 | A | 7 | -5 | A | 7 | -9.4 | A | 7 | 68 | A | 7 | 827 | A | 7 | 340 | A | 7 | 2.1 | A | 7 | 112000 | B | 7 | 4572 | A | 7 | 0.4 | E | 8 | 0.045 | F | 8 | 0.22 | F | 8 | 0 | 1 | D | 9 | 0 | C | 8
1994-12-11 | 9:00 | 282 | 1411 | 83 | 1 | 10 | 0 | 1 | 16 | 83 | 1 | 10 | 91 | 1 | 10 | 0 | 1 | 16 | 91 | 1 | 10 | 268 | 1 | 21 | 10 | A | 7 | 9 | A | 7 | -3.9 | A | 7 | -10 | A | 7 | 59 | A | 7 | 826 | A | 7 | 60 | A | 7 | 1.5 | A | 7 | 112000 | B | 7 | 3658 | A | 7 | 0.4 | E | 8 | 0.045 | F | 8 | 0.22 | F | 8 | 0 | 1 | D | 9 | 0 | C | 8
1994-12-11 | 10:00 | 458 | 1411 | 121 | 1 | 10 | 0 | 1 | 16 | 121 | 1 | 10 | 136 | 1 | 10 | 0 | 1 | 16 | 136 | 1 | 10 | 442 | 1 | 21 | 10 | A | 7 | 10 | A | 7 | -3.3 | A | 7 | -9.4 | A | 7 | 59 | A | 7 | 827 | A | 7 | 330 | A | 7 | 5.7 | A | 7 | 112000 | B | 7 | 4572 | A | 7 | 0.4 | E | 8 | 0.045 | F | 8 | 0.22 | F | 8 | 0 | 1 | D | 9 | 0 | C | 8
1994-12-11 | 11:00 | 579 | 1411 | 191 | 1 | 10 | 66 | 1 | 16 | 163 | 1 | 10 | 209 | 1 | 10 | 64 | 1 | 16 | 182 | 1 | 10 | 463 | 1 | 21 | 10 | A | 7 | 9 | A | 7 | -1.1 | A | 7 | -10.6 | A | 7 | 44 | A | 7 | 826 | A | 7 | 10 | A | 7 | 2.6 | A | 7 | 112000 | B | 7 | 4572 | A | 7 | 0.4 | E | 8 | 0.045 | F | 8 | 0.22 | F | 8 | 0 | 1 | D | 9 | 0 | C | 8
1994-12-11 | 12:00 | 637 | 1411 | 425 | 1 | 10 | 315 | 1 | 16 | 282 | 1 | 10 | 451 | 1 | 10 | 314 | 1 | 16 | 309 | 1 | 10 | 682 | 1 | 21 | 10 | A | 7 | 9 | A | 7 | -1.1 | A | 7 | -10 | A | 7 | 47 | A | 7 | 826 | A | 7 | 70 | A | 7 | 3.1 | A | 7 | 96000 | B | 7 | 3962 | A | 7 | 0.4 | E | 8 | 0.045 | F | 8 | 0.22 | F | 8 | 0 | 1 | D | 9 | 0 | C | 8
1994-12-11 | 13:00 | 628 | 1411 | 215 | 1 | 10 | 103 | 1 | 16 | 169 | 1 | 10 | 236 | 1 | 10 | 104 | 1 | 16 | 189 | 1 | 10 | 406 | 1 | 21 | 10 | A | 7 | 9 | A | 7 | 2.2 | A | 7 | -10.6 | A | 7 | 34 | A | 7 | 826 | A | 7 | 150 | A | 7 | 2.1 | A | 7 | 96000 | B | 7 | 3962 | A | 7 | 0.4 | E | 8 | 0.045 | F | 8 | 0.22 | F | 8 | 0 | 1 | D | 9 | 0 | C | 8
1994-12-11 | 14:00 | 552 | 1411 | 349 | 1 | 10 | 651 | 1 | 16 | 94 | 1 | 10 | 364 | 1 | 10 | 615 | 1 | 16 | 122 | 1 | 10 | 184 | 1 | 21 | 5 | A | 7 | 2 | A | 7 | 7.2 | A | 7 | -11.7 | A | 7 | 22 | A | 7 | 825 | A | 7 | 310 | A | 7 | 2.6 | A | 7 | 96000 | B | 7 | 77777 | A | 7 | 0.4 | E | 8 | 0.045 | F | 8 | 0.22 | F | 8 | 0 | 1 | D | 9 | 0 | C | 8
1994-12-11 | 15:00 | 415 | 1411 | 109 | 1 | 10 | 56 | 1 | 16 | 92 | 1 | 10 | 119 | 1 | 10 | 50 | 1 | 16 | 104 | 1 | 10 | 252 | 1 | 21 | 9 | A | 7 | 9 | A | 7 | 8.3 | A | 7 | -12.2 | A | 7 | 19 | A | 7 | 826 | A | 7 | 310 | A | 7 | 7.7 | A | 7 | 96000 | B | 7 | 3962 | A | 7 | 0.4 | E | 8 | 0.045 | F | 8 | 0.22 | F | 8 | 0 | 1 | D | 9 | 0 | C | 8
1994-12-11 | 16:00 | 226 | 1411 | 94 | 1 | 10 | 206 | 1 | 16 | 60 | 1 | 10 | 98 | 1 | 10 | 136 | 1 | 16 | 76 | 1 | 10 | 114 | 1 | 21 | 7 | A | 7 | 4 | A | 7 | 7.2 | A | 7 | -15 | A | 7 | 16 | A | 7 | 828 | A | 7 | 280 | A | 7 | 8.2 | A | 7 | 96000 | B | 7 | 77777 | A | 7 | 0.4 | E | 8 | 0.045 | F | 8 | 0.22 | F | 8 | 0 | 1 | D | 9 | 0 | C | 8
1994-12-11 | 17:00 | 31 | 764 | 10 | 1 | 10 | 46 | 1 | 16 | 8 | 1 | 10 | 11 | 1 | 10 | 15 | 1 | 16 | 11 | 1 | 10 | 13 | 1 | 21 | 4 | A | 7 | 4 | A | 7 | 4.4 | A | 7 | -14.4 | A | 7 | 21 | A | 7 | 829 | A | 7 | 310 | A | 7 | 9.8 | A | 7 | 80000 | B | 7 | 77777 | A | 7 | 0.4 | E | 8 | 0.045 | F | 8 | 0.22 | F | 8 | 0 | 1 | D | 9 | 0 | C | 8
1994-12-11 | 18:00 | 0 | 0 | 0 | 1 | 0 | 0 | 1 | 0 | 0 | 1 | 0 | 0 | 1 | 0 | 0 | 1 | 0 | 0 | 1 | 0 | 0 | 1 | 0 | 4 | A | 7 | 4 | A | 7 | 3.9 | A | 7 | -13.9 | A | 7 | 23 | A | 7 | 830 | A | 7 | 310 | A | 7 | 8.8 | A | 7 | 32000 | B | 7 | 77777 | A | 7 | 0.4 | E | 8 | 0.045 | F | 8 | 0.22 | F | 8 | 0 | 1 | D | 9 | 0 | C | 8
1994-12-11 | 19:00 | 0 | 0 | 0 | 1 | 0 | 0 | 1 | 0 | 0 | 1 | 0 | 0 | 1 | 0 | 0 | 1 | 0 | 0 | 1 | 0 | 0 | 1 | 0 | 0 | A | 7 | 0 | A | 7 | 1.7 | A | 7 | -13.9 | A | 7 | 26 | A | 7 | 831 | A | 7 | 300 | A | 7 | 2.6 | A | 7 | 32000 | B | 7 | 77777 | A | 7 | 0.4 | E | 8 | 0.045 | F | 8 | 0.22 | F | 8 | 0 | 1 | D | 9 | 0 | C | 8
1994-12-11 | 20:00 | 0 | 0 | 0 | 1 | 0 | 0 | 1 | 0 | 0 | 1 | 0 | 0 | 1 | 0 | 0 | 1 | 0 | 0 | 1 | 0 | 0 | 1 | 0 | 0 | A | 7 | 0 | A | 7 | 1.7 | A | 7 | -14.4 | A | 7 | 25 | A | 7 | 832 | A | 7 | 290 | A | 7 | 4.1 | A | 7 | 32000 | B | 7 | 77777 | A | 7 | 0.4 | E | 8 | 0.045 | F | 8 | 0.22 | F | 8 | 0 | 1 | D | 9 | 0 | C | 8
1994-12-11 | 21:00 | 0 | 0 | 0 | 1 | 0 | 0 | 1 | 0 | 0 | 1 | 0 | 0 | 1 | 0 | 0 | 1 | 0 | 0 | 1 | 0 | 0 | 1 | 0 | 0 | A | 7 | 0 | A | 7 | -1.1 | A | 7 | -12.8 | A | 7 | 36 | A | 7 | 832 | A | 7 | 110 | A | 7 | 2.1 | A | 7 | 32000 | B | 7 | 77777 | A | 7 | 0.4 | E | 8 | 0.045 | F | 8 | 0.22 | F | 8 | 0 | 1 | D | 9 | 0 | C | 8
1994-12-11 | 22:00 | 0 | 0 | 0 | 1 | 0 | 0 | 1 | 0 | 0 | 1 | 0 | 0 | 1 | 0 | 0 | 1 | 0 | 0 | 1 | 0 | 0 | 1 | 0 | 0 | A | 7 | 0 | A | 7 | -2.8 | A | 7 | -12.8 | A | 7 | 42 | A | 7 | 833 | A | 7 | 0 | A | 7 | 0 | A | 7 | 32000 | B | 7 | 77777 | A | 7 | 0.4 | E | 8 | 0.045 | F | 8 | 0.22 | F | 8 | 0 | 1 | D | 9 | 0 | C | 8
1994-12-11 | 23:00 | 0 | 0 | 0 | 1 | 0 | 0 | 1 | 0 | 0 | 1 | 0 | 0 | 1 | 0 | 0 | 1 | 0 | 0 | 1 | 0 | 0 | 1 | 0 | 0 | A | 7 | 0 | A | 7 | -4.4 | A | 7 | -11.7 | A | 7 | 53 | A | 7 | 834 | A | 7 | 140 | A | 7 | 2.6 | A | 7 | 48000 | B | 7 | 77777 | A | 7 | 0.4 | E | 8 | 0.045 | F | 8 | 0.22 | F | 8 | 0 | 1 | D | 9 | 0 | C | 8
1994-12-11 | 24:00 | 0 | 0 | 0 | 1 | 0 | 0 | 1 | 0 | 0 | 1 | 0 | 0 | 1 | 0 | 0 | 1 | 0 | 0 | 1 | 0 | 0 | 1 | 0 | 0 | A | 7 | 0 | A | 7 | -5.6 | A | 7 | -12.2 | A | 7 | 56 | A | 7 | 834 | A | 7 | 110 | A | 7 | 2.6 | A | 7 | 48000 | B | 7 | 77777 | A | 7 | 0.4 | E | 8 | 0.045 | F | 8 | 0.22 | F | 8 | 0 | 1 | D | 9 | 0 | C | 8
1994-12-12 | 1:00 | 0 | 0 | 0 | 1 | 0 | 0 | 1 | 0 | 0 | 1 | 0 | 0 | 1 | 0 | 0 | 1 | 0 | 0 | 1 | 0 | 0 | 1 | 0 | 0 | A | 7 | 0 | A | 7 | -6.1 | A | 7 | -12.8 | A | 7 | 55 | A | 7 | 835 | A | 7 | 160 | A | 7 | 2.1 | A | 7 | 48000 | B | 7 | 77777 | A | 7 | 0.4 | E | 8 | 0.045 | F | 8 | 0.22 | F | 8 | 0 | 1 | D | 9 | 0 | C | 8
1994-12-12 | 2:00 | 0 | 0 | 0 | 1 | 0 | 0 | 1 | 0 | 0 | 1 | 0 | 0 | 1 | 0 | 0 | 1 | 0 | 0 | 1 | 0 | 0 | 1 | 0 | 0 | A | 7 | 0 | A | 7 | -6.7 | A | 7 | -12.8 | A | 7 | 58 | A | 7 | 835 | A | 7 | 110 | A | 7 | 3.1 | A | 7 | 48000 | B | 7 | 77777 | A | 7 | 0.4 | E | 8 | 0.045 | F | 8 | 0.22 | F | 8 | 0 | 1 | D | 9 | 0 | C | 8
1994-12-12 | 3:00 | 0 | 0 | 0 | 1 | 0 | 0 | 1 | 0 | 0 | 1 | 0 | 0 | 1 | 0 | 0 | 1 | 0 | 0 | 1 | 0 | 0 | 1 | 0 | 0 | A | 7 | 0 | A | 7 | -6.1 | A | 7 | -13.3 | A | 7 | 53 | A | 7 | 836 | A | 7 | 160 | A | 7 | 2.6 | A | 7 | 48000 | B | 7 | 77777 | A | 7 | 0.4 | E | 8 | 0.045 | F | 8 | 0.22 | F | 8 | 0 | 1 | D | 9 | 0 | C | 8
1994-12-12 | 4:00 | 0 | 0 | 0 | 1 | 0 | 0 | 1 | 0 | 0 | 1 | 0 | 0 | 1 | 0 | 0 | 1 | 0 | 0 | 1 | 0 | 0 | 1 | 0 | 0 | A | 7 | 0 | A | 7 | -7.8 | A | 7 | -13.3 | A | 7 | 61 | A | 7 | 836 | A | 7 | 150 | A | 7 | 2.6 | A | 7 | 48000 | B | 7 | 77777 | A | 7 | 0.4 | E | 8 | 0.045 | F | 8 | 0.22 | F | 8 | 0 | 1 | D | 9 | 0 | C | 8
1994-12-12 | 5:00 | 0 | 0 | 0 | 1 | 0 | 0 | 1 | 0 | 0 | 1 | 0 | 0 | 1 | 0 | 0 | 1 | 0 | 0 | 1 | 0 | 0 | 1 | 0 | 0 | A | 7 | 0 | A | 7 | -7.8 | A | 7 | -13.3 | A | 7 | 61 | A | 7 | 837 | A | 7 | 0 | A | 7 | 0 | A | 7 | 48000 | B | 7 | 77777 | A | 7 | 0.4 | E | 8 | 0.045 | F | 8 | 0.22 | F | 8 | 0 | 1 | D | 9 | 0 | C | 8
1994-12-12 | 6:00 | 0 | 0 | 0 | 1 | 0 | 0 | 1 | 0 | 0 | 1 | 0 | 0 | 1 | 0 | 0 | 1 | 0 | 0 | 1 | 0 | 0 | 1 | 0 | 0 | A | 7 | 0 | A | 7 | -6.7 | A | 7 | -15.6 | A | 7 | 45 | A | 7 | 837 | A | 7 | 180 | A | 7 | 3.1 | A | 7 | 48000 | B | 7 | 77777 | A | 7 | 0.4 | E | 8 | 0.045 | F | 8 | 0.22 | F | 8 | 0 | 1 | D | 9 | 0 | C | 8
1994-12-12 | 7:00 | 0 | 0 | 0 | 1 | 0 | 0 | 1 | 0 | 0 | 1 | 0 | 0 | 1 | 0 | 0 | 1 | 0 | 0 | 1 | 0 | 0 | 1 | 0 | 0 | A | 7 | 0 | A | 7 | -6.7 | A | 7 | -14.4 | A | 7 | 50 | A | 7 | 838 | A | 7 | 190 | A | 7 | 3.1 | A | 7 | 48000 | B | 7 | 77777 | A | 7 | 0.4 | E | 8 | 0.045 | F | 8 | 0.22 | F | 8 | 0 | 1 | D | 9 | 0 | C | 8
1994-12-12 | 8:00 | 69 | 1117 | 18 | 1 | 10 | 89 | 1 | 16 | 12 | 1 | 10 | 20 | 1 | 10 | 36 | 1 | 16 | 17 | 1 | 10 | 20 | 1 | 21 | 3 | A | 7 | 3 | A | 7 | -5 | A | 7 | -13.3 | A | 7 | 48 | A | 7 | 838 | A | 7 | 160 | A | 7 | 3.6 | A | 7 | 96000 | B | 7 | 77777 | A | 7 | 0.4 | E | 8 | 0.045 | F | 8 | 0.22 | F | 8 | 0 | 1 | D | 9 | 0 | C | 8
1994-12-12 | 9:00 | 279 | 1411 | 133 | 1 | 10 | 477 | 1 | 16 | 39 | 1 | 10 | 140 | 1 | 10 | 369 | 1 | 16 | 67 | 1 | 10 | 73 | 1 | 21 | 2 | A | 7 | 2 | A | 7 | -0.6 | A | 7 | -13.3 | A | 7 | 33 | A | 7 | 838 | A | 7 | 160 | A | 7 | 3.6 | A | 7 | 112000 | B | 7 | 77777 | A | 7 | 0.4 | E | 8 | 0.045 | F | 8 | 0.22 | F | 8 | 0 | 1 | D | 9 | 0 | C | 8
1994-12-12 | 10:00 | 455 | 1411 | 312 | 1 | 10 | 686 | 1 | 16 | 91 | 1 | 10 | 321 | 1 | 10 | 613 | 1 | 16 | 122 | 1 | 10 | 167 | 1 | 21 | 3 | A | 7 | 3 | A | 7 | 3.3 | A | 7 | -12.8 | A | 7 | 26 | A | 7 | 839 | A | 7 | 190 | A | 7 | 3.1 | A | 7 | 112000 | B | 7 | 77777 | A | 7 | 0.4 | E | 8 | 0.045 | F | 8 | 0.22 | F | 8 | 0 | 1 | D | 9 | 0 | C | 8
1994-12-12 | 11:00 | 577 | 1411 | 395 | 1 | 10 | 775 | 1 | 16 | 78 | 1 | 10 | 409 | 1 | 10 | 735 | 1 | 16 | 107 | 1 | 10 | 153 | 1 | 21 | 2 | A | 7 | 2 | A | 7 | 7.2 | A | 7 | -13.3 | A | 7 | 19 | A | 7 | 838 | A | 7 | 150 | A | 7 | 3.1 | A | 7 | 112000 | B | 7 | 77777 | A | 7 | 0.4 | E | 8 | 0.045 | F | 8 | 0.22 | F | 8 | 0 | 1 | D | 9 | 0 | C | 8
1994-12-12 | 12:00 | 635 | 1411 | 375 | 1 | 10 | 610 | 1 | 16 | 100 | 1 | 10 | 394 | 1 | 10 | 593 | 1 | 16 | 126 | 1 | 10 | 206 | 1 | 21 | 3 | A | 7 | 3 | A | 7 | 8.3 | A | 7 | -13.9 | A | 7 | 17 | A | 7 | 837 | A | 7 | 150 | A | 7 | 6.7 | A | 7 | 112000 | B | 7 | 77777 | A | 7 | 0.4 | E | 8 | 0.045 | F | 8 | 0.22 | F | 8 | 0 | 1 | D | 9 | 0 | C | 8
1994-12-12 | 13:00 | 627 | 1411 | 419 | 1 | 10 | 716 | 1 | 16 | 101 | 1 | 10 | 440 | 1 | 10 | 694 | 1 | 16 | 131 | 1 | 10 | 206 | 1 | 21 | 2 | A | 7 | 2 | A | 7 | 8.3 | A | 7 | -13.9 | A | 7 | 17 | A | 7 | 836 | A | 7 | 160 | A | 7 | 7.7 | A | 7 | 112000 | B | 7 | 77777 | A | 7 | 0.4 | E | 8 | 0.045 | F | 8 | 0.22 | F | 8 | 0 | 1 | D | 9 | 0 | C | 8
1994-12-12 | 14:00 | 551 | 1411 | 299 | 1 | 10 | 427 | 1 | 16 | 132 | 1 | 10 | 314 | 1 | 10 | 407 | 1 | 16 | 154 | 1 | 10 | 258 | 1 | 21 | 3 | A | 7 | 3 | A | 7 | 8.9 | A | 7 | -13.3 | A | 7 | 17 | A | 7 | 835 | A | 7 | 140 | A | 7 | 8.2 | A | 7 | 112000 | B | 7 | 77777 | A | 7 | 0.4 | E | 8 | 0.045 | F | 8 | 0.22 | F | 8 | 0 | 1 | D | 9 | 0 | C | 8
1994-12-12 | 15:00 | 415 | 1411 | 238 | 1 | 10 | 576 | 1 | 16 | 69 | 1 | 10 | 248 | 1 | 10 | 506 | 1 | 16 | 98 | 1 | 10 | 130 | 1 | 21 | 4 | A | 7 | 2 | A | 7 | 8.3 | A | 7 | -13.3 | A | 7 | 18 | A | 7 | 835 | A | 7 | 140 | A | 7 | 5.2 | A | 7 | 112000 | B | 7 | 77777 | A | 7 | 0.5 | E | 8 | 0.045 | F | 8 | 0.22 | F | 8 | 0 | 1 | D | 9 | 0 | C | 8
1994-12-12 | 16:00 | 226 | 1411 | 106 | 1 | 10 | 409 | 1 | 16 | 41 | 1 | 10 | 110 | 1 | 10 | 286 | 1 | 16 | 63 | 1 | 10 | 74 | 1 | 21 | 5 | A | 7 | 3 | A | 7 | 6.7 | A | 7 | -12.8 | A | 7 | 21 | A | 7 | 835 | A | 7 | 140 | A | 7 | 3.1 | A | 7 | 96000 | B | 7 | 77777 | A | 7 | 0.5 | E | 8 | 0.045 | F | 8 | 0.22 | F | 8 | 0 | 1 | D | 9 | 0 | C | 8
1994-12-12 | 17:00 | 32 | 764 | 8 | 1 | 10 | 27 | 1 | 16 | 6 | 1 | 10 | 8 | 1 | 10 | 9 | 1 | 16 | 8 | 1 | 10 | 10 | 1 | 21 | 6 | A | 7 | 6 | A | 7 | 2.2 | A | 7 | -7.8 | A | 7 | 44 | A | 7 | 836 | A | 7 | 360 | A | 7 | 1 | A | 7 | 64000 | B | 7 | 5486 | A | 7 | 0.5 | E | 8 | 0.045 | F | 8 | 0.22 | F | 8 | 0 | 1 | D | 9 | 0 | C | 8
1994-12-12 | 18:00 | 0 | 0 | 0 | 1 | 0 | 0 | 1 | 0 | 0 | 1 | 0 | 0 | 1 | 0 | 0 | 1 | 0 | 0 | 1 | 0 | 0 | 1 | 0 | 8 | A | 7 | 6 | A | 7 | 1.1 | A | 7 | -7.8 | A | 7 | 48 | A | 7 | 836 | A | 7 | 250 | A | 7 | 1 | A | 7 | 32000 | B | 7 | 7010 | A | 7 | 0.5 | E | 8 | 0.045 | F | 8 | 0.22 | F | 8 | 0 | 1 | D | 9 | 0 | C | 8
1994-12-12 | 19:00 | 0 | 0 | 0 | 1 | 0 | 0 | 1 | 0 | 0 | 1 | 0 | 0 | 1 | 0 | 0 | 1 | 0 | 0 | 1 | 0 | 0 | 1 | 0 | 5 | A | 7 | 4 | A | 7 | 0 | A | 7 | -8.3 | A | 7 | 49 | A | 7 | 835 | A | 7 | 160 | A | 7 | 1.5 | A | 7 | 32000 | B | 7 | 77777 | A | 7 | 0.5 | E | 8 | 0.045 | F | 8 | 0.22 | F | 8 | 0 | 1 | D | 9 | 0 | C | 8
1994-12-12 | 20:00 | 0 | 0 | 0 | 1 | 0 | 0 | 1 | 0 | 0 | 1 | 0 | 0 | 1 | 0 | 0 | 1 | 0 | 0 | 1 | 0 | 0 | 1 | 0 | 3 | A | 7 | 3 | A | 7 | -1.7 | A | 7 | -8.3 | A | 7 | 57 | A | 7 | 835 | A | 7 | 170 | A | 7 | 2.6 | A | 7 | 32000 | B | 7 | 77777 | A | 7 | 0.5 | E | 8 | 0.045 | F | 8 | 0.22 | F | 8 | 0 | 1 | D | 9 | 0 | C | 8
1994-12-12 | 21:00 | 0 | 0 | 0 | 1 | 0 | 0 | 1 | 0 | 0 | 1 | 0 | 0 | 1 | 0 | 0 | 1 | 0 | 0 | 1 | 0 | 0 | 1 | 0 | 4 | A | 7 | 4 | A | 7 | -2.2 | A | 7 | -9.4 | A | 7 | 54 | A | 7 | 835 | A | 7 | 120 | A | 7 | 1.5 | A | 7 | 32000 | B | 7 | 77777 | A | 7 | 0.5 | E | 8 | 0.045 | F | 8 | 0.22 | F | 8 | 0 | 1 | D | 9 | 0 | C | 8
1994-12-12 | 22:00 | 0 | 0 | 0 | 1 | 0 | 0 | 1 | 0 | 0 | 1 | 0 | 0 | 1 | 0 | 0 | 1 | 0 | 0 | 1 | 0 | 0 | 1 | 0 | 4 | A | 7 | 4 | A | 7 | -2.8 | A | 7 | -10 | A | 7 | 54 | A | 7 | 835 | A | 7 | 90 | A | 7 | 2.1 | A | 7 | 32000 | B | 7 | 77777 | A | 7 | 0.5 | E | 8 | 0.045 | F | 8 | 0.22 | F | 8 | 0 | 1 | D | 9 | 0 | C | 8
1994-12-12 | 23:00 | 0 | 0 | 0 | 1 | 0 | 0 | 1 | 0 | 0 | 1 | 0 | 0 | 1 | 0 | 0 | 1 | 0 | 0 | 1 | 0 | 0 | 1 | 0 | 4 | A | 7 | 4 | A | 7 | -3.3 | A | 7 | -10 | A | 7 | 56 | A | 7 | 835 | A | 7 | 350 | A | 7 | 1 | A | 7 | 32000 | B | 7 | 77777 | A | 7 | 0.5 | E | 8 | 0.045 | F | 8 | 0.22 | F | 8 | 0 | 1 | D | 9 | 0 | C | 8
1994-12-12 | 24:00 | 0 | 0 | 0 | 1 | 0 | 0 | 1 | 0 | 0 | 1 | 0 | 0 | 1 | 0 | 0 | 1 | 0 | 0 | 1 | 0 | 0 | 1 | 0 | 6 | A | 7 | 5 | A | 7 | -3.9 | A | 7 | -8.3 | A | 7 | 68 | A | 7 | 835 | A | 7 | 290 | A | 7 | 2.1 | A | 7 | 32000 | B | 7 | 5182 | A | 7 | 0.5 | E | 8 | 0.045 | F | 8 | 0.22 | F | 8 | 0 | 1 | D | 9 | 0 | C | 8
1994-12-13 | 1:00 | 0 | 0 | 0 | 1 | 0 | 0 | 1 | 0 | 0 | 1 | 0 | 0 | 1 | 0 | 0 | 1 | 0 | 0 | 1 | 0 | 0 | 1 | 0 | 5 | A | 7 | 5 | A | 7 | -4.4 | A | 7 | -7.8 | A | 7 | 75 | A | 7 | 834 | A | 7 | 200 | A | 7 | 2.6 | A | 7 | 32000 | B | 7 | 77777 | A | 7 | 0.5 | E | 8 | 0.046 | F | 8 | 0.22 | F | 8 | 0 | 1 | D | 9 | 0 | C | 8
1994-12-13 | 2:00 | 0 | 0 | 0 | 1 | 0 | 0 | 1 | 0 | 0 | 1 | 0 | 0 | 1 | 0 | 0 | 1 | 0 | 0 | 1 | 0 | 0 | 1 | 0 | 7 | A | 7 | 7 | A | 7 | -3.9 | A | 7 | -8.9 | A | 7 | 65 | A | 7 | 834 | A | 7 | 200 | A | 7 | 2.1 | A | 7 | 32000 | B | 7 | 4267 | A | 7 | 0.6 | E | 8 | 0.046 | F | 8 | 0.22 | F | 8 | 0 | 1 | D | 9 | 0 | C | 8
1994-12-13 | 3:00 | 0 | 0 | 0 | 1 | 0 | 0 | 1 | 0 | 0 | 1 | 0 | 0 | 1 | 0 | 0 | 1 | 0 | 0 | 1 | 0 | 0 | 1 | 0 | 6 | A | 7 | 6 | A | 7 | -3.9 | A | 7 | -8.9 | A | 7 | 65 | A | 7 | 834 | A | 7 | 170 | A | 7 | 1.5 | A | 7 | 32000 | B | 7 | 3962 | A | 7 | 0.6 | E | 8 | 0.046 | F | 8 | 0.22 | F | 8 | 0 | 1 | D | 9 | 0 | C | 8
1994-12-13 | 4:00 | 0 | 0 | 0 | 1 | 0 | 0 | 1 | 0 | 0 | 1 | 0 | 0 | 1 | 0 | 0 | 1 | 0 | 0 | 1 | 0 | 0 | 1 | 0 | 10 | A | 7 | 7 | A | 7 | -3.9 | A | 7 | -8.3 | A | 7 | 68 | A | 7 | 833 | A | 7 | 180 | A | 7 | 2.1 | A | 7 | 32000 | B | 7 | 4267 | A | 7 | 0.6 | E | 8 | 0.046 | F | 8 | 0.22 | F | 8 | 0 | 1 | D | 9 | 0 | C | 8
1994-12-13 | 5:00 | 0 | 0 | 0 | 1 | 0 | 0 | 1 | 0 | 0 | 1 | 0 | 0 | 1 | 0 | 0 | 1 | 0 | 0 | 1 | 0 | 0 | 1 | 0 | 8 | A | 7 | 6 | A | 7 | -3.9 | A | 7 | -8.3 | A | 7 | 68 | A | 7 | 833 | A | 7 | 220 | A | 7 | 1.5 | A | 7 | 32000 | B | 7 | 3353 | A | 7 | 0.6 | E | 8 | 0.046 | F | 8 | 0.22 | F | 8 | 0 | 1 | D | 9 | 0 | C | 8
1994-12-13 | 6:00 | 0 | 0 | 0 | 1 | 0 | 0 | 1 | 0 | 0 | 1 | 0 | 0 | 1 | 0 | 0 | 1 | 0 | 0 | 1 | 0 | 0 | 1 | 0 | 1 | A | 7 | 1 | A | 7 | -5.6 | A | 7 | -8.3 | A | 7 | 79 | A | 7 | 833 | A | 7 | 0 | A | 7 | 0 | A | 7 | 32000 | B | 7 | 77777 | A | 7 | 0.6 | E | 8 | 0.046 | F | 8 | 0.22 | F | 8 | 0 | 1 | D | 9 | 0 | C | 8
1994-12-13 | 7:00 | 0 | 0 | 0 | 1 | 0 | 0 | 1 | 0 | 0 | 1 | 0 | 0 | 1 | 0 | 0 | 1 | 0 | 0 | 1 | 0 | 0 | 1 | 0 | 3 | A | 7 | 1 | A | 7 | -6.1 | A | 7 | -8.9 | A | 7 | 78 | A | 7 | 833 | A | 7 | 100 | A | 7 | 2.1 | A | 7 | 48000 | B | 7 | 77777 | A | 7 | 0.6 | E | 8 | 0.046 | F | 8 | 0.22 | F | 8 | 0 | 1 | D | 9 | 0 | C | 8
1994-12-13 | 8:00 | 67 | 1118 | 25 | 1 | 10 | 227 | 1 | 16 | 12 | 1 | 10 | 28 | 1 | 10 | 124 | 1 | 16 | 20 | 1 | 10 | 26 | 1 | 21 | 1 | A | 7 | 1 | A | 7 | -5 | A | 7 | -8.3 | A | 7 | 75 | A | 7 | 833 | A | 7 | 160 | A | 7 | 2.1 | A | 7 | 96000 | B | 7 | 77777 | A | 7 | 0.6 | E | 8 | 0.046 | F | 8 | 0.22 | F | 8 | 0 | 1 | D | 9 | 0 | C | 8
1994-12-13 | 9:00 | 276 | 1412 | 147 | 1 | 10 | 553 | 1 | 16 | 39 | 1 | 10 | 150 | 1 | 10 | 435 | 1 | 16 | 65 | 1 | 10 | 75 | 1 | 21 | 1 | A | 7 | 1 | A | 7 | -1.1 | A | 7 | -8.3 | A | 7 | 54 | A | 7 | 833 | A | 7 | 0 | A | 7 | 0 | A | 7 | 96000 | B | 7 | 77777 | A | 7 | 0.6 | E | 8 | 0.046 | F | 8 | 0.22 | F | 8 | 0 | 1 | D | 9 | 0 | C | 8
1994-12-13 | 10:00 | 452 | 1412 | 286 | 1 | 10 | 742 | 1 | 16 | 48 | 1 | 10 | 303 | 1 | 10 | 679 | 1 | 16 | 84 | 1 | 10 | 103 | 1 | 21 | 1 | A | 7 | 1 | A | 7 | 2.2 | A | 7 | -8.3 | A | 7 | 42 | A | 7 | 833 | A | 7 | 340 | A | 7 | 1.5 | A | 7 | 96000 | B | 7 | 77777 | A | 7 | 0.6 | E | 8 | 0.046 | F | 8 | 0.22 | F | 8 | 0 | 1 | D | 9 | 0 | C | 8
1994-12-13 | 11:00 | 575 | 1412 | 396 | 1 | 10 | 825 | 1 | 16 | 60 | 1 | 10 | 417 | 1 | 10 | 783 | 1 | 16 | 96 | 1 | 10 | 129 | 1 | 21 | 1 | A | 7 | 1 | A | 7 | 3.9 | A | 7 | -7.8 | A | 7 | 39 | A | 7 | 832 | A | 7 | 20 | A | 7 | 2.1 | A | 7 | 96000 | B | 7 | 77777 | A | 7 | 0.6 | E | 8 | 0.046 | F | 8 | 0.22 | F | 8 | 0 | 1 | D | 9 | 0 | C | 8
1994-12-13 | 12:00 | 634 | 1412 | 438 | 1 | 10 | 847 | 1 | 16 | 57 | 1 | 10 | 462 | 1 | 10 | 816 | 1 | 16 | 94 | 1 | 10 | 135 | 1 | 21 | 1 | A | 7 | 1 | A | 7 | 6.1 | A | 7 | -7.2 | A | 7 | 35 | A | 7 | 831 | A | 7 | 10 | A | 7 | 3.1 | A | 7 | 88000 | B | 7 | 77777 | A | 7 | 0.6 | E | 8 | 0.046 | F | 8 | 0.22 | F | 8 | 0 | 1 | D | 9 | 0 | C | 8
1994-12-13 | 13:00 | 626 | 1412 | 412 | 1 | 10 | 697 | 1 | 16 | 103 | 1 | 10 | 432 | 1 | 10 | 675 | 1 | 16 | 132 | 1 | 10 | 210 | 1 | 21 | 3 | A | 7 | 3 | A | 7 | 6.7 | A | 7 | -6.7 | A | 7 | 35 | A | 7 | 830 | A | 7 | 20 | A | 7 | 2.6 | A | 7 | 88000 | B | 7 | 77777 | A | 7 | 0.6 | E | 8 | 0.046 | F | 8 | 0.22 | F | 8 | 0 | 1 | D | 9 | 0 | C | 8
1994-12-13 | 14:00 | 551 | 1412 | 349 | 1 | 10 | 716 | 1 | 16 | 70 | 1 | 10 | 364 | 1 | 10 | 676 | 1 | 16 | 99 | 1 | 10 | 141 | 1 | 21 | 2 | A | 7 | 2 | A | 7 | 6.7 | A | 7 | -6.7 | A | 7 | 35 | A | 7 | 829 | A | 7 | 10 | A | 7 | 3.1 | A | 7 | 80000 | B | 7 | 77777 | A | 7 | 0.6 | E | 8 | 0.046 | F | 8 | 0.22 | F | 8 | 0 | 1 | D | 9 | 0 | C | 8
1994-12-13 | 15:00 | 415 | 1412 | 237 | 1 | 10 | 316 | 1 | 16 | 144 | 1 | 10 | 246 | 1 | 10 | 282 | 1 | 16 | 163 | 1 | 10 | 304 | 1 | 21 | 4 | A | 7 | 4 | A | 7 | 6.7 | A | 7 | -7.2 | A | 7 | 34 | A | 7 | 829 | A | 7 | 60 | A | 7 | 4.1 | A | 7 | 64000 | B | 7 | 77777 | A | 7 | 0.6 | E | 8 | 0.046 | F | 8 | 0.22 | F | 8 | 0 | 1 | D | 9 | 0 | C | 8
1994-12-13 | 16:00 | 227 | 1412 | 105 | 1 | 10 | 202 | 1 | 16 | 73 | 1 | 10 | 109 | 1 | 10 | 134 | 1 | 16 | 88 | 1 | 10 | 145 | 1 | 21 | 4 | A | 7 | 4 | A | 7 | 3.9 | A | 7 | -6.7 | A | 7 | 43 | A | 7 | 829 | A | 7 | 350 | A | 7 | 6.2 | A | 7 | 80000 | B | 7 | 77777 | A | 7 | 0.6 | E | 8 | 0.046 | F | 8 | 0.22 | F | 8 | 0 | 1 | D | 9 | 0 | C | 8
1994-12-13 | 17:00 | 32 | 765 | 8 | 1 | 10 | 26 | 1 | 16 | 7 | 1 | 10 | 9 | 1 | 10 | 7 | 1 | 16 | 9 | 1 | 10 | 11 | 1 | 21 | 6 | A | 7 | 6 | A | 7 | 1.7 | A | 7 | -6.1 | A | 7 | 53 | A | 7 | 829 | A | 7 | 350 | A | 7 | 5.2 | A | 7 | 64000 | B | 7 | 3658 | A | 7 | 0.6 | E | 8 | 0.046 | F | 8 | 0.22 | F | 8 | 0 | 1 | D | 9 | 0 | C | 8
1994-12-13 | 18:00 | 0 | 0 | 0 | 1 | 0 | 0 | 1 | 0 | 0 | 1 | 0 | 0 | 1 | 0 | 0 | 1 | 0 | 0 | 1 | 0 | 0 | 1 | 0 | 7 | A | 7 | 5 | A | 7 | -0.6 | A | 7 | -5.6 | A | 7 | 66 | A | 7 | 830 | A | 7 | 360 | A | 7 | 2.1 | A | 7 | 32000 | B | 7 | 6096 | A | 7 | 0.6 | E | 8 | 0.046 | F | 8 | 0.22 | F | 8 | 0 | 1 | D | 9 | 0 | C | 8
1994-12-13 | 19:00 | 0 | 0 | 0 | 1 | 0 | 0 | 1 | 0 | 0 | 1 | 0 | 0 | 1 | 0 | 0 | 1 | 0 | 0 | 1 | 0 | 0 | 1 | 0 | 6 | A | 7 | 6 | A | 7 | -1.1 | A | 7 | -5.6 | A | 7 | 68 | A | 7 | 831 | A | 7 | 350 | A | 7 | 1.5 | A | 7 | 32000 | B | 7 | 3962 | A | 7 | 0.6 | E | 8 | 0.046 | F | 8 | 0.22 | F | 8 | 0 | 1 | D | 9 | 0 | C | 8
1994-12-13 | 20:00 | 0 | 0 | 0 | 1 | 0 | 0 | 1 | 0 | 0 | 1 | 0 | 0 | 1 | 0 | 0 | 1 | 0 | 0 | 1 | 0 | 0 | 1 | 0 | 2 | A | 7 | 2 | A | 7 | -2.2 | A | 7 | -6.1 | A | 7 | 72 | A | 7 | 831 | A | 7 | 0 | A | 7 | 0 | A | 7 | 32000 | B | 7 | 77777 | A | 7 | 0.6 | E | 8 | 0.046 | F | 8 | 0.22 | F | 8 | 0 | 1 | D | 9 | 0 | C | 8
1994-12-13 | 21:00 | 0 | 0 | 0 | 1 | 0 | 0 | 1 | 0 | 0 | 1 | 0 | 0 | 1 | 0 | 0 | 1 | 0 | 0 | 1 | 0 | 0 | 1 | 0 | 3 | A | 7 | 3 | A | 7 | -3.3 | A | 7 | -6.7 | A | 7 | 75 | A | 7 | 831 | A | 7 | 320 | A | 7 | 2.6 | A | 7 | 32000 | B | 7 | 77777 | A | 7 | 0.6 | E | 8 | 0.046 | F | 8 | 0.22 | F | 8 | 0 | 1 | D | 9 | 0 | C | 8
1994-12-13 | 22:00 | 0 | 0 | 0 | 1 | 0 | 0 | 1 | 0 | 0 | 1 | 0 | 0 | 1 | 0 | 0 | 1 | 0 | 0 | 1 | 0 | 0 | 1 | 0 | 7 | A | 7 | 7 | A | 7 | -1.7 | A | 7 | -5.6 | A | 7 | 72 | A | 7 | 831 | A | 7 | 360 | A | 7 | 2.6 | A | 7 | 32000 | B | 7 | 1036 | A | 7 | 0.6 | E | 8 | 0.046 | F | 8 | 0.22 | F | 8 | 0 | 1 | D | 9 | 45 | C | 8
1994-12-13 | 23:00 | 0 | 0 | 0 | 1 | 0 | 0 | 1 | 0 | 0 | 1 | 0 | 0 | 1 | 0 | 0 | 1 | 0 | 0 | 1 | 0 | 0 | 1 | 0 | 8 | A | 7 | 8 | A | 7 | -1.7 | A | 7 | -5.6 | A | 7 | 72 | A | 7 | 831 | A | 7 | 360 | A | 7 | 2.1 | A | 7 | 32000 | B | 7 | 975 | A | 7 | 0.6 | E | 8 | 0.046 | F | 8 | 0.22 | F | 8 | 0 | 1 | D | 9 | 45 | C | 8
1994-12-13 | 24:00 | 0 | 0 | 0 | 1 | 0 | 0 | 1 | 0 | 0 | 1 | 0 | 0 | 1 | 0 | 0 | 1 | 0 | 0 | 1 | 0 | 0 | 1 | 0 | 2 | A | 7 | 2 | A | 7 | -3.3 | A | 7 | -5.6 | A | 7 | 82 | A | 7 | 831 | A | 7 | 140 | A | 7 | 2.6 | A | 7 | 32000 | B | 7 | 77777 | A | 7 | 0.6 | E | 8 | 0.046 | F | 8 | 0.22 | F | 8 | 0 | 1 | D | 9 | 5 | C | 8
1994-12-14 | 1:00 | 0 | 0 | 0 | 1 | 0 | 0 | 1 | 0 | 0 | 1 | 0 | 0 | 1 | 0 | 0 | 1 | 0 | 0 | 1 | 0 | 0 | 1 | 0 | 7 | A | 7 | 2 | A | 7 | -4.4 | A | 7 | -6.7 | A | 7 | 82 | A | 7 | 830 | A | 7 | 190 | A | 7 | 2.1 | A | 7 | 24000 | B | 7 | 77777 | A | 7 | 0.6 | E | 8 | 0.046 | F | 8 | 0.22 | F | 8 | 0 | 1 | D | 9 | 0 | C | 8
1994-12-14 | 2:00 | 0 | 0 | 0 | 1 | 0 | 0 | 1 | 0 | 0 | 1 | 0 | 0 | 1 | 0 | 0 | 1 | 0 | 0 | 1 | 0 | 0 | 1 | 0 | 10 | A | 7 | 3 | A | 7 | -4.4 | A | 7 | -7.2 | A | 7 | 79 | A | 7 | 831 | A | 7 | 180 | A | 7 | 1.5 | A | 7 | 24000 | B | 7 | 77777 | A | 7 | 0.6 | E | 8 | 0.046 | F | 8 | 0.22 | F | 8 | 0 | 1 | D | 9 | 45 | C | 8
1994-12-14 | 3:00 | 0 | 0 | 0 | 1 | 0 | 0 | 1 | 0 | 0 | 1 | 0 | 0 | 1 | 0 | 0 | 1 | 0 | 0 | 1 | 0 | 0 | 1 | 0 | 7 | A | 7 | 2 | A | 7 | -5 | A | 7 | -7.8 | A | 7 | 79 | A | 7 | 831 | A | 7 | 210 | A | 7 | 1.5 | A | 7 | 24000 | B | 7 | 77777 | A | 7 | 0.6 | E | 8 | 0.046 | F | 8 | 0.22 | F | 8 | 0 | 1 | D | 9 | 0 | C | 8
1994-12-14 | 4:00 | 0 | 0 | 0 | 1 | 0 | 0 | 1 | 0 | 0 | 1 | 0 | 0 | 1 | 0 | 0 | 1 | 0 | 0 | 1 | 0 | 0 | 1 | 0 | 3 | A | 7 | 1 | A | 7 | -5.6 | A | 7 | -8.3 | A | 7 | 79 | A | 7 | 831 | A | 7 | 210 | A | 7 | 2.6 | A | 7 | 24000 | B | 7 | 77777 | A | 7 | 0.6 | E | 8 | 0.046 | F | 8 | 0.22 | F | 8 | 0 | 1 | D | 9 | 0 | C | 8
1994-12-14 | 5:00 | 0 | 0 | 0 | 1 | 0 | 0 | 1 | 0 | 0 | 1 | 0 | 0 | 1 | 0 | 0 | 1 | 0 | 0 | 1 | 0 | 0 | 1 | 0 | 2 | A | 7 | 1 | A | 7 | -6.7 | A | 7 | -8.9 | A | 7 | 83 | A | 7 | 831 | A | 7 | 180 | A | 7 | 2.1 | A | 7 | 24000 | B | 7 | 77777 | A | 7 | 0.6 | E | 8 | 0.046 | F | 8 | 0.22 | F | 8 | 0 | 1 | D | 9 | 0 | C | 8
1994-12-14 | 6:00 | 0 | 0 | 0 | 1 | 0 | 0 | 1 | 0 | 0 | 1 | 0 | 0 | 1 | 0 | 0 | 1 | 0 | 0 | 1 | 0 | 0 | 1 | 0 | 3 | A | 7 | 1 | A | 7 | -6.7 | A | 7 | -9.4 | A | 7 | 79 | A | 7 | 831 | A | 7 | 170 | A | 7 | 2.6 | A | 7 | 24000 | B | 7 | 77777 | A | 7 | 0.6 | E | 8 | 0.046 | F | 8 | 0.22 | F | 8 | 0 | 1 | D | 9 | 0 | C | 8
1994-12-14 | 7:00 | 0 | 0 | 0 | 1 | 0 | 0 | 1 | 0 | 0 | 1 | 0 | 0 | 1 | 0 | 0 | 1 | 0 | 0 | 1 | 0 | 0 | 1 | 0 | 5 | A | 7 | 2 | A | 7 | -5.6 | A | 7 | -8.3 | A | 7 | 79 | A | 7 | 831 | A | 7 | 160 | A | 7 | 3.1 | A | 7 | 80000 | B | 7 | 77777 | A | 7 | 0.5 | E | 8 | 0.046 | F | 8 | 0.22 | F | 8 | 0 | 1 | D | 9 | 0 | C | 8
1994-12-14 | 8:00 | 65 | 1094 | 18 | 1 | 10 | 57 | 1 | 16 | 15 | 1 | 10 | 20 | 1 | 10 | 20 | 1 | 16 | 19 | 1 | 10 | 25 | 1 | 21 | 8 | A | 7 | 3 | A | 7 | -5 | A | 7 | -8.3 | A | 7 | 75 | A | 7 | 832 | A | 7 | 180 | A | 7 | 2.1 | A | 7 | 80000 | B | 7 | 77777 | A | 7 | 0.5 | E | 8 | 0.046 | F | 8 | 0.22 | F | 8 | 0 | 1 | D | 9 | 0 | C | 8
1994-12-14 | 9:00 | 273 | 1412 | 133 | 1 | 10 | 370 | 1 | 16 | 61 | 1 | 10 | 139 | 1 | 10 | 274 | 1 | 16 | 86 | 1 | 10 | 110 | 1 | 21 | 7 | A | 7 | 2 | A | 7 | -1.7 | A | 7 | -7.8 | A | 7 | 59 | A | 7 | 833 | A | 7 | 190 | A | 7 | 4.1 | A | 7 | 96000 | B | 7 | 77777 | A | 7 | 0.5 | E | 8 | 0.046 | F | 8 | 0.22 | F | 8 | 0 | 1 | D | 9 | 0 | C | 8
1994-12-14 | 10:00 | 450 | 1412 | 284 | 1 | 10 | 614 | 1 | 16 | 88 | 1 | 10 | 292 | 1 | 10 | 548 | 1 | 16 | 117 | 1 | 10 | 162 | 1 | 21 | 4 | A | 7 | 3 | A | 7 | 2.2 | A | 7 | -8.3 | A | 7 | 42 | A | 7 | 833 | A | 7 | 220 | A | 7 | 3.6 | A | 7 | 80000 | B | 7 | 77777 | A | 7 | 0.5 | E | 8 | 0.046 | F | 8 | 0.22 | F | 8 | 0 | 1 | D | 9 | 0 | C | 8
1994-12-14 | 11:00 | 573 | 1412 | 363 | 1 | 10 | 690 | 1 | 16 | 83 | 1 | 10 | 384 | 1 | 10 | 661 | 1 | 16 | 114 | 1 | 10 | 168 | 1 | 21 | 2 | A | 7 | 2 | A | 7 | 6.1 | A | 7 | -9.4 | A | 7 | 29 | A | 7 | 833 | A | 7 | 0 | A | 7 | 0 | A | 7 | 80000 | B | 7 | 77777 | A | 7 | 0.5 | E | 8 | 0.046 | F | 8 | 0.22 | F | 8 | 0 | 1 | D | 9 | 0 | C | 8
1994-12-14 | 12:00 | 632 | 1412 | 406 | 1 | 10 | 608 | 1 | 16 | 134 | 1 | 10 | 418 | 1 | 10 | 582 | 1 | 16 | 157 | 1 | 10 | 261 | 1 | 21 | 3 | A | 7 | 3 | A | 7 | 6.1 | A | 7 | -11.1 | A | 7 | 25 | A | 7 | 833 | A | 7 | 320 | A | 7 | 4.1 | A | 7 | 96000 | B | 7 | 77777 | A | 7 | 0.5 | E | 8 | 0.046 | F | 8 | 0.22 | F | 8 | 0 | 1 | D | 9 | 0 | C | 8
1994-12-14 | 13:00 | 625 | 1412 | 443 | 1 | 10 | 845 | 1 | 16 | 69 | 1 | 10 | 470 | 1 | 10 | 819 | 1 | 16 | 105 | 1 | 10 | 150 | 1 | 21 | 1 | A | 7 | 1 | A | 7 | 6.7 | A | 7 | -13.9 | A | 7 | 19 | A | 7 | 832 | A | 7 | 310 | A | 7 | 9.3 | A | 7 | 112000 | B | 7 | 77777 | A | 7 | 0.5 | E | 8 | 0.046 | F | 8 | 0.22 | F | 8 | 0 | 1 | D | 9 | 0 | C | 8
1994-12-14 | 14:00 | 551 | 1412 | 352 | 1 | 10 | 740 | 1 | 16 | 63 | 1 | 10 | 370 | 1 | 10 | 702 | 1 | 16 | 95 | 1 | 10 | 133 | 1 | 21 | 1 | A | 7 | 1 | A | 7 | 6.7 | A | 7 | -15 | A | 7 | 17 | A | 7 | 833 | A | 7 | 320 | A | 7 | 8.2 | A | 7 | 112000 | B | 7 | 77777 | A | 7 | 0.4 | E | 8 | 0.046 | F | 8 | 0.22 | F | 8 | 0 | 1 | D | 9 | 0 | C | 8
1994-12-14 | 15:00 | 415 | 1412 | 233 | 1 | 10 | 562 | 1 | 16 | 68 | 1 | 10 | 243 | 1 | 10 | 494 | 1 | 16 | 97 | 1 | 10 | 128 | 1 | 21 | 1 | A | 7 | 1 | A | 7 | 5.6 | A | 7 | -15 | A | 7 | 18 | A | 7 | 833 | A | 7 | 320 | A | 7 | 8.2 | A | 7 | 112000 | B | 7 | 77777 | A | 7 | 0.4 | E | 8 | 0.046 | F | 8 | 0.22 | F | 8 | 0 | 1 | D | 9 | 0 | C | 8
1994-12-14 | 16:00 | 227 | 1412 | 115 | 1 | 10 | 481 | 1 | 16 | 37 | 1 | 10 | 119 | 1 | 10 | 339 | 1 | 16 | 64 | 1 | 10 | 68 | 1 | 21 | 1 | A | 7 | 1 | A | 7 | 4.4 | A | 7 | -15.6 | A | 7 | 19 | A | 7 | 834 | A | 7 | 320 | A | 7 | 7.7 | A | 7 | 96000 | B | 7 | 77777 | A | 7 | 0.4 | E | 8 | 0.046 | F | 8 | 0.22 | F | 8 | 0 | 1 | D | 9 | 0 | C | 8
1994-12-14 | 17:00 | 32 | 765 | 10 | 1 | 10 | 96 | 1 | 16 | 6 | 1 | 10 | 11 | 1 | 10 | 41 | 1 | 16 | 9 | 1 | 10 | 12 | 1 | 21 | 0 | A | 7 | 0 | A | 7 | 1.1 | A | 7 | -15 | A | 7 | 25 | A | 7 | 834 | A | 7 | 340 | A | 7 | 4.6 | A | 7 | 80000 | B | 7 | 77777 | A | 7 | 0.4 | E | 8 | 0.046 | F | 8 | 0.22 | F | 8 | 0 | 1 | D | 9 | 0 | C | 8
1994-12-14 | 18:00 | 0 | 0 | 0 | 1 | 0 | 0 | 1 | 0 | 0 | 1 | 0 | 0 | 1 | 0 | 0 | 1 | 0 | 0 | 1 | 0 | 0 | 1 | 0 | 0 | A | 7 | 0 | A | 7 | 0 | A | 7 | -15 | A | 7 | 27 | A | 7 | 835 | A | 7 | 320 | A | 7 | 2.6 | A | 7 | 48000 | B | 7 | 77777 | A | 7 | 0.4 | E | 8 | 0.046 | F | 8 | 0.22 | F | 8 | 0 | 1 | D | 9 | 0 | C | 8
1994-12-14 | 19:00 | 0 | 0 | 0 | 1 | 0 | 0 | 1 | 0 | 0 | 1 | 0 | 0 | 1 | 0 | 0 | 1 | 0 | 0 | 1 | 0 | 0 | 1 | 0 | 0 | A | 7 | 0 | A | 7 | -0.6 | A | 7 | -14.4 | A | 7 | 30 | A | 7 | 835 | A | 7 | 150 | A | 7 | 2.6 | A | 7 | 40000 | B | 7 | 77777 | A | 7 | 0.4 | E | 8 | 0.046 | F | 8 | 0.22 | F | 8 | 0 | 1 | D | 9 | 0 | C | 8
1994-12-14 | 20:00 | 0 | 0 | 0 | 1 | 0 | 0 | 1 | 0 | 0 | 1 | 0 | 0 | 1 | 0 | 0 | 1 | 0 | 0 | 1 | 0 | 0 | 1 | 0 | 0 | A | 7 | 0 | A | 7 | -2.8 | A | 7 | -13.9 | A | 7 | 38 | A | 7 | 835 | A | 7 | 150 | A | 7 | 2.1 | A | 7 | 40000 | B | 7 | 77777 | A | 7 | 0.4 | E | 8 | 0.046 | F | 8 | 0.22 | F | 8 | 0 | 1 | D | 9 | 0 | C | 8
1994-12-14 | 21:00 | 0 | 0 | 0 | 1 | 0 | 0 | 1 | 0 | 0 | 1 | 0 | 0 | 1 | 0 | 0 | 1 | 0 | 0 | 1 | 0 | 0 | 1 | 0 | 0 | A | 7 | 0 | A | 7 | -3.3 | A | 7 | -14.4 | A | 7 | 38 | A | 7 | 836 | A | 7 | 150 | A | 7 | 2.6 | A | 7 | 40000 | B | 7 | 77777 | A | 7 | 0.3 | E | 8 | 0.046 | F | 8 | 0.22 | F | 8 | 0 | 1 | D | 9 | 0 | C | 8
1994-12-14 | 22:00 | 0 | 0 | 0 | 1 | 0 | 0 | 1 | 0 | 0 | 1 | 0 | 0 | 1 | 0 | 0 | 1 | 0 | 0 | 1 | 0 | 0 | 1 | 0 | 0 | A | 7 | 0 | A | 7 | -3.9 | A | 7 | -16.1 | A | 7 | 34 | A | 7 | 836 | A | 7 | 160 | A | 7 | 2.6 | A | 7 | 40000 | B | 7 | 77777 | A | 7 | 0.3 | E | 8 | 0.046 | F | 8 | 0.22 | F | 8 | 0 | 1 | D | 9 | 0 | C | 8
1994-12-14 | 23:00 | 0 | 0 | 0 | 1 | 0 | 0 | 1 | 0 | 0 | 1 | 0 | 0 | 1 | 0 | 0 | 1 | 0 | 0 | 1 | 0 | 0 | 1 | 0 | 2 | A | 7 | 2 | A | 7 | -3.9 | A | 7 | -16.7 | A | 7 | 32 | A | 7 | 836 | A | 7 | 160 | A | 7 | 3.1 | A | 7 | 40000 | B | 7 | 77777 | A | 7 | 0.3 | E | 8 | 0.046 | F | 8 | 0.22 | F | 8 | 0 | 1 | D | 9 | 0 | C | 8
1994-12-14 | 24:00 | 0 | 0 | 0 | 1 | 0 | 0 | 1 | 0 | 0 | 1 | 0 | 0 | 1 | 0 | 0 | 1 | 0 | 0 | 1 | 0 | 0 | 1 | 0 | 4 | A | 7 | 3 | A | 7 | -3.9 | A | 7 | -16.7 | A | 7 | 32 | A | 7 | 835 | A | 7 | 190 | A | 7 | 4.1 | A | 7 | 48000 | B | 7 | 77777 | A | 7 | 0.3 | E | 8 | 0.046 | F | 8 | 0.22 | F | 8 | 0 | 1 | D | 9 | 0 | C | 8
1994-12-15 | 1:00 | 0 | 0 | 0 | 1 | 0 | 0 | 1 | 0 | 0 | 1 | 0 | 0 | 1 | 0 | 0 | 1 | 0 | 0 | 1 | 0 | 0 | 1 | 0 | 8 | A | 7 | 3 | A | 7 | -2.8 | A | 7 | -17.2 | A | 7 | 28 | A | 7 | 835 | A | 7 | 180 | A | 7 | 3.6 | A | 7 | 48000 | B | 7 | 77777 | A | 7 | 0.3 | E | 8 | 0.046 | F | 8 | 0.22 | F | 8 | 0 | 1 | D | 9 | 0 | C | 8
1994-12-15 | 2:00 | 0 | 0 | 0 | 1 | 0 | 0 | 1 | 0 | 0 | 1 | 0 | 0 | 1 | 0 | 0 | 1 | 0 | 0 | 1 | 0 | 0 | 1 | 0 | 2 | A | 7 | 2 | A | 7 | -3.3 | A | 7 | -16.7 | A | 7 | 30 | A | 7 | 835 | A | 7 | 180 | A | 7 | 4.6 | A | 7 | 48000 | B | 7 | 77777 | A | 7 | 0.3 | E | 8 | 0.046 | F | 8 | 0.22 | F | 8 | 0 | 1 | D | 9 | 0 | C | 8
1994-12-15 | 3:00 | 0 | 0 | 0 | 1 | 0 | 0 | 1 | 0 | 0 | 1 | 0 | 0 | 1 | 0 | 0 | 1 | 0 | 0 | 1 | 0 | 0 | 1 | 0 | 3 | A | 7 | 3 | A | 7 | -5 | A | 7 | -16.7 | A | 7 | 35 | A | 7 | 835 | A | 7 | 140 | A | 7 | 2.1 | A | 7 | 48000 | B | 7 | 77777 | A | 7 | 0.3 | E | 8 | 0.046 | F | 8 | 0.22 | F | 8 | 0 | 1 | D | 9 | 0 | C | 8
1994-12-15 | 4:00 | 0 | 0 | 0 | 1 | 0 | 0 | 1 | 0 | 0 | 1 | 0 | 0 | 1 | 0 | 0 | 1 | 0 | 0 | 1 | 0 | 0 | 1 | 0 | 0 | A | 7 | 0 | A | 7 | -5.6 | A | 7 | -17.2 | A | 7 | 35 | A | 7 | 835 | A | 7 | 190 | A | 7 | 3.1 | A | 7 | 48000 | B | 7 | 77777 | A | 7 | 0.3 | E | 8 | 0.046 | F | 8 | 0.22 | F | 8 | 0 | 1 | D | 9 | 0 | C | 8
1994-12-15 | 5:00 | 0 | 0 | 0 | 1 | 0 | 0 | 1 | 0 | 0 | 1 | 0 | 0 | 1 | 0 | 0 | 1 | 0 | 0 | 1 | 0 | 0 | 1 | 0 | 4 | A | 7 | 3 | A | 7 | -6.7 | A | 7 | -16.7 | A | 7 | 41 | A | 7 | 834 | A | 7 | 140 | A | 7 | 2.6 | A | 7 | 48000 | B | 7 | 77777 | A | 7 | 0.2 | E | 8 | 0.046 | F | 8 | 0.22 | F | 8 | 0 | 1 | D | 9 | 0 | C | 8
1994-12-15 | 6:00 | 0 | 0 | 0 | 1 | 0 | 0 | 1 | 0 | 0 | 1 | 0 | 0 | 1 | 0 | 0 | 1 | 0 | 0 | 1 | 0 | 0 | 1 | 0 | 2 | A | 7 | 1 | A | 7 | -7.8 | A | 7 | -16.1 | A | 7 | 47 | A | 7 | 834 | A | 7 | 140 | A | 7 | 1.5 | A | 7 | 48000 | B | 7 | 77777 | A | 7 | 0.2 | E | 8 | 0.046 | F | 8 | 0.22 | F | 8 | 0 | 1 | D | 9 | 0 | C | 8
1994-12-15 | 7:00 | 0 | 0 | 0 | 1 | 0 | 0 | 1 | 0 | 0 | 1 | 0 | 0 | 1 | 0 | 0 | 1 | 0 | 0 | 1 | 0 | 0 | 1 | 0 | 8 | A | 7 | 3 | A | 7 | -6.1 | A | 7 | -16.7 | A | 7 | 39 | A | 7 | 834 | A | 7 | 170 | A | 7 | 3.1 | A | 7 | 80000 | B | 7 | 77777 | A | 7 | 0.3 | E | 8 | 0.046 | F | 8 | 0.22 | F | 8 | 0 | 1 | D | 9 | 0 | C | 8
1994-12-15 | 8:00 | 63 | 1071 | 20 | 1 | 10 | 41 | 1 | 16 | 17 | 1 | 10 | 21 | 1 | 10 | 14 | 1 | 16 | 20 | 1 | 10 | 29 | 1 | 21 | 9 | A | 7 | 4 | A | 7 | -6.7 | A | 7 | -16.1 | A | 7 | 43 | A | 7 | 834 | A | 7 | 320 | A | 7 | 1.5 | A | 7 | 96000 | B | 7 | 77777 | A | 7 | 0.3 | E | 8 | 0.046 | F | 8 | 0.22 | F | 8 | 0 | 1 | D | 9 | 0 | C | 8
1994-12-15 | 9:00 | 271 | 1412 | 114 | 1 | 10 | 214 | 1 | 16 | 73 | 1 | 10 | 120 | 1 | 10 | 157 | 1 | 16 | 90 | 1 | 10 | 140 | 1 | 21 | 8 | A | 7 | 3 | A | 7 | -3.9 | A | 7 | -13.9 | A | 7 | 41 | A | 7 | 834 | A | 7 | 260 | A | 7 | 1.5 | A | 7 | 96000 | B | 7 | 77777 | A | 7 | 0.3 | E | 8 | 0.046 | F | 8 | 0.22 | F | 8 | 0 | 1 | D | 9 | 0 | C | 8
1994-12-15 | 10:00 | 448 | 1412 | 270 | 1 | 10 | 564 | 1 | 16 | 91 | 1 | 10 | 277 | 1 | 10 | 501 | 1 | 16 | 117 | 1 | 10 | 166 | 1 | 21 | 5 | A | 7 | 2 | A | 7 | 0 | A | 7 | -13.3 | A | 7 | 32 | A | 7 | 834 | A | 7 | 340 | A | 7 | 3.1 | A | 7 | 80000 | B | 7 | 77777 | A | 7 | 0.3 | E | 8 | 0.046 | F | 8 | 0.22 | F | 8 | 0 | 1 | D | 9 | 0 | C | 8
1994-12-15 | 11:00 | 571 | 1412 | 329 | 1 | 10 | 544 | 1 | 16 | 108 | 1 | 10 | 340 | 1 | 10 | 514 | 1 | 16 | 131 | 1 | 10 | 209 | 1 | 21 | 4 | A | 7 | 3 | A | 7 | 1.7 | A | 7 | -15.6 | A | 7 | 23 | A | 7 | 834 | A | 7 | 300 | A | 7 | 2.1 | A | 7 | 80000 | B | 7 | 77777 | A | 7 | 0.3 | E | 8 | 0.046 | F | 8 | 0.22 | F | 8 | 0 | 1 | D | 9 | 0 | C | 8
1994-12-15 | 12:00 | 631 | 1412 | 404 | 1 | 10 | 620 | 1 | 16 | 127 | 1 | 10 | 418 | 1 | 10 | 595 | 1 | 16 | 151 | 1 | 10 | 250 | 1 | 21 | 7 | A | 7 | 2 | A | 7 | 3.3 | A | 7 | -14.4 | A | 7 | 23 | A | 7 | 834 | A | 7 | 350 | A | 7 | 3.1 | A | 7 | 80000 | B | 7 | 77777 | A | 7 | 0.3 | E | 8 | 0.046 | F | 8 | 0.22 | F | 8 | 0 | 1 | D | 9 | 0 | C | 8
1994-12-15 | 13:00 | 624 | 1412 | 418 | 1 | 10 | 706 | 1 | 16 | 106 | 1 | 10 | 438 | 1 | 10 | 682 | 1 | 16 | 135 | 1 | 10 | 214 | 1 | 21 | 4 | A | 7 | 3 | A | 7 | 5 | A | 7 | -15.6 | A | 7 | 18 | A | 7 | 833 | A | 7 | 10 | A | 7 | 4.1 | A | 7 | 96000 | B | 7 | 77777 | A | 7 | 0.3 | E | 8 | 0.046 | F | 8 | 0.22 | F | 8 | 0 | 1 | D | 9 | 0 | C | 8
1994-12-15 | 14:00 | 550 | 1412 | 385 | 1 | 10 | 820 | 1 | 16 | 65 | 1 | 10 | 404 | 1 | 10 | 777 | 1 | 16 | 100 | 1 | 10 | 135 | 1 | 21 | 0 | A | 7 | 0 | A | 7 | 5.6 | A | 7 | -13.9 | A | 7 | 20 | A | 7 | 832 | A | 7 | 360 | A | 7 | 3.1 | A | 7 | 96000 | B | 7 | 77777 | A | 7 | 0.3 | E | 8 | 0.046 | F | 8 | 0.22 | F | 8 | 0 | 1 | D | 9 | 0 | C | 8
1994-12-15 | 15:00 | 415 | 1412 | 255 | 1 | 10 | 666 | 1 | 16 | 59 | 1 | 10 | 261 | 1 | 10 | 589 | 1 | 16 | 87 | 1 | 10 | 111 | 1 | 21 | 1 | A | 7 | 1 | A | 7 | 6.1 | A | 7 | -13.3 | A | 7 | 21 | A | 7 | 832 | A | 7 | 310 | A | 7 | 10.3 | A | 7 | 96000 | B | 7 | 77777 | A | 7 | 0.3 | E | 8 | 0.046 | F | 8 | 0.22 | F | 8 | 0 | 1 | D | 9 | 0 | C | 8
1994-12-15 | 16:00 | 228 | 1412 | 115 | 1 | 10 | 419 | 1 | 16 | 48 | 1 | 10 | 118 | 1 | 10 | 291 | 1 | 16 | 70 | 1 | 10 | 84 | 1 | 21 | 2 | A | 7 | 2 | A | 7 | 5.6 | A | 7 | -13.3 | A | 7 | 21 | A | 7 | 833 | A | 7 | 300 | A | 7 | 10.3 | A | 7 | 80000 | B | 7 | 77777 | A | 7 | 0.3 | E | 8 | 0.046 | F | 8 | 0.22 | F | 8 | 0 | 1 | D | 9 | 0 | C | 8
1994-12-15 | 17:00 | 33 | 788 | 9 | 1 | 10 | 40 | 1 | 16 | 7 | 1 | 10 | 10 | 1 | 10 | 13 | 1 | 16 | 10 | 1 | 10 | 12 | 1 | 21 | 3 | A | 7 | 3 | A | 7 | 3.9 | A | 7 | -12.8 | A | 7 | 25 | A | 7 | 833 | A | 7 | 300 | A | 7 | 8.8 | A | 7 | 80000 | B | 7 | 77777 | A | 7 | 0.3 | E | 8 | 0.046 | F | 8 | 0.22 | F | 8 | 0 | 1 | D | 9 | 0 | C | 8
1994-12-15 | 18:00 | 0 | 0 | 0 | 1 | 0 | 0 | 1 | 0 | 0 | 1 | 0 | 0 | 1 | 0 | 0 | 1 | 0 | 0 | 1 | 0 | 0 | 1 | 0 | 2 | A | 7 | 2 | A | 7 | 2.8 | A | 7 | -13.3 | A | 7 | 26 | A | 7 | 834 | A | 7 | 280 | A | 7 | 6.2 | A | 7 | 48000 | B | 7 | 77777 | A | 7 | 0.3 | E | 8 | 0.046 | F | 8 | 0.22 | F | 8 | 0 | 1 | D | 9 | 0 | C | 8
1994-12-15 | 19:00 | 0 | 0 | 0 | 1 | 0 | 0 | 1 | 0 | 0 | 1 | 0 | 0 | 1 | 0 | 0 | 1 | 0 | 0 | 1 | 0 | 0 | 1 | 0 | 1 | A | 7 | 1 | A | 7 | 1.7 | A | 7 | -12.8 | A | 7 | 29 | A | 7 | 835 | A | 7 | 280 | A | 7 | 5.7 | A | 7 | 40000 | B | 7 | 77777 | A | 7 | 0.4 | E | 8 | 0.046 | F | 8 | 0.22 | F | 8 | 0 | 1 | D | 9 | 0 | C | 8
1994-12-15 | 20:00 | 0 | 0 | 0 | 1 | 0 | 0 | 1 | 0 | 0 | 1 | 0 | 0 | 1 | 0 | 0 | 1 | 0 | 0 | 1 | 0 | 0 | 1 | 0 | 0 | A | 7 | 0 | A | 7 | 1.1 | A | 7 | -12.8 | A | 7 | 31 | A | 7 | 835 | A | 7 | 290 | A | 7 | 6.2 | A | 7 | 40000 | B | 7 | 77777 | A | 7 | 0.4 | E | 8 | 0.046 | F | 8 | 0.22 | F | 8 | 0 | 1 | D | 9 | 0 | C | 8
1994-12-15 | 21:00 | 0 | 0 | 0 | 1 | 0 | 0 | 1 | 0 | 0 | 1 | 0 | 0 | 1 | 0 | 0 | 1 | 0 | 0 | 1 | 0 | 0 | 1 | 0 | 0 | A | 7 | 0 | A | 7 | 0.6 | A | 7 | -13.3 | A | 7 | 30 | A | 7 | 836 | A | 7 | 290 | A | 7 | 6.2 | A | 7 | 40000 | B | 7 | 77777 | A | 7 | 0.4 | E | 8 | 0.046 | F | 8 | 0.22 | F | 8 | 0 | 1 | D | 9 | 0 | C | 8
1994-12-15 | 22:00 | 0 | 0 | 0 | 1 | 0 | 0 | 1 | 0 | 0 | 1 | 0 | 0 | 1 | 0 | 0 | 1 | 0 | 0 | 1 | 0 | 0 | 1 | 0 | 1 | A | 7 | 1 | A | 7 | -0.6 | A | 7 | -13.3 | A | 7 | 33 | A | 7 | 836 | A | 7 | 190 | A | 7 | 4.1 | A | 7 | 40000 | B | 7 | 77777 | A | 7 | 0.4 | E | 8 | 0.046 | F | 8 | 0.22 | F | 8 | 0 | 1 | D | 9 | 0 | C | 8
1994-12-15 | 23:00 | 0 | 0 | 0 | 1 | 0 | 0 | 1 | 0 | 0 | 1 | 0 | 0 | 1 | 0 | 0 | 1 | 0 | 0 | 1 | 0 | 0 | 1 | 0 | 6 | A | 7 | 6 | A | 7 | -3.9 | A | 7 | -14.4 | A | 7 | 40 | A | 7 | 836 | A | 7 | 150 | A | 7 | 2.6 | A | 7 | 40000 | B | 7 | 4572 | A | 7 | 0.4 | E | 8 | 0.046 | F | 8 | 0.22 | F | 8 | 0 | 1 | D | 9 | 0 | C | 8
1994-12-15 | 24:00 | 0 | 0 | 0 | 1 | 0 | 0 | 1 | 0 | 0 | 1 | 0 | 0 | 1 | 0 | 0 | 1 | 0 | 0 | 1 | 0 | 0 | 1 | 0 | 1 | A | 7 | 1 | A | 7 | -4.4 | A | 7 | -14.4 | A | 7 | 41 | A | 7 | 836 | A | 7 | 180 | A | 7 | 3.6 | A | 7 | 40000 | B | 7 | 77777 | A | 7 | 0.4 | E | 8 | 0.046 | F | 8 | 0.22 | F | 8 | 0 | 1 | D | 9 | 0 | C | 8
1994-12-16 | 1:00 | 0 | 0 | 0 | 1 | 0 | 0 | 1 | 0 | 0 | 1 | 0 | 0 | 1 | 0 | 0 | 1 | 0 | 0 | 1 | 0 | 0 | 1 | 0 | 0 | A | 7 | 0 | A | 7 | -5 | A | 7 | -15 | A | 7 | 41 | A | 7 | 836 | A | 7 | 170 | A | 7 | 3.1 | A | 7 | 48000 | B | 7 | 77777 | A | 7 | 0.4 | E | 8 | 0.046 | F | 8 | 0.22 | F | 8 | 0 | 1 | D | 9 | 0 | C | 8
1994-12-16 | 2:00 | 0 | 0 | 0 | 1 | 0 | 0 | 1 | 0 | 0 | 1 | 0 | 0 | 1 | 0 | 0 | 1 | 0 | 0 | 1 | 0 | 0 | 1 | 0 | 0 | A | 7 | 0 | A | 7 | -5 | A | 7 | -15 | A | 7 | 41 | A | 7 | 836 | A | 7 | 170 | A | 7 | 4.1 | A | 7 | 48000 | B | 7 | 77777 | A | 7 | 0.4 | E | 8 | 0.046 | F | 8 | 0.22 | F | 8 | 0 | 1 | D | 9 | 0 | C | 8
1994-12-16 | 3:00 | 0 | 0 | 0 | 1 | 0 | 0 | 1 | 0 | 0 | 1 | 0 | 0 | 1 | 0 | 0 | 1 | 0 | 0 | 1 | 0 | 0 | 1 | 0 | 0 | A | 7 | 0 | A | 7 | -4.4 | A | 7 | -15 | A | 7 | 39 | A | 7 | 836 | A | 7 | 180 | A | 7 | 4.6 | A | 7 | 48000 | B | 7 | 77777 | A | 7 | 0.4 | E | 8 | 0.046 | F | 8 | 0.22 | F | 8 | 0 | 1 | D | 9 | 0 | C | 8
1994-12-16 | 4:00 | 0 | 0 | 0 | 1 | 0 | 0 | 1 | 0 | 0 | 1 | 0 | 0 | 1 | 0 | 0 | 1 | 0 | 0 | 1 | 0 | 0 | 1 | 0 | 0 | A | 7 | 0 | A | 7 | -3.9 | A | 7 | -15.6 | A | 7 | 35 | A | 7 | 836 | A | 7 | 180 | A | 7 | 5.2 | A | 7 | 48000 | B | 7 | 77777 | A | 7 | 0.4 | E | 8 | 0.046 | F | 8 | 0.22 | F | 8 | 0 | 1 | D | 9 | 0 | C | 8
1994-12-16 | 5:00 | 0 | 0 | 0 | 1 | 0 | 0 | 1 | 0 | 0 | 1 | 0 | 0 | 1 | 0 | 0 | 1 | 0 | 0 | 1 | 0 | 0 | 1 | 0 | 0 | A | 7 | 0 | A | 7 | -5 | A | 7 | -15.6 | A | 7 | 39 | A | 7 | 835 | A | 7 | 180 | A | 7 | 3.1 | A | 7 | 48000 | B | 7 | 77777 | A | 7 | 0.4 | E | 8 | 0.046 | F | 8 | 0.22 | F | 8 | 0 | 1 | D | 9 | 0 | C | 8
1994-12-16 | 6:00 | 0 | 0 | 0 | 1 | 0 | 0 | 1 | 0 | 0 | 1 | 0 | 0 | 1 | 0 | 0 | 1 | 0 | 0 | 1 | 0 | 0 | 1 | 0 | 0 | A | 7 | 0 | A | 7 | -6.7 | A | 7 | -15 | A | 7 | 48 | A | 7 | 836 | A | 7 | 170 | A | 7 | 2.6 | A | 7 | 48000 | B | 7 | 77777 | A | 7 | 0.4 | E | 8 | 0.046 | F | 8 | 0.22 | F | 8 | 0 | 1 | D | 9 | 0 | C | 8
1994-12-16 | 7:00 | 0 | 0 | 0 | 1 | 0 | 0 | 1 | 0 | 0 | 1 | 0 | 0 | 1 | 0 | 0 | 1 | 0 | 0 | 1 | 0 | 0 | 1 | 0 | 0 | A | 7 | 0 | A | 7 | -6.7 | A | 7 | -14.4 | A | 7 | 50 | A | 7 | 837 | A | 7 | 0 | A | 7 | 0 | A | 7 | 80000 | B | 7 | 77777 | A | 7 | 0.4 | E | 8 | 0.046 | F | 8 | 0.22 | F | 8 | 0 | 1 | D | 9 | 0 | C | 8
1994-12-16 | 8:00 | 61 | 1048 | 22 | 1 | 10 | 174 | 1 | 16 | 11 | 1 | 10 | 23 | 1 | 10 | 81 | 1 | 16 | 18 | 1 | 10 | 21 | 1 | 21 | 0 | A | 7 | 0 | A | 7 | -5 | A | 7 | -15 | A | 7 | 41 | A | 7 | 837 | A | 7 | 190 | A | 7 | 2.6 | A | 7 | 112000 | B | 7 | 77777 | A | 7 | 0.4 | E | 8 | 0.046 | F | 8 | 0.22 | F | 8 | 0 | 1 | D | 9 | 0 | C | 8
1994-12-16 | 9:00 | 268 | 1412 | 148 | 1 | 10 | 577 | 1 | 16 | 39 | 1 | 10 | 151 | 1 | 10 | 449 | 1 | 16 | 66 | 1 | 10 | 74 | 1 | 21 | 1 | A | 7 | 0 | A | 7 | 0 | A | 7 | -13.9 | A | 7 | 30 | A | 7 | 837 | A | 7 | 220 | A | 7 | 3.1 | A | 7 | 112000 | B | 7 | 77777 | A | 7 | 0.4 | E | 8 | 0.046 | F | 8 | 0.22 | F | 8 | 0 | 1 | D | 9 | 0 | C | 8
1994-12-16 | 10:00 | 446 | 1412 | 282 | 1 | 10 | 689 | 1 | 16 | 64 | 1 | 10 | 288 | 1 | 10 | 619 | 1 | 16 | 92 | 1 | 10 | 120 | 1 | 21 | 3 | A | 7 | 1 | A | 7 | 3.9 | A | 7 | -12.8 | A | 7 | 25 | A | 7 | 837 | A | 7 | 190 | A | 7 | 4.6 | A | 7 | 112000 | B | 7 | 77777 | A | 7 | 0.4 | E | 8 | 0.046 | F | 8 | 0.22 | F | 8 | 0 | 1 | D | 9 | 0 | C | 8
1994-12-16 | 11:00 | 569 | 1412 | 353 | 1 | 10 | 598 | 1 | 16 | 112 | 1 | 10 | 365 | 1 | 10 | 564 | 1 | 16 | 136 | 1 | 10 | 215 | 1 | 21 | 6 | A | 7 | 2 | A | 7 | 8.3 | A | 7 | -11.7 | A | 7 | 20 | A | 7 | 836 | A | 7 | 200 | A | 7 | 2.6 | A | 7 | 112000 | B | 7 | 77777 | A | 7 | 0.5 | E | 8 | 0.046 | F | 8 | 0.22 | F | 8 | 0 | 1 | D | 9 | 0 | C | 8
1994-12-16 | 12:00 | 630 | 1412 | 400 | 1 | 10 | 670 | 1 | 16 | 101 | 1 | 10 | 420 | 1 | 10 | 650 | 1 | 16 | 129 | 1 | 10 | 207 | 1 | 21 | 6 | A | 7 | 3 | A | 7 | 10.6 | A | 7 | -11.1 | A | 7 | 18 | A | 7 | 835 | A | 7 | 150 | A | 7 | 2.1 | A | 7 | 112000 | B | 7 | 77777 | A | 7 | 0.5 | E | 8 | 0.046 | F | 8 | 0.22 | F | 8 | 0 | 1 | D | 9 | 0 | C | 8
1994-12-16 | 13:00 | 624 | 1412 | 336 | 1 | 10 | 419 | 1 | 16 | 151 | 1 | 10 | 354 | 1 | 10 | 411 | 1 | 16 | 172 | 1 | 10 | 305 | 1 | 21 | 7 | A | 7 | 4 | A | 7 | 11.7 | A | 7 | -10 | A | 7 | 19 | A | 7 | 835 | A | 7 | 360 | A | 7 | 4.6 | A | 7 | 112000 | B | 7 | 8230 | A | 7 | 0.5 | E | 8 | 0.046 | F | 8 | 0.22 | F | 8 | 0 | 1 | D | 9 | 0 | C | 8
1994-12-16 | 14:00 | 550 | 1412 | 317 | 1 | 10 | 439 | 1 | 16 | 145 | 1 | 10 | 329 | 1 | 10 | 418 | 1 | 16 | 165 | 1 | 10 | 286 | 1 | 21 | 6 | A | 7 | 4 | A | 7 | 10 | A | 7 | -8.9 | A | 7 | 23 | A | 7 | 835 | A | 7 | 310 | A | 7 | 12.9 | A | 7 | 112000 | B | 7 | 8230 | A | 7 | 0.5 | E | 8 | 0.046 | F | 8 | 0.22 | F | 8 | 0 | 1 | D | 9 | 0 | C | 8
1994-12-16 | 15:00 | 416 | 1412 | 234 | 1 | 10 | 458 | 1 | 16 | 100 | 1 | 10 | 245 | 1 | 10 | 402 | 1 | 16 | 126 | 1 | 10 | 187 | 1 | 21 | 7 | A | 7 | 4 | A | 7 | 9.4 | A | 7 | -8.3 | A | 7 | 26 | A | 7 | 835 | A | 7 | 330 | A | 7 | 7.7 | A | 7 | 112000 | B | 7 | 77777 | A | 7 | 0.5 | E | 8 | 0.046 | F | 8 | 0.22 | F | 8 | 0 | 1 | D | 9 | 0 | C | 8
1994-12-16 | 16:00 | 229 | 1412 | 80 | 1 | 10 | 97 | 1 | 16 | 65 | 1 | 10 | 88 | 1 | 10 | 69 | 1 | 16 | 76 | 1 | 10 | 138 | 1 | 21 | 8 | A | 7 | 4 | A | 7 | 9.4 | A | 7 | -7.8 | A | 7 | 27 | A | 7 | 835 | A | 7 | 310 | A | 7 | 10.3 | A | 7 | 96000 | B | 7 | 77777 | A | 7 | 0.5 | E | 8 | 0.046 | F | 8 | 0.22 | F | 8 | 0 | 1 | D | 9 | 0 | C | 8
1994-12-16 | 17:00 | 34 | 789 | 7 | 1 | 10 | 23 | 1 | 16 | 6 | 1 | 10 | 8 | 1 | 10 | 6 | 1 | 16 | 8 | 1 | 10 | 9 | 1 | 21 | 7 | A | 7 | 4 | A | 7 | 7.8 | A | 7 | -7.8 | A | 7 | 30 | A | 7 | 835 | A | 7 | 310 | A | 7 | 5.7 | A | 7 | 80000 | B | 7 | 7620 | A | 7 | 0.5 | E | 8 | 0.046 | F | 8 | 0.22 | F | 8 | 0 | 1 | D | 9 | 0 | C | 8
1994-12-16 | 18:00 | 0 | 0 | 0 | 1 | 0 | 0 | 1 | 0 | 0 | 1 | 0 | 0 | 1 | 0 | 0 | 1 | 0 | 0 | 1 | 0 | 0 | 1 | 0 | 8 | A | 7 | 5 | A | 7 | 7.8 | A | 7 | -7.8 | A | 7 | 30 | A | 7 | 836 | A | 7 | 260 | A | 7 | 2.6 | A | 7 | 48000 | B | 7 | 7620 | A | 7 | 0.5 | E | 8 | 0.046 | F | 8 | 0.22 | F | 8 | 0 | 1 | D | 9 | 0 | C | 8
1994-12-16 | 19:00 | 0 | 0 | 0 | 1 | 0 | 0 | 1 | 0 | 0 | 1 | 0 | 0 | 1 | 0 | 0 | 1 | 0 | 0 | 1 | 0 | 0 | 1 | 0 | 9 | A | 7 | 6 | A | 7 | 8.9 | A | 7 | -8.3 | A | 7 | 26 | A | 7 | 837 | A | 7 | 280 | A | 7 | 9.8 | A | 7 | 40000 | B | 7 | 7620 | A | 7 | 0.5 | E | 8 | 0.046 | F | 8 | 0.22 | F | 8 | 0 | 1 | D | 9 | 0 | C | 8
1994-12-16 | 20:00 | 0 | 0 | 0 | 1 | 0 | 0 | 1 | 0 | 0 | 1 | 0 | 0 | 1 | 0 | 0 | 1 | 0 | 0 | 1 | 0 | 0 | 1 | 0 | 9 | A | 7 | 6 | A | 7 | 8.9 | A | 7 | -8.3 | A | 7 | 26 | A | 7 | 837 | A | 7 | 290 | A | 7 | 11.3 | A | 7 | 40000 | B | 7 | 7620 | A | 7 | 0.5 | E | 8 | 0.046 | F | 8 | 0.22 | F | 8 | 0 | 1 | D | 9 | 0 | C | 8
1994-12-16 | 21:00 | 0 | 0 | 0 | 1 | 0 | 0 | 1 | 0 | 0 | 1 | 0 | 0 | 1 | 0 | 0 | 1 | 0 | 0 | 1 | 0 | 0 | 1 | 0 | 9 | A | 7 | 6 | A | 7 | 8.3 | A | 7 | -7.8 | A | 7 | 29 | A | 7 | 837 | A | 7 | 290 | A | 7 | 7.2 | A | 7 | 40000 | B | 7 | 7620 | A | 7 | 0.5 | E | 8 | 0.046 | F | 8 | 0.22 | F | 8 | 0 | 1 | D | 9 | 0 | C | 8
1994-12-16 | 22:00 | 0 | 0 | 0 | 1 | 0 | 0 | 1 | 0 | 0 | 1 | 0 | 0 | 1 | 0 | 0 | 1 | 0 | 0 | 1 | 0 | 0 | 1 | 0 | 8 | A | 7 | 6 | A | 7 | 7.2 | A | 7 | -7.8 | A | 7 | 31 | A | 7 | 838 | A | 7 | 290 | A | 7 | 5.2 | A | 7 | 40000 | B | 7 | 7620 | A | 7 | 0.5 | E | 8 | 0.046 | F | 8 | 0.22 | F | 8 | 0 | 1 | D | 9 | 0 | C | 8
1994-12-16 | 23:00 | 0 | 0 | 0 | 1 | 0 | 0 | 1 | 0 | 0 | 1 | 0 | 0 | 1 | 0 | 0 | 1 | 0 | 0 | 1 | 0 | 0 | 1 | 0 | 7 | A | 7 | 4 | A | 7 | 5.6 | A | 7 | -7.2 | A | 7 | 37 | A | 7 | 838 | A | 7 | 270 | A | 7 | 6.2 | A | 7 | 40000 | B | 7 | 77777 | A | 7 | 0.5 | E | 8 | 0.046 | F | 8 | 0.22 | F | 8 | 0 | 1 | D | 9 | 0 | C | 8
1994-12-16 | 24:00 | 0 | 0 | 0 | 1 | 0 | 0 | 1 | 0 | 0 | 1 | 0 | 0 | 1 | 0 | 0 | 1 | 0 | 0 | 1 | 0 | 0 | 1 | 0 | 6 | A | 7 | 3 | A | 7 | 3.3 | A | 7 | -7.8 | A | 7 | 41 | A | 7 | 838 | A | 7 | 210 | A | 7 | 4.1 | A | 7 | 40000 | B | 7 | 77777 | A | 7 | 0.5 | E | 8 | 0.046 | F | 8 | 0.22 | F | 8 | 0 | 1 | D | 9 | 0 | C | 8
1994-12-17 | 1:00 | 0 | 0 | 0 | 1 | 0 | 0 | 1 | 0 | 0 | 1 | 0 | 0 | 1 | 0 | 0 | 1 | 0 | 0 | 1 | 0 | 0 | 1 | 0 | 5 | A | 7 | 5 | A | 7 | 1.7 | A | 7 | -8.3 | A | 7 | 44 | A | 7 | 839 | A | 7 | 150 | A | 7 | 2.1 | A | 7 | 48000 | B | 7 | 77777 | A | 7 | 0.5 | E | 8 | 0.046 | F | 8 | 0.22 | F | 8 | 0 | 1 | D | 9 | 0 | C | 8
1994-12-17 | 2:00 | 0 | 0 | 0 | 1 | 0 | 0 | 1 | 0 | 0 | 1 | 0 | 0 | 1 | 0 | 0 | 1 | 0 | 0 | 1 | 0 | 0 | 1 | 0 | 6 | A | 7 | 6 | A | 7 | -1.1 | A | 7 | -8.9 | A | 7 | 51 | A | 7 | 839 | A | 7 | 200 | A | 7 | 4.1 | A | 7 | 48000 | B | 7 | 4572 | A | 7 | 0.5 | E | 8 | 0.046 | F | 8 | 0.22 | F | 8 | 0 | 1 | D | 9 | 0 | C | 8
1994-12-17 | 3:00 | 0 | 0 | 0 | 1 | 0 | 0 | 1 | 0 | 0 | 1 | 0 | 0 | 1 | 0 | 0 | 1 | 0 | 0 | 1 | 0 | 0 | 1 | 0 | 9 | A | 7 | 9 | A | 7 | -0.6 | A | 7 | -9.4 | A | 7 | 47 | A | 7 | 839 | A | 7 | 180 | A | 7 | 3.6 | A | 7 | 48000 | B | 7 | 4572 | A | 7 | 0.5 | E | 8 | 0.046 | F | 8 | 0.22 | F | 8 | 0 | 1 | D | 9 | 0 | C | 8
1994-12-17 | 4:00 | 0 | 0 | 0 | 1 | 0 | 0 | 1 | 0 | 0 | 1 | 0 | 0 | 1 | 0 | 0 | 1 | 0 | 0 | 1 | 0 | 0 | 1 | 0 | 10 | A | 7 | 5 | A | 7 | -0.6 | A | 7 | -9.4 | A | 7 | 47 | A | 7 | 839 | A | 7 | 160 | A | 7 | 4.1 | A | 7 | 48000 | B | 7 | 77777 | A | 7 | 0.5 | E | 8 | 0.046 | F | 8 | 0.22 | F | 8 | 0 | 1 | D | 9 | 0 | C | 8
1994-12-17 | 5:00 | 0 | 0 | 0 | 1 | 0 | 0 | 1 | 0 | 0 | 1 | 0 | 0 | 1 | 0 | 0 | 1 | 0 | 0 | 1 | 0 | 0 | 1 | 0 | 6 | A | 7 | 5 | A | 7 | -0.6 | A | 7 | -10 | A | 7 | 45 | A | 7 | 840 | A | 7 | 200 | A | 7 | 2.1 | A | 7 | 48000 | B | 7 | 3658 | A | 7 | 0.5 | E | 8 | 0.046 | F | 8 | 0.22 | F | 8 | 0 | 1 | D | 9 | 0 | C | 8
1994-12-17 | 6:00 | 0 | 0 | 0 | 1 | 0 | 0 | 1 | 0 | 0 | 1 | 0 | 0 | 1 | 0 | 0 | 1 | 0 | 0 | 1 | 0 | 0 | 1 | 0 | 7 | A | 7 | 7 | A | 7 | -1.7 | A | 7 | -10 | A | 7 | 49 | A | 7 | 840 | A | 7 | 220 | A | 7 | 3.6 | A | 7 | 48000 | B | 7 | 3962 | A | 7 | 0.5 | E | 8 | 0.046 | F | 8 | 0.22 | F | 8 | 0 | 1 | D | 9 | 0 | C | 8
1994-12-17 | 7:00 | 0 | 0 | 0 | 1 | 0 | 0 | 1 | 0 | 0 | 1 | 0 | 0 | 1 | 0 | 0 | 1 | 0 | 0 | 1 | 0 | 0 | 1 | 0 | 8 | A | 7 | 8 | A | 7 | 0.6 | A | 7 | -10 | A | 7 | 41 | A | 7 | 841 | A | 7 | 250 | A | 7 | 4.1 | A | 7 | 80000 | B | 7 | 3962 | A | 7 | 0.5 | E | 8 | 0.046 | F | 8 | 0.22 | F | 8 | 0 | 1 | D | 9 | 0 | C | 8
1994-12-17 | 8:00 | 59 | 1048 | 18 | 1 | 10 | 89 | 1 | 16 | 12 | 1 | 10 | 19 | 1 | 10 | 35 | 1 | 16 | 17 | 1 | 10 | 20 | 1 | 21 | 7 | A | 7 | 4 | A | 7 | 0.6 | A | 7 | -9.4 | A | 7 | 43 | A | 7 | 842 | A | 7 | 190 | A | 7 | 3.6 | A | 7 | 80000 | B | 7 | 77777 | A | 7 | 0.5 | E | 8 | 0.046 | F | 8 | 0.22 | F | 8 | 0 | 1 | D | 9 | 0 | C | 8
1994-12-17 | 9:00 | 266 | 1413 | 89 | 1 | 10 | 46 | 1 | 16 | 80 | 1 | 10 | 97 | 1 | 10 | 37 | 1 | 16 | 90 | 1 | 10 | 191 | 1 | 21 | 9 | A | 7 | 6 | A | 7 | 5 | A | 7 | -9.4 | A | 7 | 31 | A | 7 | 842 | A | 7 | 190 | A | 7 | 5.7 | A | 7 | 80000 | B | 7 | 6401 | A | 7 | 0.5 | E | 8 | 0.046 | F | 8 | 0.22 | F | 8 | 0 | 1 | D | 9 | 0 | C | 8
1994-12-17 | 10:00 | 444 | 1413 | 192 | 1 | 10 | 282 | 1 | 16 | 104 | 1 | 10 | 207 | 1 | 10 | 260 | 1 | 16 | 125 | 1 | 10 | 203 | 1 | 21 | 9 | A | 7 | 6 | A | 7 | 9.4 | A | 7 | -8.3 | A | 7 | 26 | A | 7 | 843 | A | 7 | 120 | A | 7 | 3.1 | A | 7 | 80000 | B | 7 | 6401 | A | 7 | 0.5 | E | 8 | 0.046 | F | 8 | 0.22 | F | 8 | 0 | 1 | D | 9 | 0 | C | 8
1994-12-17 | 11:00 | 568 | 1413 | 234 | 1 | 10 | 215 | 1 | 16 | 147 | 1 | 10 | 251 | 1 | 10 | 213 | 1 | 16 | 164 | 1 | 10 | 305 | 1 | 21 | 9 | A | 7 | 8 | A | 7 | 10.6 | A | 7 | -8.9 | A | 7 | 22 | A | 7 | 843 | A | 7 | 160 | A | 7 | 3.6 | A | 7 | 80000 | B | 7 | 6401 | A | 7 | 0.5 | E | 8 | 0.046 | F | 8 | 0.22 | F | 8 | 0 | 1 | D | 9 | 0 | C | 8
1994-12-17 | 12:00 | 629 | 1413 | 351 | 1 | 10 | 508 | 1 | 16 | 125 | 1 | 10 | 378 | 1 | 10 | 500 | 1 | 16 | 154 | 1 | 10 | 248 | 1 | 21 | 7 | A | 7 | 5 | A | 7 | 12.2 | A | 7 | -7.8 | A | 7 | 22 | A | 7 | 842 | A | 7 | 130 | A | 7 | 2.6 | A | 7 | 80000 | B | 7 | 6401 | A | 7 | 0.5 | E | 8 | 0.046 | F | 8 | 0.22 | F | 8 | 0 | 1 | D | 9 | 0 | C | 8
1994-12-17 | 13:00 | 623 | 1413 | 405 | 1 | 10 | 613 | 1 | 16 | 134 | 1 | 10 | 416 | 1 | 10 | 585 | 1 | 16 | 157 | 1 | 10 | 259 | 1 | 21 | 8 | A | 7 | 4 | A | 7 | 12.8 | A | 7 | -7.8 | A | 7 | 21 | A | 7 | 841 | A | 7 | 140 | A | 7 | 2.1 | A | 7 | 80000 | B | 7 | 6401 | A | 7 | 0.5 | E | 8 | 0.046 | F | 8 | 0.22 | F | 8 | 0 | 1 | D | 9 | 0 | C | 8
1994-12-17 | 14:00 | 551 | 1413 | 332 | 1 | 10 | 571 | 1 | 16 | 109 | 1 | 10 | 342 | 1 | 10 | 534 | 1 | 16 | 133 | 1 | 10 | 207 | 1 | 21 | 5 | A | 7 | 2 | A | 7 | 12.2 | A | 7 | -6.1 | A | 7 | 26 | A | 7 | 841 | A | 7 | 40 | A | 7 | 2.1 | A | 7 | 80000 | B | 7 | 77777 | A | 7 | 0.5 | E | 8 | 0.046 | F | 8 | 0.22 | F | 8 | 0 | 1 | D | 9 | 0 | C | 8
1994-12-17 | 15:00 | 416 | 1413 | 218 | 1 | 10 | 426 | 1 | 16 | 93 | 1 | 10 | 230 | 1 | 10 | 375 | 1 | 16 | 119 | 1 | 10 | 173 | 1 | 21 | 6 | A | 7 | 4 | A | 7 | 10.6 | A | 7 | -6.1 | A | 7 | 29 | A | 7 | 841 | A | 7 | 80 | A | 7 | 2.6 | A | 7 | 80000 | B | 7 | 6401 | A | 7 | 0.5 | E | 8 | 0.046 | F | 8 | 0.22 | F | 8 | 0 | 1 | D | 9 | 0 | C | 8
1994-12-17 | 16:00 | 230 | 1413 | 109 | 1 | 10 | 150 | 1 | 16 | 85 | 1 | 10 | 117 | 1 | 10 | 106 | 1 | 16 | 99 | 1 | 10 | 181 | 1 | 21 | 6 | A | 7 | 4 | A | 7 | 8.9 | A | 7 | -5.6 | A | 7 | 33 | A | 7 | 841 | A | 7 | 100 | A | 7 | 2.6 | A | 7 | 80000 | B | 7 | 5486 | A | 7 | 0.5 | E | 8 | 0.046 | F | 8 | 0.22 | F | 8 | 0 | 1 | D | 9 | 0 | C | 8
1994-12-17 | 17:00 | 34 | 789 | 11 | 1 | 10 | 46 | 1 | 16 | 9 | 1 | 10 | 12 | 1 | 10 | 15 | 1 | 16 | 12 | 1 | 10 | 15 | 1 | 21 | 8 | A | 7 | 4 | A | 7 | 6.1 | A | 7 | -6.1 | A | 7 | 39 | A | 7 | 841 | A | 7 | 90 | A | 7 | 3.1 | A | 7 | 80000 | B | 7 | 5486 | A | 7 | 0.5 | E | 8 | 0.046 | F | 8 | 0.22 | F | 8 | 0 | 1 | D | 9 | 0 | C | 8
1994-12-17 | 18:00 | 0 | 0 | 0 | 1 | 0 | 0 | 1 | 0 | 0 | 1 | 0 | 0 | 1 | 0 | 0 | 1 | 0 | 0 | 1 | 0 | 0 | 1 | 0 | 7 | A | 7 | 2 | A | 7 | 2.2 | A | 7 | -7.2 | A | 7 | 46 | A | 7 | 842 | A | 7 | 360 | A | 7 | 2.1 | A | 7 | 48000 | B | 7 | 77777 | A | 7 | 0.5 | E | 8 | 0.046 | F | 8 | 0.22 | F | 8 | 0 | 1 | D | 9 | 0 | C | 8
1994-12-17 | 19:00 | 0 | 0 | 0 | 1 | 0 | 0 | 1 | 0 | 0 | 1 | 0 | 0 | 1 | 0 | 0 | 1 | 0 | 0 | 1 | 0 | 0 | 1 | 0 | 3 | A | 7 | 3 | A | 7 | 1.1 | A | 7 | -6.7 | A | 7 | 52 | A | 7 | 842 | A | 7 | 190 | A | 7 | 1.5 | A | 7 | 40000 | B | 7 | 77777 | A | 7 | 0.5 | E | 8 | 0.046 | F | 8 | 0.22 | F | 8 | 0 | 1 | D | 9 | 0 | C | 8
1994-12-17 | 20:00 | 0 | 0 | 0 | 1 | 0 | 0 | 1 | 0 | 0 | 1 | 0 | 0 | 1 | 0 | 0 | 1 | 0 | 0 | 1 | 0 | 0 | 1 | 0 | 1 | A | 7 | 1 | A | 7 | -0.6 | A | 7 | -6.7 | A | 7 | 60 | A | 7 | 842 | A | 7 | 120 | A | 7 | 2.6 | A | 7 | 40000 | B | 7 | 77777 | A | 7 | 0.5 | E | 8 | 0.046 | F | 8 | 0.22 | F | 8 | 0 | 1 | D | 9 | 0 | C | 8
1994-12-17 | 21:00 | 0 | 0 | 0 | 1 | 0 | 0 | 1 | 0 | 0 | 1 | 0 | 0 | 1 | 0 | 0 | 1 | 0 | 0 | 1 | 0 | 0 | 1 | 0 | 0 | A | 7 | 0 | A | 7 | -1.1 | A | 7 | -6.7 | A | 7 | 62 | A | 7 | 842 | A | 7 | 150 | A | 7 | 2.6 | A | 7 | 40000 | B | 7 | 77777 | A | 7 | 0.5 | E | 8 | 0.046 | F | 8 | 0.22 | F | 8 | 0 | 1 | D | 9 | 0 | C | 8
1994-12-17 | 22:00 | 0 | 0 | 0 | 1 | 0 | 0 | 1 | 0 | 0 | 1 | 0 | 0 | 1 | 0 | 0 | 1 | 0 | 0 | 1 | 0 | 0 | 1 | 0 | 0 | A | 7 | 0 | A | 7 | -0.6 | A | 7 | -7.8 | A | 7 | 54 | A | 7 | 842 | A | 7 | 170 | A | 7 | 2.1 | A | 7 | 40000 | B | 7 | 77777 | A | 7 | 0.5 | E | 8 | 0.046 | F | 8 | 0.22 | F | 8 | 0 | 1 | D | 9 | 0 | C | 8
1994-12-17 | 23:00 | 0 | 0 | 0 | 1 | 0 | 0 | 1 | 0 | 0 | 1 | 0 | 0 | 1 | 0 | 0 | 1 | 0 | 0 | 1 | 0 | 0 | 1 | 0 | 0 | A | 7 | 0 | A | 7 | -1.7 | A | 7 | -7.8 | A | 7 | 59 | A | 7 | 842 | A | 7 | 190 | A | 7 | 2.6 | A | 7 | 40000 | B | 7 | 77777 | A | 7 | 0.5 | E | 8 | 0.046 | F | 8 | 0.22 | F | 8 | 0 | 1 | D | 9 | 0 | C | 8
1994-12-17 | 24:00 | 0 | 0 | 0 | 1 | 0 | 0 | 1 | 0 | 0 | 1 | 0 | 0 | 1 | 0 | 0 | 1 | 0 | 0 | 1 | 0 | 0 | 1 | 0 | 0 | A | 7 | 0 | A | 7 | -1.7 | A | 7 | -7.8 | A | 7 | 59 | A | 7 | 842 | A | 7 | 190 | A | 7 | 4.1 | A | 7 | 40000 | B | 7 | 77777 | A | 7 | 0.5 | E | 8 | 0.046 | F | 8 | 0.22 | F | 8 | 0 | 1 | D | 9 | 0 | C | 8
1994-12-18 | 1:00 | 0 | 0 | 0 | 1 | 0 | 0 | 1 | 0 | 0 | 1 | 0 | 0 | 1 | 0 | 0 | 1 | 0 | 0 | 1 | 0 | 0 | 1 | 0 | 0 | A | 7 | 0 | A | 7 | -1.7 | A | 7 | -7.8 | A | 7 | 59 | A | 7 | 841 | A | 7 | 160 | A | 7 | 2.1 | A | 7 | 40000 | B | 7 | 77777 | A | 7 | 0.5 | E | 8 | 0.045 | F | 8 | 0.22 | F | 8 | 0 | 1 | D | 9 | 0 | C | 8
1994-12-18 | 2:00 | 0 | 0 | 0 | 1 | 0 | 0 | 1 | 0 | 0 | 1 | 0 | 0 | 1 | 0 | 0 | 1 | 0 | 0 | 1 | 0 | 0 | 1 | 0 | 0 | A | 7 | 0 | A | 7 | -3.9 | A | 7 | -7.8 | A | 7 | 71 | A | 7 | 841 | A | 7 | 180 | A | 7 | 1.5 | A | 7 | 40000 | B | 7 | 77777 | A | 7 | 0.5 | E | 8 | 0.045 | F | 8 | 0.22 | F | 8 | 0 | 1 | D | 9 | 0 | C | 8
1994-12-18 | 3:00 | 0 | 0 | 0 | 1 | 0 | 0 | 1 | 0 | 0 | 1 | 0 | 0 | 1 | 0 | 0 | 1 | 0 | 0 | 1 | 0 | 0 | 1 | 0 | 0 | A | 7 | 0 | A | 7 | -1.1 | A | 7 | -8.3 | A | 7 | 54 | A | 7 | 841 | A | 7 | 170 | A | 7 | 2.1 | A | 7 | 40000 | B | 7 | 77777 | A | 7 | 0.5 | E | 8 | 0.045 | F | 8 | 0.22 | F | 8 | 0 | 1 | D | 9 | 0 | C | 8
1994-12-18 | 4:00 | 0 | 0 | 0 | 1 | 0 | 0 | 1 | 0 | 0 | 1 | 0 | 0 | 1 | 0 | 0 | 1 | 0 | 0 | 1 | 0 | 0 | 1 | 0 | 0 | A | 7 | 0 | A | 7 | -0.6 | A | 7 | -8.3 | A | 7 | 52 | A | 7 | 840 | A | 7 | 180 | A | 7 | 4.1 | A | 7 | 48000 | B | 7 | 77777 | A | 7 | 0.5 | E | 8 | 0.045 | F | 8 | 0.22 | F | 8 | 0 | 1 | D | 9 | 0 | C | 8
1994-12-18 | 5:00 | 0 | 0 | 0 | 1 | 0 | 0 | 1 | 0 | 0 | 1 | 0 | 0 | 1 | 0 | 0 | 1 | 0 | 0 | 1 | 0 | 0 | 1 | 0 | 0 | A | 7 | 0 | A | 7 | -1.1 | A | 7 | -8.9 | A | 7 | 51 | A | 7 | 840 | A | 7 | 170 | A | 7 | 3.1 | A | 7 | 48000 | B | 7 | 77777 | A | 7 | 0.5 | E | 8 | 0.045 | F | 8 | 0.22 | F | 8 | 0 | 1 | D | 9 | 0 | C | 8
1994-12-18 | 6:00 | 0 | 0 | 0 | 1 | 0 | 0 | 1 | 0 | 0 | 1 | 0 | 0 | 1 | 0 | 0 | 1 | 0 | 0 | 1 | 0 | 0 | 1 | 0 | 0 | A | 7 | 0 | A | 7 | -2.2 | A | 7 | -9.4 | A | 7 | 54 | A | 7 | 839 | A | 7 | 180 | A | 7 | 3.6 | A | 7 | 48000 | B | 7 | 77777 | A | 7 | 0.5 | E | 8 | 0.045 | F | 8 | 0.22 | F | 8 | 0 | 1 | D | 9 | 0 | C | 8
1994-12-18 | 7:00 | 0 | 0 | 0 | 1 | 0 | 0 | 1 | 0 | 0 | 1 | 0 | 0 | 1 | 0 | 0 | 1 | 0 | 0 | 1 | 0 | 0 | 1 | 0 | 1 | A | 7 | 1 | A | 7 | -3.3 | A | 7 | -9.4 | A | 7 | 59 | A | 7 | 839 | A | 7 | 190 | A | 7 | 3.1 | A | 7 | 80000 | B | 7 | 77777 | A | 7 | 0.5 | E | 8 | 0.045 | F | 8 | 0.22 | F | 8 | 0 | 1 | D | 9 | 0 | C | 8
1994-12-18 | 8:00 | 58 | 1024 | 24 | 1 | 10 | 260 | 1 | 16 | 9 | 1 | 10 | 26 | 1 | 10 | 151 | 1 | 16 | 17 | 1 | 10 | 25 | 1 | 21 | 1 | A | 7 | 1 | A | 7 | 1.1 | A | 7 | -10 | A | 7 | 39 | A | 7 | 839 | A | 7 | 180 | A | 7 | 4.6 | A | 7 | 96000 | B | 7 | 77777 | A | 7 | 0.4 | E | 8 | 0.045 | F | 8 | 0.22 | F | 8 | 0 | 1 | D | 9 | 0 | C | 8
1994-12-18 | 9:00 | 264 | 1413 | 135 | 1 | 10 | 505 | 1 | 16 | 40 | 1 | 10 | 140 | 1 | 10 | 380 | 1 | 16 | 69 | 1 | 10 | 74 | 1 | 21 | 2 | A | 7 | 2 | A | 7 | 5 | A | 7 | -9.4 | A | 7 | 31 | A | 7 | 839 | A | 7 | 220 | A | 7 | 2.6 | A | 7 | 96000 | B | 7 | 77777 | A | 7 | 0.4 | E | 8 | 0.045 | F | 8 | 0.22 | F | 8 | 0 | 1 | D | 9 | 0 | C | 8
1994-12-18 | 10:00 | 442 | 1413 | 291 | 1 | 10 | 827 | 1 | 16 | 32 | 1 | 10 | 311 | 1 | 10 | 753 | 1 | 16 | 74 | 1 | 10 | 89 | 1 | 21 | 1 | A | 7 | 1 | A | 7 | 9.4 | A | 7 | -10 | A | 7 | 22 | A | 7 | 838 | A | 7 | 190 | A | 7 | 4.1 | A | 7 | 96000 | B | 7 | 77777 | A | 7 | 0.4 | E | 8 | 0.045 | F | 8 | 0.22 | F | 8 | 0 | 1 | D | 9 | 0 | C | 8
1994-12-18 | 11:00 | 567 | 1413 | 394 | 1 | 10 | 876 | 1 | 16 | 43 | 1 | 10 | 419 | 1 | 10 | 832 | 1 | 16 | 84 | 1 | 10 | 113 | 1 | 21 | 1 | A | 7 | 1 | A | 7 | 12.8 | A | 7 | -11.7 | A | 7 | 15 | A | 7 | 838 | A | 7 | 190 | A | 7 | 3.1 | A | 7 | 96000 | B | 7 | 77777 | A | 7 | 0.4 | E | 8 | 0.045 | F | 8 | 0.22 | F | 8 | 0 | 1 | D | 9 | 0 | C | 8
1994-12-18 | 12:00 | 628 | 1413 | 444 | 1 | 10 | 898 | 1 | 16 | 44 | 1 | 10 | 472 | 1 | 10 | 865 | 1 | 16 | 85 | 1 | 10 | 119 | 1 | 21 | 1 | A | 7 | 1 | A | 7 | 16.1 | A | 7 | -11.7 | A | 7 | 12 | A | 7 | 836 | A | 7 | 210 | A | 7 | 2.6 | A | 7 | 96000 | B | 7 | 77777 | A | 7 | 0.4 | E | 8 | 0.045 | F | 8 | 0.22 | F | 8 | 0 | 1 | D | 9 | 0 | C | 8
1994-12-18 | 13:00 | 623 | 1413 | 456 | 1 | 10 | 854 | 1 | 16 | 80 | 1 | 10 | 476 | 1 | 10 | 822 | 1 | 16 | 112 | 1 | 10 | 163 | 1 | 21 | 2 | A | 7 | 2 | A | 7 | 17.2 | A | 7 | -13.3 | A | 7 | 10 | A | 7 | 835 | A | 7 | 180 | A | 7 | 2.6 | A | 7 | 96000 | B | 7 | 77777 | A | 7 | 0.4 | E | 8 | 0.045 | F | 8 | 0.22 | F | 8 | 0 | 1 | D | 9 | 0 | C | 8
1994-12-18 | 14:00 | 551 | 1413 | 403 | 1 | 10 | 846 | 1 | 16 | 73 | 1 | 10 | 418 | 1 | 10 | 797 | 1 | 16 | 105 | 1 | 10 | 144 | 1 | 21 | 3 | A | 7 | 3 | A | 7 | 17.2 | A | 7 | -14.4 | A | 7 | 9 | A | 7 | 834 | A | 7 | 130 | A | 7 | 3.1 | A | 7 | 96000 | B | 7 | 77777 | A | 7 | 0.4 | E | 8 | 0.045 | F | 8 | 0.22 | F | 8 | 0 | 1 | D | 9 | 0 | C | 8
1994-12-18 | 15:00 | 417 | 1413 | 280 | 1 | 10 | 783 | 1 | 16 | 49 | 1 | 10 | 293 | 1 | 10 | 700 | 1 | 16 | 86 | 1 | 10 | 101 | 1 | 21 | 2 | A | 7 | 2 | A | 7 | 17.8 | A | 7 | -14.4 | A | 7 | 9 | A | 7 | 834 | A | 7 | 100 | A | 7 | 3.1 | A | 7 | 96000 | B | 7 | 77777 | A | 7 | 0.4 | E | 8 | 0.045 | F | 8 | 0.22 | F | 8 | 0 | 1 | D | 9 | 0 | C | 8
1994-12-18 | 16:00 | 231 | 1413 | 124 | 1 | 10 | 575 | 1 | 16 | 30 | 1 | 10 | 128 | 1 | 10 | 429 | 1 | 16 | 57 | 1 | 10 | 60 | 1 | 21 | 1 | A | 7 | 1 | A | 7 | 16.1 | A | 7 | -13.9 | A | 7 | 10 | A | 7 | 834 | A | 7 | 80 | A | 7 | 3.1 | A | 7 | 96000 | B | 7 | 77777 | A | 7 | 0.4 | E | 8 | 0.045 | F | 8 | 0.22 | F | 8 | 0 | 1 | D | 9 | 0 | C | 8
1994-12-18 | 17:00 | 35 | 812 | 11 | 1 | 10 | 149 | 1 | 16 | 5 | 1 | 10 | 13 | 1 | 10 | 82 | 1 | 16 | 9 | 1 | 10 | 17 | 1 | 21 | 1 | A | 7 | 1 | A | 7 | 10.6 | A | 7 | -12.8 | A | 7 | 16 | A | 7 | 833 | A | 7 | 70 | A | 7 | 1.5 | A | 7 | 96000 | B | 7 | 77777 | A | 7 | 0.4 | E | 8 | 0.045 | F | 8 | 0.22 | F | 8 | 0 | 1 | D | 9 | 0 | C | 8
1994-12-18 | 18:00 | 0 | 0 | 0 | 1 | 0 | 0 | 1 | 0 | 0 | 1 | 0 | 0 | 1 | 0 | 0 | 1 | 0 | 0 | 1 | 0 | 0 | 1 | 0 | 0 | A | 7 | 0 | A | 7 | 7.2 | A | 7 | -13.3 | A | 7 | 19 | A | 7 | 833 | A | 7 | 110 | A | 7 | 3.6 | A | 7 | 48000 | B | 7 | 77777 | A | 7 | 0.4 | E | 8 | 0.045 | F | 8 | 0.22 | F | 8 | 0 | 1 | D | 9 | 0 | C | 8
1994-12-18 | 19:00 | 0 | 0 | 0 | 1 | 0 | 0 | 1 | 0 | 0 | 1 | 0 | 0 | 1 | 0 | 0 | 1 | 0 | 0 | 1 | 0 | 0 | 1 | 0 | 0 | A | 7 | 0 | A | 7 | 6.7 | A | 7 | -13.3 | A | 7 | 20 | A | 7 | 833 | A | 7 | 180 | A | 7 | 3.6 | A | 7 | 40000 | B | 7 | 77777 | A | 7 | 0.4 | E | 8 | 0.045 | F | 8 | 0.22 | F | 8 | 0 | 1 | D | 9 | 0 | C | 8
1994-12-18 | 20:00 | 0 | 0 | 0 | 1 | 0 | 0 | 1 | 0 | 0 | 1 | 0 | 0 | 1 | 0 | 0 | 1 | 0 | 0 | 1 | 0 | 0 | 1 | 0 | 0 | A | 7 | 0 | A | 7 | 2.8 | A | 7 | -11.7 | A | 7 | 30 | A | 7 | 832 | A | 7 | 210 | A | 7 | 2.6 | A | 7 | 40000 | B | 7 | 77777 | A | 7 | 0.4 | E | 8 | 0.045 | F | 8 | 0.22 | F | 8 | 0 | 1 | D | 9 | 0 | C | 8
1994-12-18 | 21:00 | 0 | 0 | 0 | 1 | 0 | 0 | 1 | 0 | 0 | 1 | 0 | 0 | 1 | 0 | 0 | 1 | 0 | 0 | 1 | 0 | 0 | 1 | 0 | 0 | A | 7 | 0 | A | 7 | 2.8 | A | 7 | -11.7 | A | 7 | 30 | A | 7 | 832 | A | 7 | 150 | A | 7 | 3.1 | A | 7 | 40000 | B | 7 | 77777 | A | 7 | 0.4 | E | 8 | 0.045 | F | 8 | 0.22 | F | 8 | 0 | 1 | D | 9 | 0 | C | 8
1994-12-18 | 22:00 | 0 | 0 | 0 | 1 | 0 | 0 | 1 | 0 | 0 | 1 | 0 | 0 | 1 | 0 | 0 | 1 | 0 | 0 | 1 | 0 | 0 | 1 | 0 | 0 | A | 7 | 0 | A | 7 | 4.4 | A | 7 | -11.7 | A | 7 | 27 | A | 7 | 832 | A | 7 | 190 | A | 7 | 3.6 | A | 7 | 40000 | B | 7 | 77777 | A | 7 | 0.4 | E | 8 | 0.045 | F | 8 | 0.22 | F | 8 | 0 | 1 | D | 9 | 0 | C | 8
1994-12-18 | 23:00 | 0 | 0 | 0 | 1 | 0 | 0 | 1 | 0 | 0 | 1 | 0 | 0 | 1 | 0 | 0 | 1 | 0 | 0 | 1 | 0 | 0 | 1 | 0 | 2 | A | 7 | 2 | A | 7 | 2.8 | A | 7 | -11.7 | A | 7 | 30 | A | 7 | 831 | A | 7 | 140 | A | 7 | 2.6 | A | 7 | 40000 | B | 7 | 77777 | A | 7 | 0.4 | E | 8 | 0.045 | F | 8 | 0.22 | F | 8 | 0 | 1 | D | 9 | 0 | C | 8
1994-12-18 | 24:00 | 0 | 0 | 0 | 1 | 0 | 0 | 1 | 0 | 0 | 1 | 0 | 0 | 1 | 0 | 0 | 1 | 0 | 0 | 1 | 0 | 0 | 1 | 0 | 3 | A | 7 | 3 | A | 7 | 1.7 | A | 7 | -11.7 | A | 7 | 32 | A | 7 | 831 | A | 7 | 320 | A | 7 | 2.6 | A | 7 | 40000 | B | 7 | 77777 | A | 7 | 0.4 | E | 8 | 0.045 | F | 8 | 0.22 | F | 8 | 0 | 1 | D | 9 | 0 | C | 8
1994-12-19 | 1:00 | 0 | 0 | 0 | 1 | 0 | 0 | 1 | 0 | 0 | 1 | 0 | 0 | 1 | 0 | 0 | 1 | 0 | 0 | 1 | 0 | 0 | 1 | 0 | 3 | A | 7 | 1 | A | 7 | 1.1 | A | 7 | -11.1 | A | 7 | 36 | A | 7 | 831 | A | 7 | 160 | A | 7 | 3.1 | A | 7 | 40000 | B | 7 | 77777 | A | 7 | 0.4 | E | 8 | 0.045 | F | 8 | 0.22 | F | 8 | 0 | 1 | D | 9 | 0 | C | 8
1994-12-19 | 2:00 | 0 | 0 | 0 | 1 | 0 | 0 | 1 | 0 | 0 | 1 | 0 | 0 | 1 | 0 | 0 | 1 | 0 | 0 | 1 | 0 | 0 | 1 | 0 | 1 | A | 7 | 0 | A | 7 | 1.7 | A | 7 | -11.1 | A | 7 | 34 | A | 7 | 831 | A | 7 | 190 | A | 7 | 3.1 | A | 7 | 40000 | B | 7 | 77777 | A | 7 | 0.3 | E | 8 | 0.045 | F | 8 | 0.22 | F | 8 | 0 | 1 | D | 9 | 0 | C | 8
1994-12-19 | 3:00 | 0 | 0 | 0 | 1 | 0 | 0 | 1 | 0 | 0 | 1 | 0 | 0 | 1 | 0 | 0 | 1 | 0 | 0 | 1 | 0 | 0 | 1 | 0 | 0 | A | 7 | 0 | A | 7 | 3.9 | A | 7 | -11.7 | A | 7 | 28 | A | 7 | 831 | A | 7 | 330 | A | 7 | 3.6 | A | 7 | 40000 | B | 7 | 77777 | A | 7 | 0.3 | E | 8 | 0.045 | F | 8 | 0.22 | F | 8 | 0 | 1 | D | 9 | 0 | C | 8
1994-12-19 | 4:00 | 0 | 0 | 0 | 1 | 0 | 0 | 1 | 0 | 0 | 1 | 0 | 0 | 1 | 0 | 0 | 1 | 0 | 0 | 1 | 0 | 0 | 1 | 0 | 0 | A | 7 | 0 | A | 7 | -2.2 | A | 7 | -10 | A | 7 | 51 | A | 7 | 831 | A | 7 | 190 | A | 7 | 2.1 | A | 7 | 40000 | B | 7 | 77777 | A | 7 | 0.3 | E | 8 | 0.045 | F | 8 | 0.22 | F | 8 | 0 | 1 | D | 9 | 0 | C | 8
1994-12-19 | 5:00 | 0 | 0 | 0 | 1 | 0 | 0 | 1 | 0 | 0 | 1 | 0 | 0 | 1 | 0 | 0 | 1 | 0 | 0 | 1 | 0 | 0 | 1 | 0 | 0 | A | 7 | 0 | A | 7 | 6.1 | A | 7 | -7.8 | A | 7 | 33 | A | 7 | 832 | A | 7 | 300 | A | 7 | 13.9 | A | 7 | 32000 | B | 7 | 77777 | A | 7 | 0.3 | E | 8 | 0.045 | F | 8 | 0.22 | F | 8 | 0 | 1 | D | 9 | 0 | C | 8
1994-12-19 | 6:00 | 0 | 0 | 0 | 1 | 0 | 0 | 1 | 0 | 0 | 1 | 0 | 0 | 1 | 0 | 0 | 1 | 0 | 0 | 1 | 0 | 0 | 1 | 0 | 0 | A | 7 | 0 | A | 7 | 5 | A | 7 | -12.2 | A | 7 | 24 | A | 7 | 833 | A | 7 | 290 | A | 7 | 10.3 | A | 7 | 32000 | B | 7 | 77777 | A | 7 | 0.3 | E | 8 | 0.045 | F | 8 | 0.22 | F | 8 | 0 | 1 | D | 9 | 0 | C | 8
1994-12-19 | 7:00 | 0 | 0 | 0 | 1 | 0 | 0 | 1 | 0 | 0 | 1 | 0 | 0 | 1 | 0 | 0 | 1 | 0 | 0 | 1 | 0 | 0 | 1 | 0 | 0 | A | 7 | 0 | A | 7 | 5 | A | 7 | -15.6 | A | 7 | 18 | A | 7 | 833 | A | 7 | 280 | A | 7 | 11.8 | A | 7 | 64000 | B | 7 | 77777 | A | 7 | 0.3 | E | 8 | 0.045 | F | 8 | 0.22 | F | 8 | 0 | 1 | D | 9 | 0 | C | 8
1994-12-19 | 8:00 | 56 | 1025 | 19 | 1 | 10 | 69 | 1 | 16 | 15 | 1 | 10 | 21 | 1 | 10 | 26 | 1 | 16 | 19 | 1 | 10 | 26 | 1 | 21 | 5 | A | 7 | 5 | A | 7 | 4.4 | A | 7 | -13.3 | A | 7 | 23 | A | 7 | 832 | A | 7 | 270 | A | 7 | 9.8 | A | 7 | 80000 | B | 7 | 77777 | A | 7 | 0.3 | E | 8 | 0.045 | F | 8 | 0.22 | F | 8 | 0 | 1 | D | 9 | 0 | C | 8
1994-12-19 | 9:00 | 262 | 1413 | 43 | 1 | 10 | 37 | 1 | 16 | 36 | 1 | 10 | 49 | 1 | 10 | 28 | 1 | 16 | 43 | 1 | 10 | 77 | 1 | 21 | 8 | A | 7 | 8 | A | 7 | 5.6 | A | 7 | -11.1 | A | 7 | 26 | A | 7 | 832 | A | 7 | 310 | A | 7 | 11.3 | A | 7 | 64000 | B | 7 | 3962 | A | 7 | 0.3 | E | 8 | 0.045 | F | 8 | 0.22 | F | 8 | 0 | 1 | D | 9 | 0 | C | 8
1994-12-19 | 10:00 | 440 | 1413 | 126 | 1 | 10 | 174 | 1 | 16 | 71 | 1 | 10 | 138 | 1 | 10 | 160 | 1 | 16 | 88 | 1 | 10 | 130 | 1 | 21 | 7 | A | 7 | 7 | A | 7 | 6.7 | A | 7 | -10.6 | A | 7 | 25 | A | 7 | 833 | A | 7 | 310 | A | 7 | 9.3 | A | 7 | 64000 | B | 7 | 3962 | A | 7 | 0.3 | E | 8 | 0.045 | F | 8 | 0.22 | F | 8 | 0 | 1 | D | 9 | 0 | C | 8
1994-12-19 | 11:00 | 565 | 1413 | 355 | 1 | 10 | 624 | 1 | 16 | 105 | 1 | 10 | 368 | 1 | 10 | 589 | 1 | 16 | 131 | 1 | 10 | 203 | 1 | 21 | 5 | A | 7 | 4 | A | 7 | 8.3 | A | 7 | -9.4 | A | 7 | 25 | A | 7 | 833 | A | 7 | 290 | A | 7 | 6.7 | A | 7 | 80000 | B | 7 | 77777 | A | 7 | 0.3 | E | 8 | 0.045 | F | 8 | 0.22 | F | 8 | 0 | 1 | D | 9 | 0 | C | 8
1994-12-19 | 12:00 | 628 | 1413 | 393 | 1 | 10 | 582 | 1 | 16 | 135 | 1 | 10 | 420 | 1 | 10 | 572 | 1 | 16 | 165 | 1 | 10 | 270 | 1 | 21 | 2 | A | 7 | 2 | A | 7 | 8.3 | A | 7 | -9.4 | A | 7 | 25 | A | 7 | 833 | A | 7 | 290 | A | 7 | 11.8 | A | 7 | 80000 | B | 7 | 77777 | A | 7 | 0.3 | E | 8 | 0.045 | F | 8 | 0.22 | F | 8 | 0 | 1 | D | 9 | 0 | C | 8
1994-12-19 | 13:00 | 623 | 1413 | 454 | 1 | 10 | 774 | 1 | 16 | 112 | 1 | 10 | 472 | 1 | 10 | 746 | 1 | 16 | 142 | 1 | 10 | 224 | 1 | 21 | 3 | A | 7 | 3 | A | 7 | 8.9 | A | 7 | -8.9 | A | 7 | 25 | A | 7 | 833 | A | 7 | 290 | A | 7 | 11.3 | A | 7 | 80000 | B | 7 | 77777 | A | 7 | 0.3 | E | 8 | 0.045 | F | 8 | 0.22 | F | 8 | 0 | 1 | D | 9 | 0 | C | 8
1994-12-19 | 14:00 | 551 | 1413 | 363 | 1 | 10 | 710 | 1 | 16 | 86 | 1 | 10 | 381 | 1 | 10 | 673 | 1 | 16 | 118 | 1 | 10 | 171 | 1 | 21 | 2 | A | 7 | 2 | A | 7 | 8.3 | A | 7 | -9.4 | A | 7 | 25 | A | 7 | 833 | A | 7 | 300 | A | 7 | 7.7 | A | 7 | 80000 | B | 7 | 77777 | A | 7 | 0.3 | E | 8 | 0.045 | F | 8 | 0.22 | F | 8 | 0 | 1 | D | 9 | 0 | C | 8
1994-12-19 | 15:00 | 418 | 1413 | 203 | 1 | 10 | 446 | 1 | 16 | 71 | 1 | 10 | 211 | 1 | 10 | 392 | 1 | 16 | 94 | 1 | 10 | 133 | 1 | 21 | 3 | A | 7 | 3 | A | 7 | 7.8 | A | 7 | -8.3 | A | 7 | 29 | A | 7 | 833 | A | 7 | 300 | A | 7 | 11.8 | A | 7 | 80000 | B | 7 | 77777 | A | 7 | 0.3 | E | 8 | 0.045 | F | 8 | 0.22 | F | 8 | 0 | 1 | D | 9 | 0 | C | 8
1994-12-19 | 16:00 | 233 | 1413 | 121 | 1 | 10 | 470 | 1 | 16 | 43 | 1 | 10 | 124 | 1 | 10 | 332 | 1 | 16 | 69 | 1 | 10 | 77 | 1 | 21 | 1 | A | 7 | 1 | A | 7 | 6.1 | A | 7 | -17.2 | A | 7 | 14 | A | 7 | 834 | A | 7 | 290 | A | 7 | 9.3 | A | 7 | 80000 | B | 7 | 77777 | A | 7 | 0.3 | E | 8 | 0.045 | F | 8 | 0.22 | F | 8 | 0 | 1 | D | 9 | 0 | C | 8
1994-12-19 | 17:00 | 36 | 813 | 10 | 1 | 10 | 87 | 1 | 16 | 6 | 1 | 10 | 11 | 1 | 10 | 37 | 1 | 16 | 9 | 1 | 10 | 12 | 1 | 21 | 1 | A | 7 | 1 | A | 7 | 4.4 | A | 7 | -16.1 | A | 7 | 18 | A | 7 | 835 | A | 7 | 280 | A | 7 | 7.7 | A | 7 | 80000 | B | 7 | 77777 | A | 7 | 0.3 | E | 8 | 0.045 | F | 8 | 0.22 | F | 8 | 0 | 1 | D | 9 | 0 | C | 8
1994-12-19 | 18:00 | 0 | 0 | 0 | 1 | 0 | 0 | 1 | 0 | 0 | 1 | 0 | 0 | 1 | 0 | 0 | 1 | 0 | 0 | 1 | 0 | 0 | 1 | 0 | 0 | A | 7 | 0 | A | 7 | 2.2 | A | 7 | -15.6 | A | 7 | 22 | A | 7 | 835 | A | 7 | 280 | A | 7 | 3.6 | A | 7 | 48000 | B | 7 | 77777 | A | 7 | 0.3 | E | 8 | 0.045 | F | 8 | 0.22 | F | 8 | 0 | 1 | D | 9 | 0 | C | 8
1994-12-19 | 19:00 | 0 | 0 | 0 | 1 | 0 | 0 | 1 | 0 | 0 | 1 | 0 | 0 | 1 | 0 | 0 | 1 | 0 | 0 | 1 | 0 | 0 | 1 | 0 | 0 | A | 7 | 0 | A | 7 | 2.8 | A | 7 | -16.7 | A | 7 | 19 | A | 7 | 836 | A | 7 | 250 | A | 7 | 1.5 | A | 7 | 40000 | B | 7 | 77777 | A | 7 | 0.3 | E | 8 | 0.045 | F | 8 | 0.22 | F | 8 | 0 | 1 | D | 9 | 0 | C | 8
1994-12-19 | 20:00 | 0 | 0 | 0 | 1 | 0 | 0 | 1 | 0 | 0 | 1 | 0 | 0 | 1 | 0 | 0 | 1 | 0 | 0 | 1 | 0 | 0 | 1 | 0 | 2 | A | 7 | 2 | A | 7 | 1.7 | A | 7 | -16.7 | A | 7 | 20 | A | 7 | 836 | A | 7 | 200 | A | 7 | 2.1 | A | 7 | 40000 | B | 7 | 77777 | A | 7 | 0.3 | E | 8 | 0.045 | F | 8 | 0.22 | F | 8 | 0 | 1 | D | 9 | 0 | C | 8
1994-12-19 | 21:00 | 0 | 0 | 0 | 1 | 0 | 0 | 1 | 0 | 0 | 1 | 0 | 0 | 1 | 0 | 0 | 1 | 0 | 0 | 1 | 0 | 0 | 1 | 0 | 3 | A | 7 | 3 | A | 7 | 2.8 | A | 7 | -16.7 | A | 7 | 19 | A | 7 | 837 | A | 7 | 250 | A | 7 | 4.1 | A | 7 | 40000 | B | 7 | 77777 | A | 7 | 0.3 | E | 8 | 0.045 | F | 8 | 0.22 | F | 8 | 0 | 1 | D | 9 | 0 | C | 8
1994-12-19 | 22:00 | 0 | 0 | 0 | 1 | 0 | 0 | 1 | 0 | 0 | 1 | 0 | 0 | 1 | 0 | 0 | 1 | 0 | 0 | 1 | 0 | 0 | 1 | 0 | 2 | A | 7 | 2 | A | 7 | 2.8 | A | 7 | -17.2 | A | 7 | 18 | A | 7 | 837 | A | 7 | 250 | A | 7 | 4.1 | A | 7 | 40000 | B | 7 | 77777 | A | 7 | 0.3 | E | 8 | 0.045 | F | 8 | 0.22 | F | 8 | 0 | 1 | D | 9 | 0 | C | 8
1994-12-19 | 23:00 | 0 | 0 | 0 | 1 | 0 | 0 | 1 | 0 | 0 | 1 | 0 | 0 | 1 | 0 | 0 | 1 | 0 | 0 | 1 | 0 | 0 | 1 | 0 | 0 | A | 7 | 0 | A | 7 | 2.2 | A | 7 | -17.2 | A | 7 | 19 | A | 7 | 838 | A | 7 | 260 | A | 7 | 3.1 | A | 7 | 40000 | B | 7 | 77777 | A | 7 | 0.3 | E | 8 | 0.045 | F | 8 | 0.22 | F | 8 | 0 | 1 | D | 9 | 0 | C | 8
1994-12-19 | 24:00 | 0 | 0 | 0 | 1 | 0 | 0 | 1 | 0 | 0 | 1 | 0 | 0 | 1 | 0 | 0 | 1 | 0 | 0 | 1 | 0 | 0 | 1 | 0 | 0 | A | 7 | 0 | A | 7 | 1.1 | A | 7 | -16.7 | A | 7 | 21 | A | 7 | 838 | A | 7 | 250 | A | 7 | 3.6 | A | 7 | 40000 | B | 7 | 77777 | A | 7 | 0.3 | E | 8 | 0.045 | F | 8 | 0.22 | F | 8 | 0 | 1 | D | 9 | 0 | C | 8
1994-12-20 | 1:00 | 0 | 0 | 0 | 1 | 0 | 0 | 1 | 0 | 0 | 1 | 0 | 0 | 1 | 0 | 0 | 1 | 0 | 0 | 1 | 0 | 0 | 1 | 0 | 0 | A | 7 | 0 | A | 7 | -0.6 | A | 7 | -16.7 | A | 7 | 24 | A | 7 | 837 | A | 7 | 220 | A | 7 | 3.1 | A | 7 | 48000 | B | 7 | 77777 | A | 7 | 0.3 | E | 8 | 0.045 | F | 8 | 0.22 | F | 8 | 0 | 1 | D | 9 | 0 | C | 8
1994-12-20 | 2:00 | 0 | 0 | 0 | 1 | 0 | 0 | 1 | 0 | 0 | 1 | 0 | 0 | 1 | 0 | 0 | 1 | 0 | 0 | 1 | 0 | 0 | 1 | 0 | 0 | A | 7 | 0 | A | 7 | -2.8 | A | 7 | -16.7 | A | 7 | 29 | A | 7 | 837 | A | 7 | 170 | A | 7 | 2.1 | A | 7 | 48000 | B | 7 | 77777 | A | 7 | 0.3 | E | 8 | 0.045 | F | 8 | 0.22 | F | 8 | 0 | 1 | D | 9 | 0 | C | 8
1994-12-20 | 3:00 | 0 | 0 | 0 | 1 | 0 | 0 | 1 | 0 | 0 | 1 | 0 | 0 | 1 | 0 | 0 | 1 | 0 | 0 | 1 | 0 | 0 | 1 | 0 | 0 | A | 7 | 0 | A | 7 | -5 | A | 7 | -15.6 | A | 7 | 39 | A | 7 | 837 | A | 7 | 150 | A | 7 | 2.1 | A | 7 | 40000 | B | 7 | 77777 | A | 7 | 0.3 | E | 8 | 0.045 | F | 8 | 0.22 | F | 8 | 0 | 1 | D | 9 | 0 | C | 8
1994-12-20 | 4:00 | 0 | 0 | 0 | 1 | 0 | 0 | 1 | 0 | 0 | 1 | 0 | 0 | 1 | 0 | 0 | 1 | 0 | 0 | 1 | 0 | 0 | 1 | 0 | 0 | A | 7 | 0 | A | 7 | -4.4 | A | 7 | -18.9 | A | 7 | 27 | A | 7 | 837 | A | 7 | 160 | A | 7 | 1.5 | A | 7 | 40000 | B | 7 | 77777 | A | 7 | 0.3 | E | 8 | 0.045 | F | 8 | 0.22 | F | 8 | 0 | 1 | D | 9 | 0 | C | 8
1994-12-20 | 5:00 | 0 | 0 | 0 | 1 | 0 | 0 | 1 | 0 | 0 | 1 | 0 | 0 | 1 | 0 | 0 | 1 | 0 | 0 | 1 | 0 | 0 | 1 | 0 | 0 | A | 7 | 0 | A | 7 | -4.4 | A | 7 | -17.2 | A | 7 | 32 | A | 7 | 837 | A | 7 | 160 | A | 7 | 2.1 | A | 7 | 40000 | B | 7 | 77777 | A | 7 | 0.3 | E | 8 | 0.045 | F | 8 | 0.22 | F | 8 | 0 | 1 | D | 9 | 0 | C | 8
1994-12-20 | 6:00 | 0 | 0 | 0 | 1 | 0 | 0 | 1 | 0 | 0 | 1 | 0 | 0 | 1 | 0 | 0 | 1 | 0 | 0 | 1 | 0 | 0 | 1 | 0 | 0 | A | 7 | 0 | A | 7 | -3.9 | A | 7 | -16.7 | A | 7 | 32 | A | 7 | 838 | A | 7 | 190 | A | 7 | 3.6 | A | 7 | 48000 | B | 7 | 77777 | A | 7 | 0.3 | E | 8 | 0.045 | F | 8 | 0.22 | F | 8 | 0 | 1 | D | 9 | 0 | C | 8
1994-12-20 | 7:00 | 0 | 0 | 0 | 1 | 0 | 0 | 1 | 0 | 0 | 1 | 0 | 0 | 1 | 0 | 0 | 1 | 0 | 0 | 1 | 0 | 0 | 1 | 0 | 0 | A | 7 | 0 | A | 7 | -3.3 | A | 7 | -16.7 | A | 7 | 30 | A | 7 | 838 | A | 7 | 190 | A | 7 | 3.1 | A | 7 | 48000 | B | 7 | 77777 | A | 7 | 0.3 | E | 8 | 0.045 | F | 8 | 0.22 | F | 8 | 0 | 1 | D | 9 | 0 | C | 8
1994-12-20 | 8:00 | 54 | 1001 | 18 | 1 | 10 | 138 | 1 | 16 | 11 | 1 | 10 | 20 | 1 | 10 | 63 | 1 | 16 | 16 | 1 | 10 | 21 | 1 | 21 | 0 | A | 7 | 0 | A | 7 | -2.8 | A | 7 | -16.1 | A | 7 | 31 | A | 7 | 838 | A | 7 | 170 | A | 7 | 2.1 | A | 7 | 96000 | B | 7 | 77777 | A | 7 | 0.3 | E | 8 | 0.045 | F | 8 | 0.22 | F | 8 | 0 | 1 | D | 9 | 0 | C | 8
1994-12-20 | 9:00 | 260 | 1413 | 142 | 1 | 10 | 560 | 1 | 16 | 39 | 1 | 10 | 144 | 1 | 10 | 430 | 1 | 16 | 65 | 1 | 10 | 72 | 1 | 21 | 0 | A | 7 | 0 | A | 7 | 2.2 | A | 7 | -14.4 | A | 7 | 24 | A | 7 | 839 | A | 7 | 200 | A | 7 | 3.6 | A | 7 | 96000 | B | 7 | 77777 | A | 7 | 0.3 | E | 8 | 0.045 | F | 8 | 0.22 | F | 8 | 0 | 1 | D | 9 | 0 | C | 8
1994-12-20 | 10:00 | 439 | 1413 | 287 | 1 | 10 | 750 | 1 | 16 | 54 | 1 | 10 | 299 | 1 | 10 | 677 | 1 | 16 | 88 | 1 | 10 | 109 | 1 | 21 | 0 | A | 7 | 0 | A | 7 | 6.7 | A | 7 | -12.8 | A | 7 | 21 | A | 7 | 839 | A | 7 | 190 | A | 7 | 3.1 | A | 7 | 96000 | B | 7 | 77777 | A | 7 | 0.3 | E | 8 | 0.045 | F | 8 | 0.22 | F | 8 | 0 | 1 | D | 9 | 0 | C | 8
1994-12-20 | 11:00 | 564 | 1413 | 397 | 1 | 10 | 832 | 1 | 16 | 65 | 1 | 10 | 418 | 1 | 10 | 792 | 1 | 16 | 101 | 1 | 10 | 137 | 1 | 21 | 0 | A | 7 | 0 | A | 7 | 10 | A | 7 | -11.1 | A | 7 | 19 | A | 7 | 839 | A | 7 | 140 | A | 7 | 2.1 | A | 7 | 96000 | B | 7 | 77777 | A | 7 | 0.3 | E | 8 | 0.045 | F | 8 | 0.22 | F | 8 | 0 | 1 | D | 9 | 0 | C | 8
1994-12-20 | 12:00 | 627 | 1413 | 454 | 1 | 10 | 864 | 1 | 16 | 70 | 1 | 10 | 480 | 1 | 10 | 838 | 1 | 16 | 107 | 1 | 10 | 151 | 1 | 21 | 0 | A | 7 | 0 | A | 7 | 12.2 | A | 7 | -10.6 | A | 7 | 17 | A | 7 | 838 | A | 7 | 80 | A | 7 | 1.5 | A | 7 | 96000 | B | 7 | 77777 | A | 7 | 0.4 | E | 8 | 0.045 | F | 8 | 0.22 | F | 8 | 0 | 1 | D | 9 | 0 | C | 8
1994-12-20 | 13:00 | 623 | 1413 | 450 | 1 | 10 | 862 | 1 | 16 | 70 | 1 | 10 | 476 | 1 | 10 | 835 | 1 | 16 | 106 | 1 | 10 | 151 | 1 | 21 | 0 | A | 7 | 0 | A | 7 | 12.8 | A | 7 | -10 | A | 7 | 18 | A | 7 | 838 | A | 7 | 360 | A | 7 | 2.1 | A | 7 | 96000 | B | 7 | 77777 | A | 7 | 0.4 | E | 8 | 0.045 | F | 8 | 0.22 | F | 8 | 0 | 1 | D | 9 | 0 | C | 8
1994-12-20 | 14:00 | 552 | 1413 | 357 | 1 | 10 | 744 | 1 | 16 | 66 | 1 | 10 | 374 | 1 | 10 | 705 | 1 | 16 | 97 | 1 | 10 | 136 | 1 | 21 | 1 | A | 7 | 0 | A | 7 | 12.2 | A | 7 | -9.4 | A | 7 | 19 | A | 7 | 837 | A | 7 | 60 | A | 7 | 2.6 | A | 7 | 96000 | B | 7 | 77777 | A | 7 | 0.4 | E | 8 | 0.045 | F | 8 | 0.22 | F | 8 | 0 | 1 | D | 9 | 0 | C | 8
1994-12-20 | 15:00 | 419 | 1413 | 259 | 1 | 10 | 687 | 1 | 16 | 54 | 1 | 10 | 267 | 1 | 10 | 612 | 1 | 16 | 85 | 1 | 10 | 107 | 1 | 21 | 1 | A | 7 | 0 | A | 7 | 12.2 | A | 7 | -8.9 | A | 7 | 20 | A | 7 | 838 | A | 7 | 360 | A | 7 | 4.6 | A | 7 | 96000 | B | 7 | 77777 | A | 7 | 0.4 | E | 8 | 0.045 | F | 8 | 0.22 | F | 8 | 0 | 1 | D | 9 | 0 | C | 8
1994-12-20 | 16:00 | 234 | 1413 | 122 | 1 | 10 | 504 | 1 | 16 | 38 | 1 | 10 | 126 | 1 | 10 | 360 | 1 | 16 | 66 | 1 | 10 | 70 | 1 | 21 | 1 | A | 7 | 0 | A | 7 | 10.6 | A | 7 | -8.9 | A | 7 | 22 | A | 7 | 838 | A | 7 | 50 | A | 7 | 4.1 | A | 7 | 96000 | B | 7 | 77777 | A | 7 | 0.4 | E | 8 | 0.045 | F | 8 | 0.22 | F | 8 | 0 | 1 | D | 9 | 0 | C | 8
1994-12-20 | 17:00 | 37 | 813 | 11 | 1 | 10 | 93 | 1 | 16 | 7 | 1 | 10 | 12 | 1 | 10 | 40 | 1 | 16 | 11 | 1 | 10 | 14 | 1 | 21 | 0 | A | 7 | 0 | A | 7 | 5.6 | A | 7 | -8.9 | A | 7 | 31 | A | 7 | 838 | A | 7 | 110 | A | 7 | 2.6 | A | 7 | 80000 | B | 7 | 77777 | A | 7 | 0.4 | E | 8 | 0.045 | F | 8 | 0.22 | F | 8 | 0 | 1 | D | 9 | 0 | C | 8
1994-12-20 | 18:00 | 0 | 0 | 0 | 1 | 0 | 0 | 1 | 0 | 0 | 1 | 0 | 0 | 1 | 0 | 0 | 1 | 0 | 0 | 1 | 0 | 0 | 1 | 0 | 0 | A | 7 | 0 | A | 7 | 3.3 | A | 7 | -8.9 | A | 7 | 37 | A | 7 | 839 | A | 7 | 180 | A | 7 | 2.6 | A | 7 | 48000 | B | 7 | 77777 | A | 7 | 0.4 | E | 8 | 0.045 | F | 8 | 0.22 | F | 8 | 0 | 1 | D | 9 | 0 | C | 8
1994-12-20 | 19:00 | 0 | 0 | 0 | 1 | 0 | 0 | 1 | 0 | 0 | 1 | 0 | 0 | 1 | 0 | 0 | 1 | 0 | 0 | 1 | 0 | 0 | 1 | 0 | 0 | A | 7 | 0 | A | 7 | 2.8 | A | 7 | -8.3 | A | 7 | 40 | A | 7 | 839 | A | 7 | 150 | A | 7 | 2.6 | A | 7 | 48000 | B | 7 | 77777 | A | 7 | 0.4 | E | 8 | 0.045 | F | 8 | 0.22 | F | 8 | 0 | 1 | D | 9 | 0 | C | 8
1994-12-20 | 20:00 | 0 | 0 | 0 | 1 | 0 | 0 | 1 | 0 | 0 | 1 | 0 | 0 | 1 | 0 | 0 | 1 | 0 | 0 | 1 | 0 | 0 | 1 | 0 | 0 | A | 7 | 0 | A | 7 | 1.1 | A | 7 | -8.9 | A | 7 | 43 | A | 7 | 840 | A | 7 | 140 | A | 7 | 2.1 | A | 7 | 48000 | B | 7 | 77777 | A | 7 | 0.4 | E | 8 | 0.045 | F | 8 | 0.22 | F | 8 | 0 | 1 | D | 9 | 0 | C | 8
1994-12-20 | 21:00 | 0 | 0 | 0 | 1 | 0 | 0 | 1 | 0 | 0 | 1 | 0 | 0 | 1 | 0 | 0 | 1 | 0 | 0 | 1 | 0 | 0 | 1 | 0 | 0 | A | 7 | 0 | A | 7 | 1.1 | A | 7 | -8.9 | A | 7 | 43 | A | 7 | 840 | A | 7 | 170 | A | 7 | 2.6 | A | 7 | 48000 | B | 7 | 77777 | A | 7 | 0.4 | E | 8 | 0.045 | F | 8 | 0.22 | F | 8 | 0 | 1 | D | 9 | 0 | C | 8
1994-12-20 | 22:00 | 0 | 0 | 0 | 1 | 0 | 0 | 1 | 0 | 0 | 1 | 0 | 0 | 1 | 0 | 0 | 1 | 0 | 0 | 1 | 0 | 0 | 1 | 0 | 1 | A | 7 | 0 | A | 7 | -0.6 | A | 7 | -9.4 | A | 7 | 47 | A | 7 | 840 | A | 7 | 150 | A | 7 | 2.1 | A | 7 | 48000 | B | 7 | 77777 | A | 7 | 0.4 | E | 8 | 0.045 | F | 8 | 0.22 | F | 8 | 0 | 1 | D | 9 | 0 | C | 8
1994-12-20 | 23:00 | 0 | 0 | 0 | 1 | 0 | 0 | 1 | 0 | 0 | 1 | 0 | 0 | 1 | 0 | 0 | 1 | 0 | 0 | 1 | 0 | 0 | 1 | 0 | 0 | A | 7 | 0 | A | 7 | -2.2 | A | 7 | -8.9 | A | 7 | 56 | A | 7 | 841 | A | 7 | 140 | A | 7 | 2.6 | A | 7 | 48000 | B | 7 | 77777 | A | 7 | 0.4 | E | 8 | 0.045 | F | 8 | 0.22 | F | 8 | 0 | 1 | D | 9 | 0 | C | 8
1994-12-20 | 24:00 | 0 | 0 | 0 | 1 | 0 | 0 | 1 | 0 | 0 | 1 | 0 | 0 | 1 | 0 | 0 | 1 | 0 | 0 | 1 | 0 | 0 | 1 | 0 | 0 | A | 7 | 0 | A | 7 | 0.6 | A | 7 | -10 | A | 7 | 41 | A | 7 | 841 | A | 7 | 160 | A | 7 | 4.1 | A | 7 | 48000 | B | 7 | 77777 | A | 7 | 0.4 | E | 8 | 0.045 | F | 8 | 0.22 | F | 8 | 0 | 1 | D | 9 | 0 | C | 8
1994-12-21 | 1:00 | 0 | 0 | 0 | 1 | 0 | 0 | 1 | 0 | 0 | 1 | 0 | 0 | 1 | 0 | 0 | 1 | 0 | 0 | 1 | 0 | 0 | 1 | 0 | 0 | A | 7 | 0 | A | 7 | -1.1 | A | 7 | -10.6 | A | 7 | 44 | A | 7 | 841 | A | 7 | 180 | A | 7 | 1.5 | A | 7 | 40000 | B | 7 | 77777 | A | 7 | 0.4 | E | 8 | 0.045 | F | 8 | 0.22 | F | 8 | 0 | 1 | D | 9 | 0 | C | 8
1994-12-21 | 2:00 | 0 | 0 | 0 | 1 | 0 | 0 | 1 | 0 | 0 | 1 | 0 | 0 | 1 | 0 | 0 | 1 | 0 | 0 | 1 | 0 | 0 | 1 | 0 | 0 | A | 7 | 0 | A | 7 | -1.7 | A | 7 | -10.6 | A | 7 | 46 | A | 7 | 841 | A | 7 | 180 | A | 7 | 2.1 | A | 7 | 40000 | B | 7 | 77777 | A | 7 | 0.4 | E | 8 | 0.045 | F | 8 | 0.22 | F | 8 | 0 | 1 | D | 9 | 0 | C | 8
1994-12-21 | 3:00 | 0 | 0 | 0 | 1 | 0 | 0 | 1 | 0 | 0 | 1 | 0 | 0 | 1 | 0 | 0 | 1 | 0 | 0 | 1 | 0 | 0 | 1 | 0 | 0 | A | 7 | 0 | A | 7 | -1.7 | A | 7 | -10.6 | A | 7 | 46 | A | 7 | 841 | A | 7 | 150 | A | 7 | 2.1 | A | 7 | 40000 | B | 7 | 77777 | A | 7 | 0.4 | E | 8 | 0.045 | F | 8 | 0.22 | F | 8 | 0 | 1 | D | 9 | 0 | C | 8
1994-12-21 | 4:00 | 0 | 0 | 0 | 1 | 0 | 0 | 1 | 0 | 0 | 1 | 0 | 0 | 1 | 0 | 0 | 1 | 0 | 0 | 1 | 0 | 0 | 1 | 0 | 0 | A | 7 | 0 | A | 7 | -2.2 | A | 7 | -11.7 | A | 7 | 44 | A | 7 | 841 | A | 7 | 200 | A | 7 | 2.6 | A | 7 | 40000 | B | 7 | 77777 | A | 7 | 0.4 | E | 8 | 0.045 | F | 8 | 0.22 | F | 8 | 0 | 1 | D | 9 | 0 | C | 8
1994-12-21 | 5:00 | 0 | 0 | 0 | 1 | 0 | 0 | 1 | 0 | 0 | 1 | 0 | 0 | 1 | 0 | 0 | 1 | 0 | 0 | 1 | 0 | 0 | 1 | 0 | 0 | A | 7 | 0 | A | 7 | -2.2 | A | 7 | -12.2 | A | 7 | 42 | A | 7 | 841 | A | 7 | 170 | A | 7 | 2.1 | A | 7 | 48000 | B | 7 | 77777 | A | 7 | 0.4 | E | 8 | 0.045 | F | 8 | 0.22 | F | 8 | 0 | 1 | D | 9 | 0 | C | 8
1994-12-21 | 6:00 | 0 | 0 | 0 | 1 | 0 | 0 | 1 | 0 | 0 | 1 | 0 | 0 | 1 | 0 | 0 | 1 | 0 | 0 | 1 | 0 | 0 | 1 | 0 | 0 | A | 7 | 0 | A | 7 | -2.2 | A | 7 | -12.8 | A | 7 | 40 | A | 7 | 841 | A | 7 | 150 | A | 7 | 2.1 | A | 7 | 48000 | B | 7 | 77777 | A | 7 | 0.4 | E | 8 | 0.045 | F | 8 | 0.22 | F | 8 | 0 | 1 | D | 9 | 0 | C | 8
1994-12-21 | 7:00 | 0 | 0 | 0 | 1 | 0 | 0 | 1 | 0 | 0 | 1 | 0 | 0 | 1 | 0 | 0 | 1 | 0 | 0 | 1 | 0 | 0 | 1 | 0 | 0 | A | 7 | 0 | A | 7 | -2.8 | A | 7 | -11.1 | A | 7 | 49 | A | 7 | 841 | A | 7 | 150 | A | 7 | 2.1 | A | 7 | 64000 | B | 7 | 77777 | A | 7 | 0.4 | E | 8 | 0.045 | F | 8 | 0.22 | F | 8 | 0 | 1 | D | 9 | 0 | C | 8
1994-12-21 | 8:00 | 53 | 978 | 20 | 1 | 10 | 195 | 1 | 16 | 9 | 1 | 10 | 22 | 1 | 10 | 104 | 1 | 16 | 16 | 1 | 10 | 21 | 1 | 21 | 0 | A | 7 | 0 | A | 7 | 0.6 | A | 7 | -11.1 | A | 7 | 37 | A | 7 | 842 | A | 7 | 180 | A | 7 | 3.1 | A | 7 | 112000 | B | 7 | 77777 | A | 7 | 0.4 | E | 8 | 0.045 | F | 8 | 0.22 | F | 8 | 0 | 1 | D | 9 | 0 | C | 8
1994-12-21 | 9:00 | 258 | 1414 | 148 | 1 | 10 | 634 | 1 | 16 | 32 | 1 | 10 | 156 | 1 | 10 | 503 | 1 | 16 | 64 | 1 | 10 | 67 | 1 | 21 | 0 | A | 7 | 0 | A | 7 | 3.9 | A | 7 | -10.6 | A | 7 | 31 | A | 7 | 842 | A | 7 | 200 | A | 7 | 5.2 | A | 7 | 112000 | B | 7 | 77777 | A | 7 | 0.4 | E | 8 | 0.045 | F | 8 | 0.22 | F | 8 | 0 | 1 | D | 9 | 0 | C | 8
1994-12-21 | 10:00 | 437 | 1414 | 294 | 1 | 10 | 807 | 1 | 16 | 44 | 1 | 10 | 311 | 1 | 10 | 731 | 1 | 16 | 84 | 1 | 10 | 101 | 1 | 21 | 0 | A | 7 | 0 | A | 7 | 8.3 | A | 7 | -10 | A | 7 | 24 | A | 7 | 843 | A | 7 | 210 | A | 7 | 4.1 | A | 7 | 112000 | B | 7 | 77777 | A | 7 | 0.4 | E | 8 | 0.045 | F | 8 | 0.22 | F | 8 | 0 | 1 | D | 9 | 0 | C | 8
1994-12-21 | 11:00 | 564 | 1414 | 404 | 1 | 10 | 881 | 1 | 16 | 53 | 1 | 10 | 427 | 1 | 10 | 835 | 1 | 16 | 93 | 1 | 10 | 124 | 1 | 21 | 0 | A | 7 | 0 | A | 7 | 12.2 | A | 7 | -10 | A | 7 | 18 | A | 7 | 842 | A | 7 | 180 | A | 7 | 4.1 | A | 7 | 112000 | B | 7 | 77777 | A | 7 | 0.4 | E | 8 | 0.045 | F | 8 | 0.22 | F | 8 | 0 | 1 | D | 9 | 0 | C | 8
1994-12-21 | 12:00 | 627 | 1414 | 461 | 1 | 10 | 910 | 1 | 16 | 57 | 1 | 10 | 486 | 1 | 10 | 875 | 1 | 16 | 96 | 1 | 10 | 134 | 1 | 21 | 0 | A | 7 | 0 | A | 7 | 15 | A | 7 | -13.3 | A | 7 | 11 | A | 7 | 842 | A | 7 | 150 | A | 7 | 3.1 | A | 7 | 112000 | B | 7 | 77777 | A | 7 | 0.4 | E | 8 | 0.045 | F | 8 | 0.22 | F | 8 | 0 | 1 | D | 9 | 0 | C | 8
1994-12-21 | 13:00 | 623 | 1414 | 457 | 1 | 10 | 908 | 1 | 16 | 57 | 1 | 10 | 483 | 1 | 10 | 872 | 1 | 16 | 96 | 1 | 10 | 134 | 1 | 21 | 0 | A | 7 | 0 | A | 7 | 16.1 | A | 7 | -13.9 | A | 7 | 10 | A | 7 | 842 | A | 7 | 290 | A | 7 | 1.5 | A | 7 | 112000 | B | 7 | 77777 | A | 7 | 0.4 | E | 8 | 0.045 | F | 8 | 0.22 | F | 8 | 0 | 1 | D | 9 | 0 | C | 8
1994-12-21 | 14:00 | 553 | 1414 | 395 | 1 | 10 | 876 | 1 | 16 | 52 | 1 | 10 | 417 | 1 | 10 | 827 | 1 | 16 | 92 | 1 | 10 | 122 | 1 | 21 | 0 | A | 7 | 0 | A | 7 | 15.6 | A | 7 | -13.9 | A | 7 | 10 | A | 7 | 841 | A | 7 | 90 | A | 7 | 3.6 | A | 7 | 112000 | B | 7 | 77777 | A | 7 | 0.4 | E | 8 | 0.045 | F | 8 | 0.22 | F | 8 | 0 | 1 | D | 9 | 0 | C | 8
1994-12-21 | 15:00 | 420 | 1414 | 279 | 1 | 10 | 795 | 1 | 16 | 43 | 1 | 10 | 296 | 1 | 10 | 714 | 1 | 16 | 82 | 1 | 10 | 98 | 1 | 21 | 0 | A | 7 | 0 | A | 7 | 15.6 | A | 7 | -14.4 | A | 7 | 10 | A | 7 | 842 | A | 7 | 70 | A | 7 | 2.1 | A | 7 | 112000 | B | 7 | 77777 | A | 7 | 0.4 | E | 8 | 0.045 | F | 8 | 0.22 | F | 8 | 0 | 1 | D | 9 | 0 | C | 8
1994-12-21 | 16:00 | 236 | 1414 | 130 | 1 | 10 | 587 | 1 | 16 | 32 | 1 | 10 | 133 | 1 | 10 | 440 | 1 | 16 | 60 | 1 | 10 | 63 | 1 | 21 | 1 | A | 7 | 0 | A | 7 | 14.4 | A | 7 | -13.9 | A | 7 | 11 | A | 7 | 842 | A | 7 | 160 | A | 7 | 1.5 | A | 7 | 112000 | B | 7 | 77777 | A | 7 | 0.4 | E | 8 | 0.045 | F | 8 | 0.22 | F | 8 | 0 | 1 | D | 9 | 0 | C | 8
1994-12-21 | 17:00 | 38 | 836 | 13 | 1 | 10 | 87 | 1 | 16 | 9 | 1 | 10 | 14 | 1 | 10 | 37 | 1 | 16 | 12 | 1 | 10 | 17 | 1 | 21 | 5 | A | 7 | 1 | A | 7 | 9.4 | A | 7 | -13.3 | A | 7 | 16 | A | 7 | 842 | A | 7 | 130 | A | 7 | 2.1 | A | 7 | 80000 | B | 7 | 77777 | A | 7 | 0.4 | E | 8 | 0.045 | F | 8 | 0.22 | F | 8 | 0 | 1 | D | 9 | 0 | C | 8
1994-12-21 | 18:00 | 0 | 0 | 0 | 1 | 0 | 0 | 1 | 0 | 0 | 1 | 0 | 0 | 1 | 0 | 0 | 1 | 0 | 0 | 1 | 0 | 0 | 1 | 0 | 4 | A | 7 | 1 | A | 7 | 6.1 | A | 7 | -12.2 | A | 7 | 23 | A | 7 | 842 | A | 7 | 130 | A | 7 | 2.1 | A | 7 | 48000 | B | 7 | 77777 | A | 7 | 0.4 | E | 8 | 0.045 | F | 8 | 0.22 | F | 8 | 0 | 1 | D | 9 | 0 | C | 8
1994-12-21 | 19:00 | 0 | 0 | 0 | 1 | 0 | 0 | 1 | 0 | 0 | 1 | 0 | 0 | 1 | 0 | 0 | 1 | 0 | 0 | 1 | 0 | 0 | 1 | 0 | 3 | A | 7 | 1 | A | 7 | 4.4 | A | 7 | -11.7 | A | 7 | 27 | A | 7 | 843 | A | 7 | 180 | A | 7 | 2.1 | A | 7 | 48000 | B | 7 | 77777 | A | 7 | 0.4 | E | 8 | 0.045 | F | 8 | 0.22 | F | 8 | 0 | 1 | D | 9 | 0 | C | 8
1994-12-21 | 20:00 | 0 | 0 | 0 | 1 | 0 | 0 | 1 | 0 | 0 | 1 | 0 | 0 | 1 | 0 | 0 | 1 | 0 | 0 | 1 | 0 | 0 | 1 | 0 | 2 | A | 7 | 0 | A | 7 | 3.9 | A | 7 | -12.8 | A | 7 | 25 | A | 7 | 843 | A | 7 | 180 | A | 7 | 3.6 | A | 7 | 32000 | B | 7 | 77777 | A | 7 | 0.4 | E | 8 | 0.045 | F | 8 | 0.22 | F | 8 | 0 | 1 | D | 9 | 0 | C | 8
1994-12-21 | 21:00 | 0 | 0 | 0 | 1 | 0 | 0 | 1 | 0 | 0 | 1 | 0 | 0 | 1 | 0 | 0 | 1 | 0 | 0 | 1 | 0 | 0 | 1 | 0 | 4 | A | 7 | 1 | A | 7 | 3.3 | A | 7 | -11.7 | A | 7 | 29 | A | 7 | 844 | A | 7 | 180 | A | 7 | 3.6 | A | 7 | 32000 | B | 7 | 77777 | A | 7 | 0.4 | E | 8 | 0.045 | F | 8 | 0.22 | F | 8 | 0 | 1 | D | 9 | 0 | C | 8
1994-12-21 | 22:00 | 0 | 0 | 0 | 1 | 0 | 0 | 1 | 0 | 0 | 1 | 0 | 0 | 1 | 0 | 0 | 1 | 0 | 0 | 1 | 0 | 0 | 1 | 0 | 2 | A | 7 | 1 | A | 7 | 2.2 | A | 7 | -12.2 | A | 7 | 30 | A | 7 | 844 | A | 7 | 190 | A | 7 | 3.6 | A | 7 | 32000 | B | 7 | 77777 | A | 7 | 0.4 | E | 8 | 0.045 | F | 8 | 0.22 | F | 8 | 0 | 1 | D | 9 | 0 | C | 8
1994-12-21 | 23:00 | 0 | 0 | 0 | 1 | 0 | 0 | 1 | 0 | 0 | 1 | 0 | 0 | 1 | 0 | 0 | 1 | 0 | 0 | 1 | 0 | 0 | 1 | 0 | 3 | A | 7 | 0 | A | 7 | 2.2 | A | 7 | -11.7 | A | 7 | 31 | A | 7 | 844 | A | 7 | 190 | A | 7 | 3.6 | A | 7 | 32000 | B | 7 | 77777 | A | 7 | 0.4 | E | 8 | 0.045 | F | 8 | 0.22 | F | 8 | 0 | 1 | D | 9 | 0 | C | 8
1994-12-21 | 24:00 | 0 | 0 | 0 | 1 | 0 | 0 | 1 | 0 | 0 | 1 | 0 | 0 | 1 | 0 | 0 | 1 | 0 | 0 | 1 | 0 | 0 | 1 | 0 | 1 | A | 7 | 0 | A | 7 | 2.8 | A | 7 | -12.2 | A | 7 | 29 | A | 7 | 844 | A | 7 | 180 | A | 7 | 4.1 | A | 7 | 32000 | B | 7 | 77777 | A | 7 | 0.4 | E | 8 | 0.045 | F | 8 | 0.22 | F | 8 | 0 | 1 | D | 9 | 0 | C | 8
1994-12-22 | 1:00 | 0 | 0 | 0 | 1 | 0 | 0 | 1 | 0 | 0 | 1 | 0 | 0 | 1 | 0 | 0 | 1 | 0 | 0 | 1 | 0 | 0 | 1 | 0 | 0 | A | 7 | 0 | A | 7 | 2.2 | A | 7 | -12.2 | A | 7 | 30 | A | 7 | 844 | A | 7 | 170 | A | 7 | 1.5 | A | 7 | 32000 | B | 7 | 77777 | A | 7 | 0.4 | E | 8 | 0.045 | F | 8 | 0.22 | F | 8 | 0 | 1 | D | 9 | 0 | C | 8
1994-12-22 | 2:00 | 0 | 0 | 0 | 1 | 0 | 0 | 1 | 0 | 0 | 1 | 0 | 0 | 1 | 0 | 0 | 1 | 0 | 0 | 1 | 0 | 0 | 1 | 0 | 0 | A | 7 | 0 | A | 7 | 1.7 | A | 7 | -12.2 | A | 7 | 31 | A | 7 | 845 | A | 7 | 180 | A | 7 | 4.1 | A | 7 | 32000 | B | 7 | 77777 | A | 7 | 0.4 | E | 8 | 0.045 | F | 8 | 0.22 | F | 8 | 0 | 1 | D | 9 | 0 | C | 8
1994-12-22 | 3:00 | 0 | 0 | 0 | 1 | 0 | 0 | 1 | 0 | 0 | 1 | 0 | 0 | 1 | 0 | 0 | 1 | 0 | 0 | 1 | 0 | 0 | 1 | 0 | 0 | A | 7 | 0 | A | 7 | 2.2 | A | 7 | -12.2 | A | 7 | 30 | A | 7 | 844 | A | 7 | 190 | A | 7 | 5.2 | A | 7 | 32000 | B | 7 | 77777 | A | 7 | 0.4 | E | 8 | 0.045 | F | 8 | 0.22 | F | 8 | 0 | 1 | D | 9 | 0 | C | 8
1994-12-22 | 4:00 | 0 | 0 | 0 | 1 | 0 | 0 | 1 | 0 | 0 | 1 | 0 | 0 | 1 | 0 | 0 | 1 | 0 | 0 | 1 | 0 | 0 | 1 | 0 | 0 | A | 7 | 0 | A | 7 | 2.2 | A | 7 | -13.9 | A | 7 | 26 | A | 7 | 844 | A | 7 | 200 | A | 7 | 4.6 | A | 7 | 32000 | B | 7 | 77777 | A | 7 | 0.4 | E | 8 | 0.045 | F | 8 | 0.22 | F | 8 | 0 | 1 | D | 9 | 0 | C | 8
1994-12-22 | 5:00 | 0 | 0 | 0 | 1 | 0 | 0 | 1 | 0 | 0 | 1 | 0 | 0 | 1 | 0 | 0 | 1 | 0 | 0 | 1 | 0 | 0 | 1 | 0 | 0 | A | 7 | 0 | A | 7 | 1.1 | A | 7 | -13.9 | A | 7 | 28 | A | 7 | 845 | A | 7 | 190 | A | 7 | 4.1 | A | 7 | 32000 | B | 7 | 77777 | A | 7 | 0.4 | E | 8 | 0.045 | F | 8 | 0.22 | F | 8 | 0 | 1 | D | 9 | 0 | C | 8
1994-12-22 | 6:00 | 0 | 0 | 0 | 1 | 0 | 0 | 1 | 0 | 0 | 1 | 0 | 0 | 1 | 0 | 0 | 1 | 0 | 0 | 1 | 0 | 0 | 1 | 0 | 1 | A | 7 | 1 | A | 7 | -1.1 | A | 7 | -11.7 | A | 7 | 40 | A | 7 | 846 | A | 7 | 150 | A | 7 | 3.1 | A | 7 | 32000 | B | 7 | 77777 | A | 7 | 0.4 | E | 8 | 0.045 | F | 8 | 0.22 | F | 8 | 0 | 1 | D | 9 | 0 | C | 8
1994-12-22 | 7:00 | 0 | 0 | 0 | 1 | 0 | 0 | 1 | 0 | 0 | 1 | 0 | 0 | 1 | 0 | 0 | 1 | 0 | 0 | 1 | 0 | 0 | 1 | 0 | 2 | A | 7 | 2 | A | 7 | -1.1 | A | 7 | -12.2 | A | 7 | 38 | A | 7 | 847 | A | 7 | 170 | A | 7 | 2.1 | A | 7 | 64000 | B | 7 | 77777 | A | 7 | 0.4 | E | 8 | 0.045 | F | 8 | 0.22 | F | 8 | 0 | 1 | D | 9 | 0 | C | 8
1994-12-22 | 8:00 | 52 | 978 | 19 | 1 | 10 | 116 | 1 | 16 | 13 | 1 | 10 | 20 | 1 | 10 | 52 | 1 | 16 | 17 | 1 | 10 | 24 | 1 | 21 | 4 | A | 7 | 3 | A | 7 | 0 | A | 7 | -11.7 | A | 7 | 37 | A | 7 | 847 | A | 7 | 190 | A | 7 | 1.5 | A | 7 | 112000 | B | 7 | 77777 | A | 7 | 0.4 | E | 8 | 0.045 | F | 8 | 0.22 | F | 8 | 0 | 1 | D | 9 | 0 | C | 8
1994-12-22 | 9:00 | 256 | 1414 | 132 | 1 | 10 | 522 | 1 | 16 | 37 | 1 | 10 | 134 | 1 | 10 | 400 | 1 | 16 | 61 | 1 | 10 | 70 | 1 | 21 | 2 | A | 7 | 2 | A | 7 | 4.4 | A | 7 | -11.1 | A | 7 | 28 | A | 7 | 848 | A | 7 | 200 | A | 7 | 2.1 | A | 7 | 112000 | B | 7 | 77777 | A | 7 | 0.4 | E | 8 | 0.045 | F | 8 | 0.22 | F | 8 | 0 | 1 | D | 9 | 0 | C | 8
1994-12-22 | 10:00 | 436 | 1414 | 304 | 1 | 10 | 883 | 1 | 16 | 32 | 1 | 10 | 326 | 1 | 10 | 801 | 1 | 16 | 77 | 1 | 10 | 88 | 1 | 21 | 0 | A | 7 | 0 | A | 7 | 7.2 | A | 7 | -11.7 | A | 7 | 22 | A | 7 | 849 | A | 7 | 180 | A | 7 | 3.6 | A | 7 | 112000 | B | 7 | 77777 | A | 7 | 0.4 | E | 8 | 0.045 | F | 8 | 0.22 | F | 8 | 0 | 1 | D | 9 | 0 | C | 8
1994-12-22 | 11:00 | 563 | 1414 | 415 | 1 | 10 | 946 | 1 | 16 | 38 | 1 | 10 | 442 | 1 | 10 | 898 | 1 | 16 | 83 | 1 | 10 | 106 | 1 | 21 | 0 | A | 7 | 0 | A | 7 | 10 | A | 7 | -11.7 | A | 7 | 18 | A | 7 | 848 | A | 7 | 210 | A | 7 | 2.6 | A | 7 | 112000 | B | 7 | 77777 | A | 7 | 0.4 | E | 8 | 0.045 | F | 8 | 0.22 | F | 8 | 0 | 1 | D | 9 | 0 | C | 8
1994-12-22 | 12:00 | 627 | 1414 | 472 | 1 | 10 | 970 | 1 | 16 | 42 | 1 | 10 | 503 | 1 | 10 | 935 | 1 | 16 | 87 | 1 | 10 | 116 | 1 | 21 | 0 | A | 7 | 0 | A | 7 | 11.1 | A | 7 | -13.3 | A | 7 | 15 | A | 7 | 847 | A | 7 | 230 | A | 7 | 2.1 | A | 7 | 112000 | B | 7 | 77777 | A | 7 | 0.4 | E | 8 | 0.045 | F | 8 | 0.22 | F | 8 | 0 | 1 | D | 9 | 0 | C | 8
1994-12-22 | 13:00 | 624 | 1414 | 469 | 1 | 10 | 969 | 1 | 16 | 41 | 1 | 10 | 499 | 1 | 10 | 933 | 1 | 16 | 86 | 1 | 10 | 114 | 1 | 21 | 0 | A | 7 | 0 | A | 7 | 12.2 | A | 7 | -12.2 | A | 7 | 15 | A | 7 | 846 | A | 7 | 60 | A | 7 | 1 | A | 7 | 96000 | B | 7 | 77777 | A | 7 | 0.4 | E | 8 | 0.045 | F | 8 | 0.22 | F | 8 | 0 | 1 | D | 9 | 0 | C | 8
1994-12-22 | 14:00 | 554 | 1414 | 407 | 1 | 10 | 943 | 1 | 16 | 38 | 1 | 10 | 435 | 1 | 10 | 893 | 1 | 16 | 83 | 1 | 10 | 105 | 1 | 21 | 0 | A | 7 | 0 | A | 7 | 12.2 | A | 7 | -11.7 | A | 7 | 16 | A | 7 | 845 | A | 7 | 140 | A | 7 | 2.6 | A | 7 | 96000 | B | 7 | 77777 | A | 7 | 0.4 | E | 8 | 0.045 | F | 8 | 0.22 | F | 8 | 0 | 1 | D | 9 | 0 | C | 8
1994-12-22 | 15:00 | 422 | 1414 | 288 | 1 | 10 | 855 | 1 | 16 | 33 | 1 | 10 | 308 | 1 | 10 | 770 | 1 | 16 | 77 | 1 | 10 | 89 | 1 | 21 | 1 | A | 7 | 0 | A | 7 | 12.2 | A | 7 | -11.1 | A | 7 | 17 | A | 7 | 845 | A | 7 | 80 | A | 7 | 3.6 | A | 7 | 96000 | B | 7 | 77777 | A | 7 | 0.4 | E | 8 | 0.045 | F | 8 | 0.22 | F | 8 | 0 | 1 | D | 9 | 0 | C | 8
1994-12-22 | 16:00 | 238 | 1414 | 127 | 1 | 10 | 586 | 1 | 16 | 28 | 1 | 10 | 134 | 1 | 10 | 455 | 1 | 16 | 57 | 1 | 10 | 63 | 1 | 21 | 3 | A | 7 | 1 | A | 7 | 11.7 | A | 7 | -11.1 | A | 7 | 17 | A | 7 | 845 | A | 7 | 110 | A | 7 | 1.5 | A | 7 | 96000 | B | 7 | 77777 | A | 7 | 0.4 | E | 8 | 0.045 | F | 8 | 0.22 | F | 8 | 0 | 1 | D | 9 | 0 | C | 8
1994-12-22 | 17:00 | 39 | 837 | 16 | 1 | 10 | 204 | 1 | 16 | 6 | 1 | 10 | 18 | 1 | 10 | 114 | 1 | 16 | 12 | 1 | 10 | 19 | 1 | 21 | 4 | A | 7 | 0 | A | 7 | 8.3 | A | 7 | -10.6 | A | 7 | 23 | A | 7 | 845 | A | 7 | 80 | A | 7 | 1.5 | A | 7 | 80000 | B | 7 | 77777 | A | 7 | 0.4 | E | 8 | 0.045 | F | 8 | 0.22 | F | 8 | 0 | 1 | D | 9 | 0 | C | 8
1994-12-22 | 18:00 | 0 | 0 | 0 | 1 | 0 | 0 | 1 | 0 | 0 | 1 | 0 | 0 | 1 | 0 | 0 | 1 | 0 | 0 | 1 | 0 | 0 | 1 | 0 | 3 | A | 7 | 0 | A | 7 | 2.8 | A | 7 | -10 | A | 7 | 35 | A | 7 | 846 | A | 7 | 110 | A | 7 | 2.6 | A | 7 | 32000 | B | 7 | 77777 | A | 7 | 0.4 | E | 8 | 0.045 | F | 8 | 0.22 | F | 8 | 0 | 1 | D | 9 | 0 | C | 8
1994-12-22 | 19:00 | 0 | 0 | 0 | 1 | 0 | 0 | 1 | 0 | 0 | 1 | 0 | 0 | 1 | 0 | 0 | 1 | 0 | 0 | 1 | 0 | 0 | 1 | 0 | 0 | A | 7 | 0 | A | 7 | 1.7 | A | 7 | -10.6 | A | 7 | 36 | A | 7 | 846 | A | 7 | 110 | A | 7 | 3.1 | A | 7 | 32000 | B | 7 | 77777 | A | 7 | 0.4 | E | 8 | 0.045 | F | 8 | 0.22 | F | 8 | 0 | 1 | D | 9 | 0 | C | 8
1994-12-22 | 20:00 | 0 | 0 | 0 | 1 | 0 | 0 | 1 | 0 | 0 | 1 | 0 | 0 | 1 | 0 | 0 | 1 | 0 | 0 | 1 | 0 | 0 | 1 | 0 | 0 | A | 7 | 0 | A | 7 | -0.6 | A | 7 | -11.1 | A | 7 | 41 | A | 7 | 846 | A | 7 | 130 | A | 7 | 2.6 | A | 7 | 32000 | B | 7 | 77777 | A | 7 | 0.4 | E | 8 | 0.045 | F | 8 | 0.22 | F | 8 | 0 | 1 | D | 9 | 0 | C | 8
1994-12-22 | 21:00 | 0 | 0 | 0 | 1 | 0 | 0 | 1 | 0 | 0 | 1 | 0 | 0 | 1 | 0 | 0 | 1 | 0 | 0 | 1 | 0 | 0 | 1 | 0 | 0 | A | 7 | 0 | A | 7 | -1.1 | A | 7 | -10 | A | 7 | 47 | A | 7 | 846 | A | 7 | 140 | A | 7 | 3.1 | A | 7 | 32000 | B | 7 | 77777 | A | 7 | 0.4 | E | 8 | 0.045 | F | 8 | 0.22 | F | 8 | 0 | 1 | D | 9 | 0 | C | 8
1994-12-22 | 22:00 | 0 | 0 | 0 | 1 | 0 | 0 | 1 | 0 | 0 | 1 | 0 | 0 | 1 | 0 | 0 | 1 | 0 | 0 | 1 | 0 | 0 | 1 | 0 | 0 | A | 7 | 0 | A | 7 | -1.7 | A | 7 | -11.1 | A | 7 | 44 | A | 7 | 845 | A | 7 | 180 | A | 7 | 2.1 | A | 7 | 32000 | B | 7 | 77777 | A | 7 | 0.4 | E | 8 | 0.045 | F | 8 | 0.22 | F | 8 | 0 | 1 | D | 9 | 0 | C | 8
1994-12-22 | 23:00 | 0 | 0 | 0 | 1 | 0 | 0 | 1 | 0 | 0 | 1 | 0 | 0 | 1 | 0 | 0 | 1 | 0 | 0 | 1 | 0 | 0 | 1 | 0 | 0 | A | 7 | 0 | A | 7 | -0.6 | A | 7 | -11.1 | A | 7 | 41 | A | 7 | 845 | A | 7 | 190 | A | 7 | 3.1 | A | 7 | 32000 | B | 7 | 77777 | A | 7 | 0.4 | E | 8 | 0.045 | F | 8 | 0.22 | F | 8 | 0 | 1 | D | 9 | 0 | C | 8
1994-12-22 | 24:00 | 0 | 0 | 0 | 1 | 0 | 0 | 1 | 0 | 0 | 1 | 0 | 0 | 1 | 0 | 0 | 1 | 0 | 0 | 1 | 0 | 0 | 1 | 0 | 0 | A | 7 | 0 | A | 7 | -1.1 | A | 7 | -11.7 | A | 7 | 40 | A | 7 | 845 | A | 7 | 150 | A | 7 | 2.6 | A | 7 | 32000 | B | 7 | 77777 | A | 7 | 0.4 | E | 8 | 0.045 | F | 8 | 0.22 | F | 8 | 0 | 1 | D | 9 | 0 | C | 8
1994-12-23 | 1:00 | 0 | 0 | 0 | 1 | 0 | 0 | 1 | 0 | 0 | 1 | 0 | 0 | 1 | 0 | 0 | 1 | 0 | 0 | 1 | 0 | 0 | 1 | 0 | 3 | A | 7 | 0 | A | 7 | -1.7 | A | 7 | -11.7 | A | 7 | 42 | A | 7 | 844 | A | 7 | 150 | A | 7 | 3.1 | A | 7 | 32000 | B | 7 | 77777 | A | 7 | 0.4 | E | 8 | 0.045 | F | 8 | 0.22 | F | 8 | 0 | 1 | D | 9 | 0 | C | 8
1994-12-23 | 2:00 | 0 | 0 | 0 | 1 | 0 | 0 | 1 | 0 | 0 | 1 | 0 | 0 | 1 | 0 | 0 | 1 | 0 | 0 | 1 | 0 | 0 | 1 | 0 | 2 | A | 7 | 0 | A | 7 | -3.9 | A | 7 | -11.1 | A | 7 | 53 | A | 7 | 843 | A | 7 | 160 | A | 7 | 3.1 | A | 7 | 32000 | B | 7 | 77777 | A | 7 | 0.4 | E | 8 | 0.045 | F | 8 | 0.22 | F | 8 | 0 | 1 | D | 9 | 0 | C | 8
1994-12-23 | 3:00 | 0 | 0 | 0 | 1 | 0 | 0 | 1 | 0 | 0 | 1 | 0 | 0 | 1 | 0 | 0 | 1 | 0 | 0 | 1 | 0 | 0 | 1 | 0 | 3 | A | 7 | 0 | A | 7 | -1.1 | A | 7 | -11.1 | A | 7 | 42 | A | 7 | 843 | A | 7 | 170 | A | 7 | 3.1 | A | 7 | 32000 | B | 7 | 77777 | A | 7 | 0.4 | E | 8 | 0.045 | F | 8 | 0.22 | F | 8 | 0 | 1 | D | 9 | 0 | C | 8
1994-12-23 | 4:00 | 0 | 0 | 0 | 1 | 0 | 0 | 1 | 0 | 0 | 1 | 0 | 0 | 1 | 0 | 0 | 1 | 0 | 0 | 1 | 0 | 0 | 1 | 0 | 6 | A | 7 | 0 | A | 7 | -2.2 | A | 7 | -12.2 | A | 7 | 42 | A | 7 | 843 | A | 7 | 270 | A | 7 | 1.5 | A | 7 | 32000 | B | 7 | 77777 | A | 7 | 0.4 | E | 8 | 0.045 | F | 8 | 0.22 | F | 8 | 0 | 1 | D | 9 | 0 | C | 8
1994-12-23 | 5:00 | 0 | 0 | 0 | 1 | 0 | 0 | 1 | 0 | 0 | 1 | 0 | 0 | 1 | 0 | 0 | 1 | 0 | 0 | 1 | 0 | 0 | 1 | 0 | 9 | A | 7 | 1 | A | 7 | -3.9 | A | 7 | -12.2 | A | 7 | 48 | A | 7 | 842 | A | 7 | 230 | A | 7 | 1.5 | A | 7 | 32000 | B | 7 | 77777 | A | 7 | 0.4 | E | 8 | 0.045 | F | 8 | 0.22 | F | 8 | 0 | 1 | D | 9 | 0 | C | 8
1994-12-23 | 6:00 | 0 | 0 | 0 | 1 | 0 | 0 | 1 | 0 | 0 | 1 | 0 | 0 | 1 | 0 | 0 | 1 | 0 | 0 | 1 | 0 | 0 | 1 | 0 | 9 | A | 7 | 1 | A | 7 | -5 | A | 7 | -10 | A | 7 | 65 | A | 7 | 842 | A | 7 | 160 | A | 7 | 2.6 | A | 7 | 32000 | B | 7 | 77777 | A | 7 | 0.4 | E | 8 | 0.045 | F | 8 | 0.22 | F | 8 | 0 | 1 | D | 9 | 0 | C | 8
1994-12-23 | 7:00 | 0 | 0 | 0 | 1 | 0 | 0 | 1 | 0 | 0 | 1 | 0 | 0 | 1 | 0 | 0 | 1 | 0 | 0 | 1 | 0 | 0 | 1 | 0 | 10 | A | 7 | 1 | A | 7 | -3.9 | A | 7 | -10 | A | 7 | 59 | A | 7 | 842 | A | 7 | 150 | A | 7 | 2.1 | A | 7 | 32000 | B | 7 | 77777 | A | 7 | 0.4 | E | 8 | 0.045 | F | 8 | 0.22 | F | 8 | 0 | 1 | D | 9 | 0 | C | 8
1994-12-23 | 8:00 | 51 | 954 | 11 | 1 | 10 | 0 | 1 | 16 | 11 | 1 | 10 | 13 | 1 | 10 | 0 | 1 | 16 | 13 | 1 | 10 | 40 | 1 | 21 | 10 | A | 7 | 10 | A | 7 | -3.3 | A | 7 | -9.4 | A | 7 | 59 | A | 7 | 842 | A | 7 | 160 | A | 7 | 2.1 | A | 7 | 80000 | B | 7 | 7620 | A | 7 | 0.5 | E | 8 | 0.045 | F | 8 | 0.22 | F | 8 | 0 | 1 | D | 9 | 0 | C | 8
1994-12-23 | 9:00 | 255 | 1414 | 69 | 1 | 10 | 0 | 1 | 16 | 69 | 1 | 10 | 76 | 1 | 10 | 0 | 1 | 16 | 76 | 1 | 10 | 227 | 1 | 21 | 10 | A | 7 | 10 | A | 7 | -0.6 | A | 7 | -8.3 | A | 7 | 52 | A | 7 | 842 | A | 7 | 180 | A | 7 | 1.5 | A | 7 | 96000 | B | 7 | 7620 | A | 7 | 0.5 | E | 8 | 0.045 | F | 8 | 0.22 | F | 8 | 0 | 1 | D | 9 | 0 | C | 8
1994-12-23 | 10:00 | 435 | 1414 | 123 | 1 | 10 | 0 | 1 | 16 | 123 | 1 | 10 | 137 | 1 | 10 | 0 | 1 | 16 | 137 | 1 | 10 | 434 | 1 | 21 | 10 | A | 7 | 10 | A | 7 | 2.2 | A | 7 | -9.4 | A | 7 | 38 | A | 7 | 842 | A | 7 | 190 | A | 7 | 1.5 | A | 7 | 96000 | B | 7 | 6706 | A | 7 | 0.5 | E | 8 | 0.045 | F | 8 | 0.22 | F | 8 | 0 | 1 | D | 9 | 0 | C | 8
1994-12-23 | 11:00 | 562 | 1414 | 162 | 1 | 10 | 0 | 1 | 16 | 162 | 1 | 10 | 182 | 1 | 10 | 0 | 1 | 16 | 182 | 1 | 10 | 602 | 1 | 21 | 10 | A | 7 | 10 | A | 7 | 3.9 | A | 7 | -9.4 | A | 7 | 34 | A | 7 | 841 | A | 7 | 340 | A | 7 | 1.5 | A | 7 | 96000 | B | 7 | 6706 | A | 7 | 0.5 | E | 8 | 0.045 | F | 8 | 0.22 | F | 8 | 0 | 1 | D | 9 | 0 | C | 8
1994-12-23 | 12:00 | 627 | 1414 | 181 | 1 | 10 | 0 | 1 | 16 | 181 | 1 | 10 | 204 | 1 | 10 | 0 | 1 | 16 | 204 | 1 | 10 | 691 | 1 | 21 | 10 | A | 7 | 10 | A | 7 | 5.6 | A | 7 | -8.9 | A | 7 | 31 | A | 7 | 840 | A | 7 | 340 | A | 7 | 1.5 | A | 7 | 64000 | B | 7 | 6706 | A | 7 | 0.5 | E | 8 | 0.045 | F | 8 | 0.22 | F | 8 | 0 | 1 | D | 9 | 0 | C | 8
1994-12-23 | 13:00 | 624 | 1414 | 181 | 1 | 10 | 0 | 1 | 16 | 181 | 1 | 10 | 204 | 1 | 10 | 0 | 1 | 16 | 204 | 1 | 10 | 689 | 1 | 21 | 10 | A | 7 | 10 | A | 7 | 7.2 | A | 7 | -10 | A | 7 | 26 | A | 7 | 839 | A | 7 | 330 | A | 7 | 1.5 | A | 7 | 56000 | B | 7 | 6096 | A | 7 | 0.5 | E | 8 | 0.045 | F | 8 | 0.22 | F | 8 | 0 | 1 | D | 9 | 0 | C | 8
1994-12-23 | 14:00 | 555 | 1414 | 159 | 1 | 10 | 0 | 1 | 16 | 159 | 1 | 10 | 179 | 1 | 10 | 0 | 1 | 16 | 179 | 1 | 10 | 590 | 1 | 21 | 10 | A | 7 | 10 | A | 7 | 7.8 | A | 7 | -10.6 | A | 7 | 23 | A | 7 | 839 | A | 7 | 290 | A | 7 | 1 | A | 7 | 56000 | B | 7 | 6096 | A | 7 | 0.6 | E | 8 | 0.045 | F | 8 | 0.22 | F | 8 | 0 | 1 | D | 9 | 0 | C | 8
1994-12-23 | 15:00 | 423 | 1414 | 119 | 1 | 10 | 0 | 1 | 16 | 119 | 1 | 10 | 133 | 1 | 10 | 0 | 1 | 16 | 133 | 1 | 10 | 419 | 1 | 21 | 10 | A | 7 | 10 | A | 7 | 7.8 | A | 7 | -10.6 | A | 7 | 23 | A | 7 | 838 | A | 7 | 360 | A | 7 | 1 | A | 7 | 64000 | B | 7 | 5486 | A | 7 | 0.6 | E | 8 | 0.045 | F | 8 | 0.22 | F | 8 | 0 | 1 | D | 9 | 0 | C | 8
1994-12-23 | 16:00 | 240 | 1414 | 65 | 1 | 10 | 0 | 1 | 16 | 65 | 1 | 10 | 72 | 1 | 10 | 0 | 1 | 16 | 72 | 1 | 10 | 212 | 1 | 21 | 10 | A | 7 | 10 | A | 7 | 6.1 | A | 7 | -10 | A | 7 | 28 | A | 7 | 838 | A | 7 | 130 | A | 7 | 1.5 | A | 7 | 64000 | B | 7 | 5486 | A | 7 | 0.6 | E | 8 | 0.045 | F | 8 | 0.22 | F | 8 | 0 | 1 | D | 9 | 0 | C | 8
1994-12-23 | 17:00 | 40 | 860 | 6 | 1 | 10 | 8 | 1 | 16 | 6 | 1 | 10 | 8 | 1 | 10 | 3 | 1 | 16 | 7 | 1 | 10 | 12 | 1 | 21 | 10 | A | 7 | 9 | A | 7 | 4.4 | A | 7 | -10 | A | 7 | 31 | A | 7 | 838 | A | 7 | 90 | A | 7 | 2.1 | A | 7 | 64000 | B | 7 | 5486 | A | 7 | 0.6 | E | 8 | 0.045 | F | 8 | 0.22 | F | 8 | 0 | 1 | D | 9 | 0 | C | 8
1994-12-23 | 18:00 | 0 | 0 | 0 | 1 | 0 | 0 | 1 | 0 | 0 | 1 | 0 | 0 | 1 | 0 | 0 | 1 | 0 | 0 | 1 | 0 | 0 | 1 | 0 | 10 | A | 7 | 10 | A | 7 | 1.7 | A | 7 | -8.9 | A | 7 | 41 | A | 7 | 838 | A | 7 | 80 | A | 7 | 1.5 | A | 7 | 24000 | B | 7 | 5486 | A | 7 | 0.6 | E | 8 | 0.045 | F | 8 | 0.22 | F | 8 | 0 | 1 | D | 9 | 0 | C | 8
1994-12-23 | 19:00 | 0 | 0 | 0 | 1 | 0 | 0 | 1 | 0 | 0 | 1 | 0 | 0 | 1 | 0 | 0 | 1 | 0 | 0 | 1 | 0 | 0 | 1 | 0 | 10 | A | 7 | 10 | A | 7 | 0.6 | A | 7 | -8.3 | A | 7 | 47 | A | 7 | 838 | A | 7 | 180 | A | 7 | 1.5 | A | 7 | 24000 | B | 7 | 5182 | A | 7 | 0.6 | E | 8 | 0.045 | F | 8 | 0.22 | F | 8 | 0 | 1 | D | 9 | 0 | C | 8
1994-12-23 | 20:00 | 0 | 0 | 0 | 1 | 0 | 0 | 1 | 0 | 0 | 1 | 0 | 0 | 1 | 0 | 0 | 1 | 0 | 0 | 1 | 0 | 0 | 1 | 0 | 10 | A | 7 | 10 | A | 7 | 1.1 | A | 7 | -9.4 | A | 7 | 41 | A | 7 | 838 | A | 7 | 120 | A | 7 | 2.1 | A | 7 | 24000 | B | 7 | 5182 | A | 7 | 0.7 | E | 8 | 0.045 | F | 8 | 0.22 | F | 8 | 0 | 1 | D | 9 | 0 | C | 8
1994-12-23 | 21:00 | 0 | 0 | 0 | 1 | 0 | 0 | 1 | 0 | 0 | 1 | 0 | 0 | 1 | 0 | 0 | 1 | 0 | 0 | 1 | 0 | 0 | 1 | 0 | 10 | A | 7 | 10 | A | 7 | 0.6 | A | 7 | -8.3 | A | 7 | 47 | A | 7 | 837 | A | 7 | 140 | A | 7 | 1.5 | A | 7 | 24000 | B | 7 | 4267 | A | 7 | 0.7 | E | 8 | 0.045 | F | 8 | 0.22 | F | 8 | 0 | 1 | D | 9 | 0 | C | 8
1994-12-23 | 22:00 | 0 | 0 | 0 | 1 | 0 | 0 | 1 | 0 | 0 | 1 | 0 | 0 | 1 | 0 | 0 | 1 | 0 | 0 | 1 | 0 | 0 | 1 | 0 | 10 | A | 7 | 10 | A | 7 | 1.1 | A | 7 | -7.8 | A | 7 | 48 | A | 7 | 837 | A | 7 | 160 | A | 7 | 2.1 | A | 7 | 32000 | B | 7 | 4267 | A | 7 | 0.7 | E | 8 | 0.045 | F | 8 | 0.22 | F | 8 | 0 | 1 | D | 9 | 0 | C | 8
1994-12-23 | 23:00 | 0 | 0 | 0 | 1 | 0 | 0 | 1 | 0 | 0 | 1 | 0 | 0 | 1 | 0 | 0 | 1 | 0 | 0 | 1 | 0 | 0 | 1 | 0 | 10 | A | 7 | 10 | A | 7 | 1.7 | A | 7 | -8.3 | A | 7 | 44 | A | 7 | 836 | A | 7 | 0 | A | 7 | 0 | A | 7 | 32000 | B | 7 | 4267 | A | 7 | 0.7 | E | 8 | 0.045 | F | 8 | 0.22 | F | 8 | 0 | 1 | D | 9 | 0 | C | 8
1994-12-23 | 24:00 | 0 | 0 | 0 | 1 | 0 | 0 | 1 | 0 | 0 | 1 | 0 | 0 | 1 | 0 | 0 | 1 | 0 | 0 | 1 | 0 | 0 | 1 | 0 | 10 | A | 7 | 10 | A | 7 | 6.7 | A | 7 | -8.9 | A | 7 | 29 | A | 7 | 835 | A | 7 | 130 | A | 7 | 5.2 | A | 7 | 32000 | B | 7 | 3658 | A | 7 | 0.7 | E | 8 | 0.045 | F | 8 | 0.22 | F | 8 | 0 | 1 | D | 9 | 0 | C | 8
1994-12-24 | 1:00 | 0 | 0 | 0 | 1 | 0 | 0 | 1 | 0 | 0 | 1 | 0 | 0 | 1 | 0 | 0 | 1 | 0 | 0 | 1 | 0 | 0 | 1 | 0 | 10 | A | 7 | 10 | A | 7 | 6.7 | A | 7 | -7.8 | A | 7 | 32 | A | 7 | 835 | A | 7 | 150 | A | 7 | 4.6 | A | 7 | 32000 | B | 7 | 3962 | A | 7 | 0.7 | E | 8 | 0.045 | F | 8 | 0.22 | F | 8 | 0 | 1 | D | 9 | 0 | C | 8
1994-12-24 | 2:00 | 0 | 0 | 0 | 1 | 0 | 0 | 1 | 0 | 0 | 1 | 0 | 0 | 1 | 0 | 0 | 1 | 0 | 0 | 1 | 0 | 0 | 1 | 0 | 10 | A | 7 | 5 | A | 7 | 6.7 | A | 7 | -6.7 | A | 7 | 35 | A | 7 | 835 | A | 7 | 170 | A | 7 | 5.7 | A | 7 | 32000 | B | 7 | 77777 | A | 7 | 0.8 | E | 8 | 0.045 | F | 8 | 0.22 | F | 8 | 0 | 1 | D | 9 | 0 | C | 8
1994-12-24 | 3:00 | 0 | 0 | 0 | 1 | 0 | 0 | 1 | 0 | 0 | 1 | 0 | 0 | 1 | 0 | 0 | 1 | 0 | 0 | 1 | 0 | 0 | 1 | 0 | 10 | A | 7 | 5 | A | 7 | 3.9 | A | 7 | -7.8 | A | 7 | 39 | A | 7 | 835 | A | 7 | 340 | A | 7 | 4.1 | A | 7 | 32000 | B | 7 | 77777 | A | 7 | 0.8 | E | 8 | 0.045 | F | 8 | 0.22 | F | 8 | 0 | 1 | D | 9 | 0 | C | 8
1994-12-24 | 4:00 | 0 | 0 | 0 | 1 | 0 | 0 | 1 | 0 | 0 | 1 | 0 | 0 | 1 | 0 | 0 | 1 | 0 | 0 | 1 | 0 | 0 | 1 | 0 | 10 | A | 7 | 4 | A | 7 | -1.1 | A | 7 | -8.9 | A | 7 | 51 | A | 7 | 835 | A | 7 | 330 | A | 7 | 2.6 | A | 7 | 32000 | B | 7 | 77777 | A | 7 | 0.8 | E | 8 | 0.045 | F | 8 | 0.22 | F | 8 | 0 | 1 | D | 9 | 0 | C | 8
1994-12-24 | 5:00 | 0 | 0 | 0 | 1 | 0 | 0 | 1 | 0 | 0 | 1 | 0 | 0 | 1 | 0 | 0 | 1 | 0 | 0 | 1 | 0 | 0 | 1 | 0 | 10 | A | 7 | 2 | A | 7 | -1.1 | A | 7 | -8.3 | A | 7 | 54 | A | 7 | 835 | A | 7 | 0 | A | 7 | 0 | A | 7 | 32000 | B | 7 | 77777 | A | 7 | 0.8 | E | 8 | 0.045 | F | 8 | 0.22 | F | 8 | 0 | 1 | D | 9 | 0 | C | 8
1994-12-24 | 6:00 | 0 | 0 | 0 | 1 | 0 | 0 | 1 | 0 | 0 | 1 | 0 | 0 | 1 | 0 | 0 | 1 | 0 | 0 | 1 | 0 | 0 | 1 | 0 | 5 | A | 7 | 4 | A | 7 | -2.2 | A | 7 | -7.8 | A | 7 | 62 | A | 7 | 836 | A | 7 | 140 | A | 7 | 2.1 | A | 7 | 32000 | B | 7 | 77777 | A | 7 | 0.8 | E | 8 | 0.045 | F | 8 | 0.22 | F | 8 | 0 | 1 | D | 9 | 0 | C | 8
1994-12-24 | 7:00 | 0 | 0 | 0 | 1 | 0 | 0 | 1 | 0 | 0 | 1 | 0 | 0 | 1 | 0 | 0 | 1 | 0 | 0 | 1 | 0 | 0 | 1 | 0 | 9 | A | 7 | 6 | A | 7 | -2.2 | A | 7 | -7.8 | A | 7 | 62 | A | 7 | 836 | A | 7 | 170 | A | 7 | 3.1 | A | 7 | 48000 | B | 7 | 3048 | A | 7 | 0.8 | E | 8 | 0.045 | F | 8 | 0.22 | F | 8 | 0 | 1 | D | 9 | 0 | C | 8
1994-12-24 | 8:00 | 50 | 955 | 20 | 1 | 10 | 46 | 1 | 16 | 18 | 1 | 10 | 22 | 1 | 10 | 14 | 1 | 16 | 21 | 1 | 10 | 31 | 1 | 21 | 9 | A | 7 | 8 | A | 7 | -1.1 | A | 7 | -7.8 | A | 7 | 57 | A | 7 | 836 | A | 7 | 170 | A | 7 | 2.6 | A | 7 | 80000 | B | 7 | 3353 | A | 7 | 0.8 | E | 8 | 0.045 | F | 8 | 0.22 | F | 8 | 0 | 1 | D | 9 | 0 | C | 8
1994-12-24 | 9:00 | 253 | 1414 | 123 | 1 | 10 | 227 | 1 | 16 | 82 | 1 | 10 | 127 | 1 | 10 | 160 | 1 | 16 | 99 | 1 | 10 | 164 | 1 | 21 | 9 | A | 7 | 5 | A | 7 | 3.3 | A | 7 | -7.8 | A | 7 | 41 | A | 7 | 836 | A | 7 | 200 | A | 7 | 3.6 | A | 7 | 72000 | B | 7 | 7620 | A | 7 | 0.8 | E | 8 | 0.045 | F | 8 | 0.22 | F | 8 | 0 | 1 | D | 9 | 0 | C | 8
1994-12-24 | 10:00 | 434 | 1414 | 231 | 1 | 10 | 481 | 1 | 16 | 83 | 1 | 10 | 238 | 1 | 10 | 425 | 1 | 16 | 106 | 1 | 10 | 153 | 1 | 21 | 8 | A | 7 | 4 | A | 7 | 7.2 | A | 7 | -8.3 | A | 7 | 30 | A | 7 | 837 | A | 7 | 180 | A | 7 | 3.1 | A | 7 | 80000 | B | 7 | 7620 | A | 7 | 0.8 | E | 8 | 0.045 | F | 8 | 0.22 | F | 8 | 0 | 1 | D | 9 | 0 | C | 8
1994-12-24 | 11:00 | 562 | 1414 | 200 | 1 | 10 | 198 | 1 | 16 | 120 | 1 | 10 | 216 | 1 | 10 | 196 | 1 | 16 | 138 | 1 | 10 | 239 | 1 | 21 | 7 | A | 7 | 7 | A | 7 | 11.1 | A | 7 | -7.2 | A | 7 | 25 | A | 7 | 836 | A | 7 | 190 | A | 7 | 3.1 | A | 7 | 96000 | B | 7 | 4572 | A | 7 | 0.8 | E | 8 | 0.045 | F | 8 | 0.22 | F | 8 | 0 | 1 | D | 9 | 0 | C | 8
1994-12-24 | 12:00 | 627 | 1414 | 339 | 1 | 10 | 221 | 1 | 16 | 241 | 1 | 10 | 364 | 1 | 10 | 220 | 1 | 16 | 266 | 1 | 10 | 580 | 1 | 21 | 8 | A | 7 | 8 | A | 7 | 12.8 | A | 7 | -5.6 | A | 7 | 26 | A | 7 | 835 | A | 7 | 0 | A | 7 | 0 | A | 7 | 96000 | B | 7 | 4572 | A | 7 | 0.8 | E | 8 | 0.045 | F | 8 | 0.22 | F | 8 | 0 | 1 | D | 9 | 0 | C | 8
1994-12-24 | 13:00 | 625 | 1414 | 166 | 1 | 10 | 195 | 1 | 16 | 79 | 1 | 10 | 186 | 1 | 10 | 193 | 1 | 16 | 100 | 1 | 10 | 151 | 1 | 21 | 5 | A | 7 | 5 | A | 7 | 15 | A | 7 | -5.6 | A | 7 | 22 | A | 7 | 834 | A | 7 | 130 | A | 7 | 2.1 | A | 7 | 96000 | B | 7 | 77777 | A | 7 | 0.8 | E | 8 | 0.045 | F | 8 | 0.22 | F | 8 | 0 | 1 | D | 9 | 0 | C | 8
1994-12-24 | 14:00 | 556 | 1414 | 359 | 1 | 10 | 656 | 1 | 16 | 101 | 1 | 10 | 373 | 1 | 10 | 618 | 1 | 16 | 129 | 1 | 10 | 196 | 1 | 21 | 4 | A | 7 | 4 | A | 7 | 15 | A | 7 | -5 | A | 7 | 24 | A | 7 | 834 | A | 7 | 90 | A | 7 | 4.6 | A | 7 | 96000 | B | 7 | 77777 | A | 7 | 0.8 | E | 8 | 0.045 | F | 8 | 0.22 | F | 8 | 0 | 1 | D | 9 | 0 | C | 8
1994-12-24 | 15:00 | 425 | 1414 | 252 | 1 | 10 | 656 | 1 | 16 | 55 | 1 | 10 | 261 | 1 | 10 | 586 | 1 | 16 | 84 | 1 | 10 | 109 | 1 | 21 | 2 | A | 7 | 2 | A | 7 | 14.4 | A | 7 | -5 | A | 7 | 24 | A | 7 | 835 | A | 7 | 70 | A | 7 | 5.2 | A | 7 | 96000 | B | 7 | 77777 | A | 7 | 0.8 | E | 8 | 0.045 | F | 8 | 0.22 | F | 8 | 0 | 1 | D | 9 | 0 | C | 8
1994-12-24 | 16:00 | 242 | 1414 | 138 | 1 | 10 | 522 | 1 | 16 | 49 | 1 | 10 | 141 | 1 | 10 | 372 | 1 | 16 | 77 | 1 | 10 | 86 | 1 | 21 | 3 | A | 7 | 3 | A | 7 | 13.3 | A | 7 | -5 | A | 7 | 26 | A | 7 | 834 | A | 7 | 80 | A | 7 | 4.1 | A | 7 | 96000 | B | 7 | 77777 | A | 7 | 0.7 | E | 8 | 0.045 | F | 8 | 0.22 | F | 8 | 0 | 1 | D | 9 | 0 | C | 8
1994-12-24 | 17:00 | 41 | 884 | 16 | 1 | 10 | 158 | 1 | 16 | 8 | 1 | 10 | 17 | 1 | 10 | 81 | 1 | 16 | 13 | 1 | 10 | 19 | 1 | 21 | 1 | A | 7 | 1 | A | 7 | 10.6 | A | 7 | -5 | A | 7 | 31 | A | 7 | 835 | A | 7 | 130 | A | 7 | 1.5 | A | 7 | 80000 | B | 7 | 77777 | A | 7 | 0.7 | E | 8 | 0.045 | F | 8 | 0.22 | F | 8 | 0 | 1 | D | 9 | 0 | C | 8
1994-12-24 | 18:00 | 0 | 0 | 0 | 1 | 0 | 0 | 1 | 0 | 0 | 1 | 0 | 0 | 1 | 0 | 0 | 1 | 0 | 0 | 1 | 0 | 0 | 1 | 0 | 0 | A | 7 | 0 | A | 7 | 6.7 | A | 7 | -6.7 | A | 7 | 35 | A | 7 | 835 | A | 7 | 340 | A | 7 | 2.1 | A | 7 | 48000 | B | 7 | 77777 | A | 7 | 0.7 | E | 8 | 0.045 | F | 8 | 0.22 | F | 8 | 0 | 1 | D | 9 | 0 | C | 8
1994-12-24 | 19:00 | 0 | 0 | 0 | 1 | 0 | 0 | 1 | 0 | 0 | 1 | 0 | 0 | 1 | 0 | 0 | 1 | 0 | 0 | 1 | 0 | 0 | 1 | 0 | 0 | A | 7 | 0 | A | 7 | 5.6 | A | 7 | -6.7 | A | 7 | 38 | A | 7 | 835 | A | 7 | 10 | A | 7 | 2.1 | A | 7 | 32000 | B | 7 | 77777 | A | 7 | 0.7 | E | 8 | 0.045 | F | 8 | 0.22 | F | 8 | 0 | 1 | D | 9 | 0 | C | 8
1994-12-24 | 20:00 | 0 | 0 | 0 | 1 | 0 | 0 | 1 | 0 | 0 | 1 | 0 | 0 | 1 | 0 | 0 | 1 | 0 | 0 | 1 | 0 | 0 | 1 | 0 | 1 | A | 7 | 1 | A | 7 | 1.7 | A | 7 | -6.1 | A | 7 | 53 | A | 7 | 835 | A | 7 | 120 | A | 7 | 2.1 | A | 7 | 24000 | B | 7 | 77777 | A | 7 | 0.7 | E | 8 | 0.045 | F | 8 | 0.22 | F | 8 | 0 | 1 | D | 9 | 0 | C | 8
1994-12-24 | 21:00 | 0 | 0 | 0 | 1 | 0 | 0 | 1 | 0 | 0 | 1 | 0 | 0 | 1 | 0 | 0 | 1 | 0 | 0 | 1 | 0 | 0 | 1 | 0 | 1 | A | 7 | 1 | A | 7 | 0.6 | A | 7 | -6.7 | A | 7 | 54 | A | 7 | 836 | A | 7 | 0 | A | 7 | 0 | A | 7 | 24000 | B | 7 | 77777 | A | 7 | 0.7 | E | 8 | 0.045 | F | 8 | 0.22 | F | 8 | 0 | 1 | D | 9 | 0 | C | 8
1994-12-24 | 22:00 | 0 | 0 | 0 | 1 | 0 | 0 | 1 | 0 | 0 | 1 | 0 | 0 | 1 | 0 | 0 | 1 | 0 | 0 | 1 | 0 | 0 | 1 | 0 | 1 | A | 7 | 1 | A | 7 | 1.1 | A | 7 | -6.1 | A | 7 | 55 | A | 7 | 836 | A | 7 | 200 | A | 7 | 2.6 | A | 7 | 32000 | B | 7 | 77777 | A | 7 | 0.7 | E | 8 | 0.045 | F | 8 | 0.22 | F | 8 | 0 | 1 | D | 9 | 0 | C | 8
1994-12-24 | 23:00 | 0 | 0 | 0 | 1 | 0 | 0 | 1 | 0 | 0 | 1 | 0 | 0 | 1 | 0 | 0 | 1 | 0 | 0 | 1 | 0 | 0 | 1 | 0 | 4 | A | 7 | 4 | A | 7 | 1.1 | A | 7 | -5.6 | A | 7 | 58 | A | 7 | 836 | A | 7 | 210 | A | 7 | 3.1 | A | 7 | 32000 | B | 7 | 77777 | A | 7 | 0.7 | E | 8 | 0.045 | F | 8 | 0.22 | F | 8 | 0 | 1 | D | 9 | 0 | C | 8
1994-12-24 | 24:00 | 0 | 0 | 0 | 1 | 0 | 0 | 1 | 0 | 0 | 1 | 0 | 0 | 1 | 0 | 0 | 1 | 0 | 0 | 1 | 0 | 0 | 1 | 0 | 3 | A | 7 | 3 | A | 7 | 1.7 | A | 7 | -5.6 | A | 7 | 55 | A | 7 | 835 | A | 7 | 180 | A | 7 | 3.1 | A | 7 | 32000 | B | 7 | 77777 | A | 7 | 0.7 | E | 8 | 0.045 | F | 8 | 0.22 | F | 8 | 0 | 1 | D | 9 | 0 | C | 8
1994-12-25 | 1:00 | 0 | 0 | 0 | 1 | 0 | 0 | 1 | 0 | 0 | 1 | 0 | 0 | 1 | 0 | 0 | 1 | 0 | 0 | 1 | 0 | 0 | 1 | 0 | 3 | A | 7 | 3 | A | 7 | 0 | A | 7 | -6.1 | A | 7 | 60 | A | 7 | 835 | A | 7 | 150 | A | 7 | 2.1 | A | 7 | 32000 | B | 7 | 77777 | A | 7 | 0.7 | E | 8 | 0.045 | F | 8 | 0.22 | F | 8 | 0 | 1 | D | 9 | 0 | C | 8
1994-12-25 | 2:00 | 0 | 0 | 0 | 1 | 0 | 0 | 1 | 0 | 0 | 1 | 0 | 0 | 1 | 0 | 0 | 1 | 0 | 0 | 1 | 0 | 0 | 1 | 0 | 2 | A | 7 | 2 | A | 7 | -0.6 | A | 7 | -5.6 | A | 7 | 66 | A | 7 | 836 | A | 7 | 180 | A | 7 | 2.1 | A | 7 | 32000 | B | 7 | 77777 | A | 7 | 0.7 | E | 8 | 0.045 | F | 8 | 0.22 | F | 8 | 0 | 1 | D | 9 | 0 | C | 8
1994-12-25 | 3:00 | 0 | 0 | 0 | 1 | 0 | 0 | 1 | 0 | 0 | 1 | 0 | 0 | 1 | 0 | 0 | 1 | 0 | 0 | 1 | 0 | 0 | 1 | 0 | 5 | A | 7 | 4 | A | 7 | -1.1 | A | 7 | -5.6 | A | 7 | 68 | A | 7 | 836 | A | 7 | 120 | A | 7 | 3.1 | A | 7 | 32000 | B | 7 | 77777 | A | 7 | 0.7 | E | 8 | 0.045 | F | 8 | 0.22 | F | 8 | 0 | 1 | D | 9 | 0 | C | 8
1994-12-25 | 4:00 | 0 | 0 | 0 | 1 | 0 | 0 | 1 | 0 | 0 | 1 | 0 | 0 | 1 | 0 | 0 | 1 | 0 | 0 | 1 | 0 | 0 | 1 | 0 | 5 | A | 7 | 4 | A | 7 | -2.2 | A | 7 | -6.7 | A | 7 | 68 | A | 7 | 836 | A | 7 | 150 | A | 7 | 2.6 | A | 7 | 32000 | B | 7 | 77777 | A | 7 | 0.7 | E | 8 | 0.045 | F | 8 | 0.22 | F | 8 | 0 | 1 | D | 9 | 0 | C | 8
1994-12-25 | 5:00 | 0 | 0 | 0 | 1 | 0 | 0 | 1 | 0 | 0 | 1 | 0 | 0 | 1 | 0 | 0 | 1 | 0 | 0 | 1 | 0 | 0 | 1 | 0 | 6 | A | 7 | 6 | A | 7 | -1.1 | A | 7 | -6.1 | A | 7 | 66 | A | 7 | 836 | A | 7 | 170 | A | 7 | 2.6 | A | 7 | 32000 | B | 7 | 2743 | A | 7 | 0.7 | E | 8 | 0.045 | F | 8 | 0.22 | F | 8 | 0 | 1 | D | 9 | 0 | C | 8
1994-12-25 | 6:00 | 0 | 0 | 0 | 1 | 0 | 0 | 1 | 0 | 0 | 1 | 0 | 0 | 1 | 0 | 0 | 1 | 0 | 0 | 1 | 0 | 0 | 1 | 0 | 7 | A | 7 | 6 | A | 7 | 1.7 | A | 7 | -6.1 | A | 7 | 53 | A | 7 | 836 | A | 7 | 170 | A | 7 | 2.6 | A | 7 | 48000 | B | 7 | 2743 | A | 7 | 0.7 | E | 8 | 0.045 | F | 8 | 0.22 | F | 8 | 0 | 1 | D | 9 | 0 | C | 8
1994-12-25 | 7:00 | 0 | 0 | 0 | 1 | 0 | 0 | 1 | 0 | 0 | 1 | 0 | 0 | 1 | 0 | 0 | 1 | 0 | 0 | 1 | 0 | 0 | 1 | 0 | 6 | A | 7 | 6 | A | 7 | 2.2 | A | 7 | -6.1 | A | 7 | 51 | A | 7 | 836 | A | 7 | 180 | A | 7 | 4.6 | A | 7 | 64000 | B | 7 | 2743 | A | 7 | 0.7 | E | 8 | 0.045 | F | 8 | 0.22 | F | 8 | 0 | 1 | D | 9 | 0 | C | 8
1994-12-25 | 8:00 | 49 | 955 | 13 | 1 | 10 | 67 | 1 | 16 | 9 | 1 | 10 | 14 | 1 | 10 | 25 | 1 | 16 | 13 | 1 | 10 | 15 | 1 | 21 | 6 | A | 7 | 6 | A | 7 | 3.3 | A | 7 | -6.1 | A | 7 | 47 | A | 7 | 836 | A | 7 | 190 | A | 7 | 4.1 | A | 7 | 112000 | B | 7 | 2743 | A | 7 | 0.7 | E | 8 | 0.045 | F | 8 | 0.22 | F | 8 | 0 | 1 | D | 9 | 0 | C | 8
1994-12-25 | 9:00 | 252 | 1414 | 113 | 1 | 10 | 52 | 1 | 16 | 104 | 1 | 10 | 123 | 1 | 10 | 42 | 1 | 16 | 116 | 1 | 10 | 222 | 1 | 21 | 8 | A | 7 | 8 | A | 7 | 5.6 | A | 7 | -6.1 | A | 7 | 40 | A | 7 | 837 | A | 7 | 190 | A | 7 | 4.1 | A | 7 | 128000 | B | 7 | 2743 | A | 7 | 0.7 | E | 8 | 0.045 | F | 8 | 0.22 | F | 8 | 0 | 1 | D | 9 | 0 | C | 8
1994-12-25 | 10:00 | 434 | 1414 | 202 | 1 | 10 | 287 | 1 | 16 | 114 | 1 | 10 | 215 | 1 | 10 | 261 | 1 | 16 | 135 | 1 | 10 | 227 | 1 | 21 | 6 | A | 7 | 6 | A | 7 | 7.8 | A | 7 | -6.1 | A | 7 | 35 | A | 7 | 838 | A | 7 | 190 | A | 7 | 4.6 | A | 7 | 120000 | B | 7 | 2743 | A | 7 | 0.7 | E | 8 | 0.045 | F | 8 | 0.22 | F | 8 | 0 | 1 | D | 9 | 0 | C | 8
1994-12-25 | 11:00 | 562 | 1414 | 282 | 1 | 10 | 512 | 1 | 16 | 79 | 1 | 10 | 299 | 1 | 10 | 489 | 1 | 16 | 104 | 1 | 10 | 160 | 1 | 21 | 5 | A | 7 | 5 | A | 7 | 11.1 | A | 7 | -6.1 | A | 7 | 28 | A | 7 | 837 | A | 7 | 190 | A | 7 | 3.6 | A | 7 | 120000 | B | 7 | 77777 | A | 7 | 0.7 | E | 8 | 0.045 | F | 8 | 0.22 | F | 8 | 0 | 1 | D | 9 | 0 | C | 8
1994-12-25 | 12:00 | 627 | 1414 | 332 | 1 | 10 | 373 | 1 | 16 | 166 | 1 | 10 | 356 | 1 | 10 | 378 | 1 | 16 | 188 | 1 | 10 | 354 | 1 | 21 | 5 | A | 7 | 5 | A | 7 | 14.4 | A | 7 | -6.7 | A | 7 | 21 | A | 7 | 836 | A | 7 | 200 | A | 7 | 2.6 | A | 7 | 120000 | B | 7 | 77777 | A | 7 | 0.7 | E | 8 | 0.045 | F | 8 | 0.22 | F | 8 | 0 | 1 | D | 9 | 0 | C | 8
1994-12-25 | 13:00 | 626 | 1414 | 388 | 1 | 10 | 654 | 1 | 16 | 98 | 1 | 10 | 408 | 1 | 10 | 635 | 1 | 16 | 126 | 1 | 10 | 201 | 1 | 21 | 6 | A | 7 | 6 | A | 7 | 15 | A | 7 | -7.8 | A | 7 | 18 | A | 7 | 836 | A | 7 | 140 | A | 7 | 1.5 | A | 7 | 112000 | B | 7 | 2591 | A | 7 | 0.7 | E | 8 | 0.045 | F | 8 | 0.22 | F | 8 | 0 | 1 | D | 9 | 0 | C | 8
1994-12-25 | 14:00 | 558 | 1414 | 396 | 1 | 10 | 838 | 1 | 16 | 65 | 1 | 10 | 416 | 1 | 10 | 796 | 1 | 16 | 101 | 1 | 10 | 136 | 1 | 21 | 2 | A | 7 | 2 | A | 7 | 15 | A | 7 | -6.7 | A | 7 | 20 | A | 7 | 835 | A | 7 | 100 | A | 7 | 3.1 | A | 7 | 112000 | B | 7 | 77777 | A | 7 | 0.7 | E | 8 | 0.045 | F | 8 | 0.22 | F | 8 | 0 | 1 | D | 9 | 0 | C | 8
1994-12-25 | 15:00 | 427 | 1414 | 202 | 1 | 10 | 358 | 1 | 16 | 94 | 1 | 10 | 213 | 1 | 10 | 318 | 1 | 16 | 117 | 1 | 10 | 175 | 1 | 21 | 5 | A | 7 | 5 | A | 7 | 13.3 | A | 7 | -6.1 | A | 7 | 24 | A | 7 | 835 | A | 7 | 140 | A | 7 | 4.1 | A | 7 | 112000 | B | 7 | 77777 | A | 7 | 0.7 | E | 8 | 0.045 | F | 8 | 0.22 | F | 8 | 0 | 1 | D | 9 | 0 | C | 8
1994-12-25 | 16:00 | 244 | 1414 | 56 | 1 | 10 | 109 | 1 | 16 | 37 | 1 | 10 | 61 | 1 | 10 | 76 | 1 | 16 | 48 | 1 | 10 | 64 | 1 | 21 | 6 | A | 7 | 6 | A | 7 | 13.9 | A | 7 | -5 | A | 7 | 25 | A | 7 | 835 | A | 7 | 130 | A | 7 | 4.6 | A | 7 | 112000 | B | 7 | 3048 | A | 7 | 0.7 | E | 8 | 0.045 | F | 8 | 0.22 | F | 8 | 0 | 1 | D | 9 | 0 | C | 8
1994-12-25 | 17:00 | 43 | 884 | 11 | 1 | 10 | 62 | 1 | 16 | 8 | 1 | 10 | 13 | 1 | 10 | 22 | 1 | 16 | 12 | 1 | 10 | 13 | 1 | 21 | 6 | A | 7 | 6 | A | 7 | 11.1 | A | 7 | -5 | A | 7 | 30 | A | 7 | 836 | A | 7 | 130 | A | 7 | 4.6 | A | 7 | 96000 | B | 7 | 3048 | A | 7 | 0.7 | E | 8 | 0.045 | F | 8 | 0.22 | F | 8 | 0 | 1 | D | 9 | 0 | C | 8
1994-12-25 | 18:00 | 0 | 0 | 0 | 1 | 0 | 0 | 1 | 0 | 0 | 1 | 0 | 0 | 1 | 0 | 0 | 1 | 0 | 0 | 1 | 0 | 0 | 1 | 0 | 7 | A | 7 | 7 | A | 7 | 9.4 | A | 7 | -5 | A | 7 | 34 | A | 7 | 836 | A | 7 | 120 | A | 7 | 5.2 | A | 7 | 48000 | B | 7 | 3353 | A | 7 | 0.7 | E | 8 | 0.045 | F | 8 | 0.22 | F | 8 | 0 | 1 | D | 9 | 0 | C | 8
1994-12-25 | 19:00 | 0 | 0 | 0 | 1 | 0 | 0 | 1 | 0 | 0 | 1 | 0 | 0 | 1 | 0 | 0 | 1 | 0 | 0 | 1 | 0 | 0 | 1 | 0 | 8 | A | 7 | 8 | A | 7 | 8.3 | A | 7 | -5 | A | 7 | 37 | A | 7 | 836 | A | 7 | 130 | A | 7 | 4.1 | A | 7 | 48000 | B | 7 | 3353 | A | 7 | 0.7 | E | 8 | 0.045 | F | 8 | 0.22 | F | 8 | 0 | 1 | D | 9 | 0 | C | 8
1994-12-25 | 20:00 | 0 | 0 | 0 | 1 | 0 | 0 | 1 | 0 | 0 | 1 | 0 | 0 | 1 | 0 | 0 | 1 | 0 | 0 | 1 | 0 | 0 | 1 | 0 | 6 | A | 7 | 6 | A | 7 | 7.2 | A | 7 | -5.6 | A | 7 | 38 | A | 7 | 837 | A | 7 | 200 | A | 7 | 3.6 | A | 7 | 48000 | B | 7 | 3353 | A | 7 | 0.7 | E | 8 | 0.045 | F | 8 | 0.22 | F | 8 | 0 | 1 | D | 9 | 0 | C | 8
1994-12-25 | 21:00 | 0 | 0 | 0 | 1 | 0 | 0 | 1 | 0 | 0 | 1 | 0 | 0 | 1 | 0 | 0 | 1 | 0 | 0 | 1 | 0 | 0 | 1 | 0 | 8 | A | 7 | 8 | A | 7 | 6.1 | A | 7 | -5.6 | A | 7 | 41 | A | 7 | 837 | A | 7 | 160 | A | 7 | 2.6 | A | 7 | 48000 | B | 7 | 3353 | A | 7 | 0.7 | E | 8 | 0.045 | F | 8 | 0.22 | F | 8 | 0 | 1 | D | 9 | 0 | C | 8
1994-12-25 | 22:00 | 0 | 0 | 0 | 1 | 0 | 0 | 1 | 0 | 0 | 1 | 0 | 0 | 1 | 0 | 0 | 1 | 0 | 0 | 1 | 0 | 0 | 1 | 0 | 6 | A | 7 | 6 | A | 7 | 5.6 | A | 7 | -6.1 | A | 7 | 40 | A | 7 | 838 | A | 7 | 0 | A | 7 | 0 | A | 7 | 48000 | B | 7 | 3353 | A | 7 | 0.7 | E | 8 | 0.045 | F | 8 | 0.22 | F | 8 | 0 | 1 | D | 9 | 0 | C | 8
1994-12-25 | 23:00 | 0 | 0 | 0 | 1 | 0 | 0 | 1 | 0 | 0 | 1 | 0 | 0 | 1 | 0 | 0 | 1 | 0 | 0 | 1 | 0 | 0 | 1 | 0 | 6 | A | 7 | 6 | A | 7 | 3.3 | A | 7 | -6.7 | A | 7 | 45 | A | 7 | 838 | A | 7 | 190 | A | 7 | 3.1 | A | 7 | 48000 | B | 7 | 3353 | A | 7 | 0.7 | E | 8 | 0.045 | F | 8 | 0.22 | F | 8 | 0 | 1 | D | 9 | 0 | C | 8
1994-12-25 | 24:00 | 0 | 0 | 0 | 1 | 0 | 0 | 1 | 0 | 0 | 1 | 0 | 0 | 1 | 0 | 0 | 1 | 0 | 0 | 1 | 0 | 0 | 1 | 0 | 5 | A | 7 | 5 | A | 7 | 2.8 | A | 7 | -6.7 | A | 7 | 46 | A | 7 | 838 | A | 7 | 170 | A | 7 | 2.1 | A | 7 | 48000 | B | 7 | 77777 | A | 7 | 0.7 | E | 8 | 0.045 | F | 8 | 0.22 | F | 8 | 0 | 1 | D | 9 | 0 | C | 8
1994-12-26 | 1:00 | 0 | 0 | 0 | 1 | 0 | 0 | 1 | 0 | 0 | 1 | 0 | 0 | 1 | 0 | 0 | 1 | 0 | 0 | 1 | 0 | 0 | 1 | 0 | 5 | A | 7 | 5 | A | 7 | 1.1 | A | 7 | -6.7 | A | 7 | 52 | A | 7 | 838 | A | 7 | 190 | A | 7 | 3.1 | A | 7 | 48000 | B | 7 | 77777 | A | 7 | 0.7 | E | 8 | 0.045 | F | 8 | 0.22 | F | 8 | 0 | 1 | D | 9 | 0 | C | 8
1994-12-26 | 2:00 | 0 | 0 | 0 | 1 | 0 | 0 | 1 | 0 | 0 | 1 | 0 | 0 | 1 | 0 | 0 | 1 | 0 | 0 | 1 | 0 | 0 | 1 | 0 | 8 | A | 7 | 8 | A | 7 | 1.1 | A | 7 | -6.7 | A | 7 | 52 | A | 7 | 838 | A | 7 | 200 | A | 7 | 2.6 | A | 7 | 48000 | B | 7 | 3353 | A | 7 | 0.7 | E | 8 | 0.045 | F | 8 | 0.22 | F | 8 | 0 | 1 | D | 9 | 0 | C | 8
1994-12-26 | 3:00 | 0 | 0 | 0 | 1 | 0 | 0 | 1 | 0 | 0 | 1 | 0 | 0 | 1 | 0 | 0 | 1 | 0 | 0 | 1 | 0 | 0 | 1 | 0 | 7 | A | 7 | 7 | A | 7 | 1.1 | A | 7 | -6.1 | A | 7 | 55 | A | 7 | 838 | A | 7 | 200 | A | 7 | 3.6 | A | 7 | 48000 | B | 7 | 3353 | A | 7 | 0.7 | E | 8 | 0.045 | F | 8 | 0.22 | F | 8 | 0 | 1 | D | 9 | 0 | C | 8
1994-12-26 | 4:00 | 0 | 0 | 0 | 1 | 0 | 0 | 1 | 0 | 0 | 1 | 0 | 0 | 1 | 0 | 0 | 1 | 0 | 0 | 1 | 0 | 0 | 1 | 0 | 8 | A | 7 | 8 | A | 7 | 1.7 | A | 7 | -6.1 | A | 7 | 53 | A | 7 | 838 | A | 7 | 210 | A | 7 | 3.1 | A | 7 | 48000 | B | 7 | 3353 | A | 7 | 0.7 | E | 8 | 0.045 | F | 8 | 0.22 | F | 8 | 0 | 1 | D | 9 | 0 | C | 8
1994-12-26 | 5:00 | 0 | 0 | 0 | 1 | 0 | 0 | 1 | 0 | 0 | 1 | 0 | 0 | 1 | 0 | 0 | 1 | 0 | 0 | 1 | 0 | 0 | 1 | 0 | 7 | A | 7 | 7 | A | 7 | 1.7 | A | 7 | -6.1 | A | 7 | 53 | A | 7 | 838 | A | 7 | 200 | A | 7 | 3.6 | A | 7 | 48000 | B | 7 | 3353 | A | 7 | 0.7 | E | 8 | 0.045 | F | 8 | 0.22 | F | 8 | 0 | 1 | D | 9 | 0 | C | 8
1994-12-26 | 6:00 | 0 | 0 | 0 | 1 | 0 | 0 | 1 | 0 | 0 | 1 | 0 | 0 | 1 | 0 | 0 | 1 | 0 | 0 | 1 | 0 | 0 | 1 | 0 | 9 | A | 7 | 9 | A | 7 | 2.2 | A | 7 | -6.7 | A | 7 | 48 | A | 7 | 838 | A | 7 | 190 | A | 7 | 4.1 | A | 7 | 48000 | B | 7 | 3353 | A | 7 | 0.7 | E | 8 | 0.045 | F | 8 | 0.22 | F | 8 | 0 | 1 | D | 9 | 0 | C | 8
1994-12-26 | 7:00 | 0 | 0 | 0 | 1 | 0 | 0 | 1 | 0 | 0 | 1 | 0 | 0 | 1 | 0 | 0 | 1 | 0 | 0 | 1 | 0 | 0 | 1 | 0 | 7 | A | 7 | 7 | A | 7 | 1.7 | A | 7 | -6.7 | A | 7 | 50 | A | 7 | 839 | A | 7 | 180 | A | 7 | 3.6 | A | 7 | 64000 | B | 7 | 3353 | A | 7 | 0.7 | E | 8 | 0.045 | F | 8 | 0.22 | F | 8 | 0 | 1 | D | 9 | 0 | C | 8
1994-12-26 | 8:00 | 48 | 931 | 7 | 1 | 10 | 6 | 1 | 16 | 7 | 1 | 10 | 8 | 1 | 10 | 3 | 1 | 16 | 8 | 1 | 10 | 19 | 1 | 21 | 8 | A | 7 | 8 | A | 7 | 2.2 | A | 7 | -7.2 | A | 7 | 46 | A | 7 | 839 | A | 7 | 190 | A | 7 | 4.6 | A | 7 | 80000 | B | 7 | 3353 | A | 7 | 0.7 | E | 8 | 0.045 | F | 8 | 0.22 | F | 8 | 0 | 1 | D | 9 | 0 | C | 8
1994-12-26 | 9:00 | 251 | 1414 | 117 | 1 | 10 | 312 | 1 | 16 | 62 | 1 | 10 | 122 | 1 | 10 | 221 | 1 | 16 | 82 | 1 | 10 | 113 | 1 | 21 | 4 | A | 7 | 4 | A | 7 | 3.3 | A | 7 | -6.7 | A | 7 | 45 | A | 7 | 839 | A | 7 | 190 | A | 7 | 4.1 | A | 7 | 80000 | B | 7 | 77777 | A | 7 | 0.7 | E | 8 | 0.045 | F | 8 | 0.22 | F | 8 | 0 | 1 | D | 9 | 0 | C | 8
1994-12-26 | 10:00 | 433 | 1414 | 263 | 1 | 10 | 721 | 1 | 16 | 42 | 1 | 10 | 278 | 1 | 10 | 652 | 1 | 16 | 78 | 1 | 10 | 99 | 1 | 21 | 1 | A | 7 | 1 | A | 7 | 7.2 | A | 7 | -6.7 | A | 7 | 34 | A | 7 | 839 | A | 7 | 190 | A | 7 | 4.1 | A | 7 | 96000 | B | 7 | 77777 | A | 7 | 0.6 | E | 8 | 0.045 | F | 8 | 0.22 | F | 8 | 0 | 1 | D | 9 | 0 | C | 8
1994-12-26 | 11:00 | 562 | 1414 | 388 | 1 | 10 | 869 | 1 | 16 | 43 | 1 | 10 | 413 | 1 | 10 | 824 | 1 | 16 | 84 | 1 | 10 | 113 | 1 | 21 | 1 | A | 7 | 1 | A | 7 | 10 | A | 7 | -5.6 | A | 7 | 31 | A | 7 | 839 | A | 7 | 170 | A | 7 | 2.1 | A | 7 | 96000 | B | 7 | 77777 | A | 7 | 0.6 | E | 8 | 0.045 | F | 8 | 0.22 | F | 8 | 0 | 1 | D | 9 | 0 | C | 8
1994-12-26 | 12:00 | 628 | 1414 | 442 | 1 | 10 | 899 | 1 | 16 | 43 | 1 | 10 | 471 | 1 | 10 | 866 | 1 | 16 | 84 | 1 | 10 | 118 | 1 | 21 | 1 | A | 7 | 1 | A | 7 | 12.2 | A | 7 | -5.6 | A | 7 | 27 | A | 7 | 837 | A | 7 | 200 | A | 7 | 1.5 | A | 7 | 96000 | B | 7 | 77777 | A | 7 | 0.6 | E | 8 | 0.045 | F | 8 | 0.22 | F | 8 | 0 | 1 | D | 9 | 0 | C | 8
1994-12-26 | 13:00 | 627 | 1414 | 439 | 1 | 10 | 893 | 1 | 16 | 43 | 1 | 10 | 467 | 1 | 10 | 860 | 1 | 16 | 84 | 1 | 10 | 118 | 1 | 21 | 1 | A | 7 | 1 | A | 7 | 13.3 | A | 7 | -5.6 | A | 7 | 25 | A | 7 | 836 | A | 7 | 60 | A | 7 | 2.1 | A | 7 | 96000 | B | 7 | 77777 | A | 7 | 0.6 | E | 8 | 0.045 | F | 8 | 0.22 | F | 8 | 0 | 1 | D | 9 | 0 | C | 8
1994-12-26 | 14:00 | 559 | 1414 | 387 | 1 | 10 | 849 | 1 | 16 | 51 | 1 | 10 | 409 | 1 | 10 | 804 | 1 | 16 | 90 | 1 | 10 | 121 | 1 | 21 | 1 | A | 7 | 1 | A | 7 | 13.3 | A | 7 | -5.6 | A | 7 | 25 | A | 7 | 836 | A | 7 | 360 | A | 7 | 1.5 | A | 7 | 96000 | B | 7 | 77777 | A | 7 | 0.6 | E | 8 | 0.045 | F | 8 | 0.22 | F | 8 | 0 | 1 | D | 9 | 0 | C | 8
1994-12-26 | 15:00 | 429 | 1414 | 273 | 1 | 10 | 746 | 1 | 16 | 47 | 1 | 10 | 288 | 1 | 10 | 673 | 1 | 16 | 83 | 1 | 10 | 99 | 1 | 21 | 1 | A | 7 | 1 | A | 7 | 13.9 | A | 7 | -6.1 | A | 7 | 23 | A | 7 | 836 | A | 7 | 350 | A | 7 | 2.1 | A | 7 | 96000 | B | 7 | 77777 | A | 7 | 0.6 | E | 8 | 0.045 | F | 8 | 0.22 | F | 8 | 0 | 1 | D | 9 | 0 | C | 8
1994-12-26 | 16:00 | 246 | 1414 | 133 | 1 | 10 | 603 | 1 | 16 | 28 | 1 | 10 | 141 | 1 | 10 | 473 | 1 | 16 | 58 | 1 | 10 | 64 | 1 | 21 | 1 | A | 7 | 1 | A | 7 | 13.3 | A | 7 | -6.1 | A | 7 | 24 | A | 7 | 836 | A | 7 | 50 | A | 7 | 2.1 | A | 7 | 96000 | B | 7 | 77777 | A | 7 | 0.6 | E | 8 | 0.045 | F | 8 | 0.22 | F | 8 | 0 | 1 | D | 9 | 0 | C | 8
1994-12-26 | 17:00 | 44 | 908 | 18 | 1 | 10 | 223 | 1 | 16 | 7 | 1 | 10 | 20 | 1 | 10 | 126 | 1 | 16 | 14 | 1 | 10 | 21 | 1 | 21 | 1 | A | 7 | 1 | A | 7 | 8.3 | A | 7 | -6.1 | A | 7 | 33 | A | 7 | 836 | A | 7 | 360 | A | 7 | 2.6 | A | 7 | 64000 | B | 7 | 77777 | A | 7 | 0.6 | E | 8 | 0.045 | F | 8 | 0.22 | F | 8 | 0 | 1 | D | 9 | 0 | C | 8
1994-12-26 | 18:00 | 0 | 0 | 0 | 1 | 0 | 0 | 1 | 0 | 0 | 1 | 0 | 0 | 1 | 0 | 0 | 1 | 0 | 0 | 1 | 0 | 0 | 1 | 0 | 3 | A | 7 | 3 | A | 7 | 7.8 | A | 7 | -6.1 | A | 7 | 35 | A | 7 | 837 | A | 7 | 60 | A | 7 | 1.5 | A | 7 | 48000 | B | 7 | 77777 | A | 7 | 0.6 | E | 8 | 0.045 | F | 8 | 0.22 | F | 8 | 0 | 1 | D | 9 | 0 | C | 8
1994-12-26 | 19:00 | 0 | 0 | 0 | 1 | 0 | 0 | 1 | 0 | 0 | 1 | 0 | 0 | 1 | 0 | 0 | 1 | 0 | 0 | 1 | 0 | 0 | 1 | 0 | 0 | A | 7 | 0 | A | 7 | 5 | A | 7 | -6.1 | A | 7 | 42 | A | 7 | 837 | A | 7 | 170 | A | 7 | 2.1 | A | 7 | 48000 | B | 7 | 77777 | A | 7 | 0.6 | E | 8 | 0.045 | F | 8 | 0.22 | F | 8 | 0 | 1 | D | 9 | 0 | C | 8
1994-12-26 | 20:00 | 0 | 0 | 0 | 1 | 0 | 0 | 1 | 0 | 0 | 1 | 0 | 0 | 1 | 0 | 0 | 1 | 0 | 0 | 1 | 0 | 0 | 1 | 0 | 0 | A | 7 | 0 | A | 7 | 4.4 | A | 7 | -6.7 | A | 7 | 41 | A | 7 | 837 | A | 7 | 150 | A | 7 | 3.1 | A | 7 | 48000 | B | 7 | 77777 | A | 7 | 0.6 | E | 8 | 0.045 | F | 8 | 0.22 | F | 8 | 0 | 1 | D | 9 | 0 | C | 8
1994-12-26 | 21:00 | 0 | 0 | 0 | 1 | 0 | 0 | 1 | 0 | 0 | 1 | 0 | 0 | 1 | 0 | 0 | 1 | 0 | 0 | 1 | 0 | 0 | 1 | 0 | 0 | A | 7 | 0 | A | 7 | 2.2 | A | 7 | -7.2 | A | 7 | 46 | A | 7 | 837 | A | 7 | 180 | A | 7 | 3.1 | A | 7 | 48000 | B | 7 | 77777 | A | 7 | 0.6 | E | 8 | 0.045 | F | 8 | 0.22 | F | 8 | 0 | 1 | D | 9 | 0 | C | 8
1994-12-26 | 22:00 | 0 | 0 | 0 | 1 | 0 | 0 | 1 | 0 | 0 | 1 | 0 | 0 | 1 | 0 | 0 | 1 | 0 | 0 | 1 | 0 | 0 | 1 | 0 | 0 | A | 7 | 0 | A | 7 | 1.7 | A | 7 | -7.2 | A | 7 | 48 | A | 7 | 837 | A | 7 | 180 | A | 7 | 2.6 | A | 7 | 48000 | B | 7 | 77777 | A | 7 | 0.6 | E | 8 | 0.045 | F | 8 | 0.22 | F | 8 | 0 | 1 | D | 9 | 0 | C | 8
1994-12-26 | 23:00 | 0 | 0 | 0 | 1 | 0 | 0 | 1 | 0 | 0 | 1 | 0 | 0 | 1 | 0 | 0 | 1 | 0 | 0 | 1 | 0 | 0 | 1 | 0 | 0 | A | 7 | 0 | A | 7 | 0.6 | A | 7 | -7.2 | A | 7 | 52 | A | 7 | 838 | A | 7 | 190 | A | 7 | 3.6 | A | 7 | 48000 | B | 7 | 77777 | A | 7 | 0.6 | E | 8 | 0.045 | F | 8 | 0.22 | F | 8 | 0 | 1 | D | 9 | 0 | C | 8
1994-12-26 | 24:00 | 0 | 0 | 0 | 1 | 0 | 0 | 1 | 0 | 0 | 1 | 0 | 0 | 1 | 0 | 0 | 1 | 0 | 0 | 1 | 0 | 0 | 1 | 0 | 0 | A | 7 | 0 | A | 7 | 1.7 | A | 7 | -7.2 | A | 7 | 48 | A | 7 | 837 | A | 7 | 160 | A | 7 | 4.1 | A | 7 | 48000 | B | 7 | 77777 | A | 7 | 0.6 | E | 8 | 0.045 | F | 8 | 0.22 | F | 8 | 0 | 1 | D | 9 | 0 | C | 8
1994-12-27 | 1:00 | 0 | 0 | 0 | 1 | 0 | 0 | 1 | 0 | 0 | 1 | 0 | 0 | 1 | 0 | 0 | 1 | 0 | 0 | 1 | 0 | 0 | 1 | 0 | 0 | A | 7 | 0 | A | 7 | 1.1 | A | 7 | -7.8 | A | 7 | 48 | A | 7 | 836 | A | 7 | 180 | A | 7 | 4.6 | A | 7 | 48000 | B | 7 | 77777 | A | 7 | 0.6 | E | 8 | 0.045 | F | 8 | 0.22 | F | 8 | 0 | 1 | D | 9 | 0 | C | 8
1994-12-27 | 2:00 | 0 | 0 | 0 | 1 | 0 | 0 | 1 | 0 | 0 | 1 | 0 | 0 | 1 | 0 | 0 | 1 | 0 | 0 | 1 | 0 | 0 | 1 | 0 | 0 | A | 7 | 0 | A | 7 | 0 | A | 7 | -8.3 | A | 7 | 49 | A | 7 | 836 | A | 7 | 170 | A | 7 | 3.1 | A | 7 | 48000 | B | 7 | 77777 | A | 7 | 0.6 | E | 8 | 0.045 | F | 8 | 0.22 | F | 8 | 0 | 1 | D | 9 | 0 | C | 8
1994-12-27 | 3:00 | 0 | 0 | 0 | 1 | 0 | 0 | 1 | 0 | 0 | 1 | 0 | 0 | 1 | 0 | 0 | 1 | 0 | 0 | 1 | 0 | 0 | 1 | 0 | 0 | A | 7 | 0 | A | 7 | 0.6 | A | 7 | -7.8 | A | 7 | 49 | A | 7 | 836 | A | 7 | 170 | A | 7 | 4.1 | A | 7 | 48000 | B | 7 | 77777 | A | 7 | 0.6 | E | 8 | 0.045 | F | 8 | 0.22 | F | 8 | 0 | 1 | D | 9 | 0 | C | 8
1994-12-27 | 4:00 | 0 | 0 | 0 | 1 | 0 | 0 | 1 | 0 | 0 | 1 | 0 | 0 | 1 | 0 | 0 | 1 | 0 | 0 | 1 | 0 | 0 | 1 | 0 | 0 | A | 7 | 0 | A | 7 | 0.6 | A | 7 | -9.4 | A | 7 | 43 | A | 7 | 836 | A | 7 | 170 | A | 7 | 4.1 | A | 7 | 48000 | B | 7 | 77777 | A | 7 | 0.6 | E | 8 | 0.045 | F | 8 | 0.22 | F | 8 | 0 | 1 | D | 9 | 0 | C | 8
1994-12-27 | 5:00 | 0 | 0 | 0 | 1 | 0 | 0 | 1 | 0 | 0 | 1 | 0 | 0 | 1 | 0 | 0 | 1 | 0 | 0 | 1 | 0 | 0 | 1 | 0 | 0 | A | 7 | 0 | A | 7 | -0.6 | A | 7 | -9.4 | A | 7 | 47 | A | 7 | 836 | A | 7 | 170 | A | 7 | 3.1 | A | 7 | 48000 | B | 7 | 77777 | A | 7 | 0.6 | E | 8 | 0.045 | F | 8 | 0.22 | F | 8 | 0 | 1 | D | 9 | 0 | C | 8
1994-12-27 | 6:00 | 0 | 0 | 0 | 1 | 0 | 0 | 1 | 0 | 0 | 1 | 0 | 0 | 1 | 0 | 0 | 1 | 0 | 0 | 1 | 0 | 0 | 1 | 0 | 0 | A | 7 | 0 | A | 7 | -3.3 | A | 7 | -9.4 | A | 7 | 59 | A | 7 | 837 | A | 7 | 340 | A | 7 | 1 | A | 7 | 64000 | B | 7 | 77777 | A | 7 | 0.6 | E | 8 | 0.045 | F | 8 | 0.22 | F | 8 | 0 | 1 | D | 9 | 0 | C | 8
1994-12-27 | 7:00 | 0 | 0 | 0 | 1 | 0 | 0 | 1 | 0 | 0 | 1 | 0 | 0 | 1 | 0 | 0 | 1 | 0 | 0 | 1 | 0 | 0 | 1 | 0 | 0 | A | 7 | 0 | A | 7 | -4.4 | A | 7 | -9.4 | A | 7 | 65 | A | 7 | 838 | A | 7 | 230 | A | 7 | 2.1 | A | 7 | 128000 | B | 7 | 77777 | A | 7 | 0.6 | E | 8 | 0.045 | F | 8 | 0.22 | F | 8 | 0 | 1 | D | 9 | 0 | C | 8
1994-12-27 | 8:00 | 47 | 931 | 15 | 1 | 10 | 117 | 1 | 16 | 9 | 1 | 10 | 16 | 1 | 10 | 52 | 1 | 16 | 14 | 1 | 10 | 17 | 1 | 21 | 0 | A | 7 | 0 | A | 7 | -2.2 | A | 7 | -8.9 | A | 7 | 56 | A | 7 | 838 | A | 7 | 190 | A | 7 | 3.6 | A | 7 | 112000 | B | 7 | 77777 | A | 7 | 0.6 | E | 8 | 0.045 | F | 8 | 0.22 | F | 8 | 0 | 1 | D | 9 | 0 | C | 8
1994-12-27 | 9:00 | 250 | 1415 | 133 | 1 | 10 | 536 | 1 | 16 | 38 | 1 | 10 | 135 | 1 | 10 | 406 | 1 | 16 | 62 | 1 | 10 | 70 | 1 | 21 | 0 | A | 7 | 0 | A | 7 | 1.1 | A | 7 | -7.8 | A | 7 | 48 | A | 7 | 839 | A | 7 | 180 | A | 7 | 4.1 | A | 7 | 112000 | B | 7 | 77777 | A | 7 | 0.6 | E | 8 | 0.045 | F | 8 | 0.22 | F | 8 | 0 | 1 | D | 9 | 0 | C | 8
1994-12-27 | 10:00 | 432 | 1415 | 278 | 1 | 10 | 733 | 1 | 16 | 54 | 1 | 10 | 289 | 1 | 10 | 659 | 1 | 16 | 87 | 1 | 10 | 108 | 1 | 21 | 0 | A | 7 | 0 | A | 7 | 5 | A | 7 | -7.2 | A | 7 | 38 | A | 7 | 840 | A | 7 | 170 | A | 7 | 2.6 | A | 7 | 112000 | B | 7 | 77777 | A | 7 | 0.6 | E | 8 | 0.045 | F | 8 | 0.22 | F | 8 | 0 | 1 | D | 9 | 0 | C | 8
1994-12-27 | 11:00 | 562 | 1415 | 390 | 1 | 10 | 819 | 1 | 16 | 65 | 1 | 10 | 411 | 1 | 10 | 779 | 1 | 16 | 100 | 1 | 10 | 136 | 1 | 21 | 0 | A | 7 | 0 | A | 7 | 8.3 | A | 7 | -7.8 | A | 7 | 29 | A | 7 | 840 | A | 7 | 170 | A | 7 | 3.1 | A | 7 | 112000 | B | 7 | 77777 | A | 7 | 0.6 | E | 8 | 0.045 | F | 8 | 0.22 | F | 8 | 0 | 1 | D | 9 | 0 | C | 8
1994-12-27 | 12:00 | 628 | 1415 | 449 | 1 | 10 | 853 | 1 | 16 | 70 | 1 | 10 | 475 | 1 | 10 | 827 | 1 | 16 | 106 | 1 | 10 | 151 | 1 | 21 | 0 | A | 7 | 0 | A | 7 | 10.6 | A | 7 | -8.3 | A | 7 | 24 | A | 7 | 839 | A | 7 | 160 | A | 7 | 3.1 | A | 7 | 112000 | B | 7 | 77777 | A | 7 | 0.6 | E | 8 | 0.045 | F | 8 | 0.22 | F | 8 | 0 | 1 | D | 9 | 0 | C | 8
1994-12-27 | 13:00 | 628 | 1415 | 449 | 1 | 10 | 853 | 1 | 16 | 70 | 1 | 10 | 475 | 1 | 10 | 827 | 1 | 16 | 106 | 1 | 10 | 151 | 1 | 21 | 0 | A | 7 | 0 | A | 7 | 12.2 | A | 7 | -8.9 | A | 7 | 20 | A | 7 | 838 | A | 7 | 90 | A | 7 | 2.6 | A | 7 | 112000 | B | 7 | 77777 | A | 7 | 0.6 | E | 8 | 0.045 | F | 8 | 0.22 | F | 8 | 0 | 1 | D | 9 | 0 | C | 8
1994-12-27 | 14:00 | 561 | 1415 | 389 | 1 | 10 | 818 | 1 | 16 | 65 | 1 | 10 | 410 | 1 | 10 | 778 | 1 | 16 | 100 | 1 | 10 | 136 | 1 | 21 | 0 | A | 7 | 0 | A | 7 | 12.2 | A | 7 | -8.3 | A | 7 | 21 | A | 7 | 837 | A | 7 | 90 | A | 7 | 4.6 | A | 7 | 112000 | B | 7 | 77777 | A | 7 | 0.6 | E | 8 | 0.045 | F | 8 | 0.22 | F | 8 | 0 | 1 | D | 9 | 0 | C | 8
1994-12-27 | 15:00 | 431 | 1415 | 277 | 1 | 10 | 732 | 1 | 16 | 54 | 1 | 10 | 288 | 1 | 10 | 657 | 1 | 16 | 87 | 1 | 10 | 108 | 1 | 21 | 0 | A | 7 | 0 | A | 7 | 11.7 | A | 7 | -7.8 | A | 7 | 23 | A | 7 | 837 | A | 7 | 100 | A | 7 | 5.7 | A | 7 | 112000 | B | 7 | 77777 | A | 7 | 0.6 | E | 8 | 0.045 | F | 8 | 0.22 | F | 8 | 0 | 1 | D | 9 | 0 | C | 8
1994-12-27 | 16:00 | 249 | 1415 | 132 | 1 | 10 | 534 | 1 | 16 | 38 | 1 | 10 | 134 | 1 | 10 | 404 | 1 | 16 | 62 | 1 | 10 | 70 | 1 | 21 | 0 | A | 7 | 0 | A | 7 | 10 | A | 7 | -7.8 | A | 7 | 26 | A | 7 | 838 | A | 7 | 80 | A | 7 | 5.2 | A | 7 | 112000 | B | 7 | 77777 | A | 7 | 0.6 | E | 8 | 0.045 | F | 8 | 0.22 | F | 8 | 0 | 1 | D | 9 | 0 | C | 8
1994-12-27 | 17:00 | 46 | 931 | 14 | 1 | 10 | 114 | 1 | 16 | 9 | 1 | 10 | 16 | 1 | 10 | 51 | 1 | 16 | 13 | 1 | 10 | 17 | 1 | 21 | 0 | A | 7 | 0 | A | 7 | 7.2 | A | 7 | -6.1 | A | 7 | 36 | A | 7 | 838 | A | 7 | 90 | A | 7 | 3.1 | A | 7 | 64000 | B | 7 | 77777 | A | 7 | 0.6 | E | 8 | 0.045 | F | 8 | 0.22 | F | 8 | 0 | 1 | D | 9 | 0 | C | 8
1994-12-27 | 18:00 | 0 | 0 | 0 | 1 | 0 | 0 | 1 | 0 | 0 | 1 | 0 | 0 | 1 | 0 | 0 | 1 | 0 | 0 | 1 | 0 | 0 | 1 | 0 | 0 | A | 7 | 0 | A | 7 | 5 | A | 7 | -6.7 | A | 7 | 40 | A | 7 | 839 | A | 7 | 90 | A | 7 | 3.1 | A | 7 | 48000 | B | 7 | 77777 | A | 7 | 0.6 | E | 8 | 0.045 | F | 8 | 0.22 | F | 8 | 0 | 1 | D | 9 | 0 | C | 8
1994-12-27 | 19:00 | 0 | 0 | 0 | 1 | 0 | 0 | 1 | 0 | 0 | 1 | 0 | 0 | 1 | 0 | 0 | 1 | 0 | 0 | 1 | 0 | 0 | 1 | 0 | 0 | A | 7 | 0 | A | 7 | 2.8 | A | 7 | -6.7 | A | 7 | 46 | A | 7 | 839 | A | 7 | 160 | A | 7 | 2.6 | A | 7 | 48000 | B | 7 | 77777 | A | 7 | 0.6 | E | 8 | 0.045 | F | 8 | 0.22 | F | 8 | 0 | 1 | D | 9 | 0 | C | 8
1994-12-27 | 20:00 | 0 | 0 | 0 | 1 | 0 | 0 | 1 | 0 | 0 | 1 | 0 | 0 | 1 | 0 | 0 | 1 | 0 | 0 | 1 | 0 | 0 | 1 | 0 | 0 | A | 7 | 0 | A | 7 | 1.7 | A | 7 | -6.7 | A | 7 | 50 | A | 7 | 839 | A | 7 | 140 | A | 7 | 2.1 | A | 7 | 48000 | B | 7 | 77777 | A | 7 | 0.6 | E | 8 | 0.045 | F | 8 | 0.22 | F | 8 | 0 | 1 | D | 9 | 0 | C | 8
1994-12-27 | 21:00 | 0 | 0 | 0 | 1 | 0 | 0 | 1 | 0 | 0 | 1 | 0 | 0 | 1 | 0 | 0 | 1 | 0 | 0 | 1 | 0 | 0 | 1 | 0 | 0 | A | 7 | 0 | A | 7 | 0.6 | A | 7 | -6.7 | A | 7 | 54 | A | 7 | 840 | A | 7 | 150 | A | 7 | 2.1 | A | 7 | 48000 | B | 7 | 77777 | A | 7 | 0.6 | E | 8 | 0.045 | F | 8 | 0.22 | F | 8 | 0 | 1 | D | 9 | 0 | C | 8
1994-12-27 | 22:00 | 0 | 0 | 0 | 1 | 0 | 0 | 1 | 0 | 0 | 1 | 0 | 0 | 1 | 0 | 0 | 1 | 0 | 0 | 1 | 0 | 0 | 1 | 0 | 0 | A | 7 | 0 | A | 7 | -2.2 | A | 7 | -7.2 | A | 7 | 65 | A | 7 | 840 | A | 7 | 130 | A | 7 | 2.6 | A | 7 | 48000 | B | 7 | 77777 | A | 7 | 0.6 | E | 8 | 0.045 | F | 8 | 0.22 | F | 8 | 0 | 1 | D | 9 | 0 | C | 8
1994-12-27 | 23:00 | 0 | 0 | 0 | 1 | 0 | 0 | 1 | 0 | 0 | 1 | 0 | 0 | 1 | 0 | 0 | 1 | 0 | 0 | 1 | 0 | 0 | 1 | 0 | 0 | A | 7 | 0 | A | 7 | -2.8 | A | 7 | -7.2 | A | 7 | 69 | A | 7 | 839 | A | 7 | 150 | A | 7 | 3.1 | A | 7 | 48000 | B | 7 | 77777 | A | 7 | 0.6 | E | 8 | 0.045 | F | 8 | 0.22 | F | 8 | 0 | 1 | D | 9 | 0 | C | 8
1994-12-27 | 24:00 | 0 | 0 | 0 | 1 | 0 | 0 | 1 | 0 | 0 | 1 | 0 | 0 | 1 | 0 | 0 | 1 | 0 | 0 | 1 | 0 | 0 | 1 | 0 | 0 | A | 7 | 0 | A | 7 | -3.3 | A | 7 | -7.2 | A | 7 | 72 | A | 7 | 839 | A | 7 | 160 | A | 7 | 2.1 | A | 7 | 48000 | B | 7 | 77777 | A | 7 | 0.6 | E | 8 | 0.045 | F | 8 | 0.22 | F | 8 | 0 | 1 | D | 9 | 0 | C | 8
1994-12-28 | 1:00 | 0 | 0 | 0 | 1 | 0 | 0 | 1 | 0 | 0 | 1 | 0 | 0 | 1 | 0 | 0 | 1 | 0 | 0 | 1 | 0 | 0 | 1 | 0 | 0 | A | 7 | 0 | A | 7 | -3.9 | A | 7 | -7.8 | A | 7 | 71 | A | 7 | 839 | A | 7 | 170 | A | 7 | 2.1 | A | 7 | 40000 | B | 7 | 77777 | A | 7 | 0.6 | E | 8 | 0.044 | F | 8 | 0.22 | F | 8 | 0 | 1 | D | 9 | 0 | C | 8
1994-12-28 | 2:00 | 0 | 0 | 0 | 1 | 0 | 0 | 1 | 0 | 0 | 1 | 0 | 0 | 1 | 0 | 0 | 1 | 0 | 0 | 1 | 0 | 0 | 1 | 0 | 0 | A | 7 | 0 | A | 7 | -4.4 | A | 7 | -7.8 | A | 7 | 75 | A | 7 | 839 | A | 7 | 170 | A | 7 | 2.6 | A | 7 | 40000 | B | 7 | 77777 | A | 7 | 0.6 | E | 8 | 0.044 | F | 8 | 0.22 | F | 8 | 0 | 1 | D | 9 | 0 | C | 8
1994-12-28 | 3:00 | 0 | 0 | 0 | 1 | 0 | 0 | 1 | 0 | 0 | 1 | 0 | 0 | 1 | 0 | 0 | 1 | 0 | 0 | 1 | 0 | 0 | 1 | 0 | 0 | A | 7 | 0 | A | 7 | -3.9 | A | 7 | -7.8 | A | 7 | 71 | A | 7 | 838 | A | 7 | 180 | A | 7 | 2.6 | A | 7 | 48000 | B | 7 | 77777 | A | 7 | 0.6 | E | 8 | 0.044 | F | 8 | 0.22 | F | 8 | 0 | 1 | D | 9 | 0 | C | 8
1994-12-28 | 4:00 | 0 | 0 | 0 | 1 | 0 | 0 | 1 | 0 | 0 | 1 | 0 | 0 | 1 | 0 | 0 | 1 | 0 | 0 | 1 | 0 | 0 | 1 | 0 | 0 | A | 7 | 0 | A | 7 | -4.4 | A | 7 | -7.8 | A | 7 | 75 | A | 7 | 838 | A | 7 | 0 | A | 7 | 0 | A | 7 | 48000 | B | 7 | 77777 | A | 7 | 0.6 | E | 8 | 0.044 | F | 8 | 0.22 | F | 8 | 0 | 1 | D | 9 | 0 | C | 8
1994-12-28 | 5:00 | 0 | 0 | 0 | 1 | 0 | 0 | 1 | 0 | 0 | 1 | 0 | 0 | 1 | 0 | 0 | 1 | 0 | 0 | 1 | 0 | 0 | 1 | 0 | 0 | A | 7 | 0 | A | 7 | -6.1 | A | 7 | -7.8 | A | 7 | 86 | A | 7 | 838 | A | 7 | 170 | A | 7 | 2.1 | A | 7 | 48000 | B | 7 | 77777 | A | 7 | 0.6 | E | 8 | 0.044 | F | 8 | 0.22 | F | 8 | 0 | 1 | D | 9 | 0 | C | 8
1994-12-28 | 6:00 | 0 | 0 | 0 | 1 | 0 | 0 | 1 | 0 | 0 | 1 | 0 | 0 | 1 | 0 | 0 | 1 | 0 | 0 | 1 | 0 | 0 | 1 | 0 | 0 | A | 7 | 0 | A | 7 | -5 | A | 7 | -7.8 | A | 7 | 79 | A | 7 | 838 | A | 7 | 200 | A | 7 | 1.5 | A | 7 | 48000 | B | 7 | 77777 | A | 7 | 0.6 | E | 8 | 0.044 | F | 8 | 0.22 | F | 8 | 0 | 1 | D | 9 | 0 | C | 8
1994-12-28 | 7:00 | 0 | 0 | 0 | 1 | 0 | 0 | 1 | 0 | 0 | 1 | 0 | 0 | 1 | 0 | 0 | 1 | 0 | 0 | 1 | 0 | 0 | 1 | 0 | 0 | A | 7 | 0 | A | 7 | -5.6 | A | 7 | -8.3 | A | 7 | 79 | A | 7 | 838 | A | 7 | 220 | A | 7 | 2.6 | A | 7 | 96000 | B | 7 | 77777 | A | 7 | 0.6 | E | 8 | 0.044 | F | 8 | 0.22 | F | 8 | 0 | 1 | D | 9 | 0 | C | 8
1994-12-28 | 8:00 | 46 | 931 | 19 | 1 | 10 | 265 | 1 | 16 | 6 | 1 | 10 | 22 | 1 | 10 | 151 | 1 | 16 | 14 | 1 | 10 | 20 | 1 | 21 | 0 | A | 7 | 0 | A | 7 | -3.3 | A | 7 | -8.3 | A | 7 | 65 | A | 7 | 838 | A | 7 | 160 | A | 7 | 2.6 | A | 7 | 112000 | B | 7 | 77777 | A | 7 | 0.6 | E | 8 | 0.044 | F | 8 | 0.22 | F | 8 | 0 | 1 | D | 9 | 5 | C | 8
1994-12-28 | 9:00 | 249 | 1415 | 149 | 1 | 10 | 717 | 1 | 16 | 23 | 1 | 10 | 160 | 1 | 10 | 566 | 1 | 16 | 59 | 1 | 10 | 61 | 1 | 21 | 0 | A | 7 | 0 | A | 7 | 1.1 | A | 7 | -7.8 | A | 7 | 48 | A | 7 | 839 | A | 7 | 180 | A | 7 | 2.1 | A | 7 | 112000 | B | 7 | 77777 | A | 7 | 0.6 | E | 8 | 0.044 | F | 8 | 0.22 | F | 8 | 0 | 1 | D | 9 | 5 | C | 8
1994-12-28 | 10:00 | 432 | 1415 | 277 | 1 | 10 | 756 | 1 | 16 | 46 | 1 | 10 | 293 | 1 | 10 | 683 | 1 | 16 | 83 | 1 | 10 | 102 | 1 | 21 | 1 | A | 7 | 1 | A | 7 | 5 | A | 7 | -7.2 | A | 7 | 38 | A | 7 | 838 | A | 7 | 220 | A | 7 | 2.6 | A | 7 | 112000 | B | 7 | 77777 | A | 7 | 0.6 | E | 8 | 0.044 | F | 8 | 0.22 | F | 8 | 0 | 1 | D | 9 | 0 | C | 8
1994-12-28 | 11:00 | 562 | 1415 | 397 | 1 | 10 | 902 | 1 | 16 | 38 | 1 | 10 | 423 | 1 | 10 | 856 | 1 | 16 | 81 | 1 | 10 | 105 | 1 | 21 | 1 | A | 7 | 1 | A | 7 | 7.2 | A | 7 | -8.3 | A | 7 | 30 | A | 7 | 837 | A | 7 | 200 | A | 7 | 2.6 | A | 7 | 112000 | B | 7 | 77777 | A | 7 | 0.6 | E | 8 | 0.044 | F | 8 | 0.22 | F | 8 | 0 | 1 | D | 9 | 0 | C | 8
1994-12-28 | 12:00 | 629 | 1415 | 430 | 1 | 10 | 809 | 1 | 16 | 70 | 1 | 10 | 455 | 1 | 10 | 785 | 1 | 16 | 105 | 1 | 10 | 151 | 1 | 21 | 1 | A | 7 | 1 | A | 7 | 10 | A | 7 | -8.3 | A | 7 | 25 | A | 7 | 835 | A | 7 | 300 | A | 7 | 1.5 | A | 7 | 112000 | B | 7 | 77777 | A | 7 | 0.6 | E | 8 | 0.044 | F | 8 | 0.22 | F | 8 | 0 | 1 | D | 9 | 0 | C | 8
1994-12-28 | 13:00 | 630 | 1415 | 432 | 1 | 10 | 872 | 1 | 16 | 44 | 1 | 10 | 460 | 1 | 10 | 840 | 1 | 16 | 84 | 1 | 10 | 119 | 1 | 21 | 1 | A | 7 | 1 | A | 7 | 10.6 | A | 7 | -8.3 | A | 7 | 24 | A | 7 | 834 | A | 7 | 350 | A | 7 | 2.6 | A | 7 | 112000 | B | 7 | 77777 | A | 7 | 0.6 | E | 8 | 0.044 | F | 8 | 0.22 | F | 8 | 0 | 1 | D | 9 | 0 | C | 8
1994-12-28 | 14:00 | 563 | 1415 | 384 | 1 | 10 | 704 | 1 | 16 | 104 | 1 | 10 | 399 | 1 | 10 | 664 | 1 | 16 | 133 | 1 | 10 | 201 | 1 | 21 | 3 | A | 7 | 3 | A | 7 | 10.6 | A | 7 | -6.1 | A | 7 | 29 | A | 7 | 834 | A | 7 | 10 | A | 7 | 4.6 | A | 7 | 80000 | B | 7 | 77777 | A | 7 | 0.6 | E | 8 | 0.044 | F | 8 | 0.22 | F | 8 | 0 | 1 | D | 9 | 0 | C | 8
1994-12-28 | 15:00 | 434 | 1415 | 266 | 1 | 10 | 691 | 1 | 16 | 54 | 1 | 10 | 277 | 1 | 10 | 621 | 1 | 16 | 85 | 1 | 10 | 108 | 1 | 21 | 2 | A | 7 | 2 | A | 7 | 10.6 | A | 7 | -5.6 | A | 7 | 30 | A | 7 | 834 | A | 7 | 360 | A | 7 | 5.7 | A | 7 | 80000 | B | 7 | 77777 | A | 7 | 0.6 | E | 8 | 0.044 | F | 8 | 0.22 | F | 8 | 0 | 1 | D | 9 | 0 | C | 8
1994-12-28 | 16:00 | 251 | 1415 | 130 | 1 | 10 | 484 | 1 | 16 | 44 | 1 | 10 | 134 | 1 | 10 | 354 | 1 | 16 | 71 | 1 | 10 | 80 | 1 | 21 | 3 | A | 7 | 3 | A | 7 | 8.9 | A | 7 | -4.4 | A | 7 | 37 | A | 7 | 834 | A | 7 | 360 | A | 7 | 5.2 | A | 7 | 80000 | B | 7 | 77777 | A | 7 | 0.6 | E | 8 | 0.044 | F | 8 | 0.22 | F | 8 | 0 | 1 | D | 9 | 0 | C | 8
1994-12-28 | 17:00 | 48 | 931 | 15 | 1 | 10 | 160 | 1 | 16 | 7 | 1 | 10 | 17 | 1 | 10 | 85 | 1 | 16 | 13 | 1 | 10 | 17 | 1 | 21 | 1 | A | 7 | 1 | A | 7 | 5.6 | A | 7 | -5.6 | A | 7 | 42 | A | 7 | 834 | A | 7 | 10 | A | 7 | 3.1 | A | 7 | 64000 | B | 7 | 77777 | A | 7 | 0.6 | E | 8 | 0.044 | F | 8 | 0.22 | F | 8 | 0 | 1 | D | 9 | 0 | C | 8
1994-12-28 | 18:00 | 0 | 0 | 0 | 1 | 0 | 0 | 1 | 0 | 0 | 1 | 0 | 0 | 1 | 0 | 0 | 1 | 0 | 0 | 1 | 0 | 0 | 1 | 0 | 1 | A | 7 | 0 | A | 7 | 1.7 | A | 7 | -6.1 | A | 7 | 53 | A | 7 | 834 | A | 7 | 320 | A | 7 | 2.1 | A | 7 | 48000 | B | 7 | 77777 | A | 7 | 0.6 | E | 8 | 0.044 | F | 8 | 0.22 | F | 8 | 0 | 1 | D | 9 | 0 | C | 8
1994-12-28 | 19:00 | 0 | 0 | 0 | 1 | 0 | 0 | 1 | 0 | 0 | 1 | 0 | 0 | 1 | 0 | 0 | 1 | 0 | 0 | 1 | 0 | 0 | 1 | 0 | 0 | A | 7 | 0 | A | 7 | 0 | A | 7 | -5.6 | A | 7 | 62 | A | 7 | 834 | A | 7 | 170 | A | 7 | 1.5 | A | 7 | 48000 | B | 7 | 77777 | A | 7 | 0.6 | E | 8 | 0.044 | F | 8 | 0.22 | F | 8 | 0 | 1 | D | 9 | 0 | C | 8
1994-12-28 | 20:00 | 0 | 0 | 0 | 1 | 0 | 0 | 1 | 0 | 0 | 1 | 0 | 0 | 1 | 0 | 0 | 1 | 0 | 0 | 1 | 0 | 0 | 1 | 0 | 0 | A | 7 | 0 | A | 7 | 1.1 | A | 7 | -5.6 | A | 7 | 58 | A | 7 | 834 | A | 7 | 180 | A | 7 | 3.1 | A | 7 | 32000 | B | 7 | 77777 | A | 7 | 0.6 | E | 8 | 0.044 | F | 8 | 0.22 | F | 8 | 0 | 1 | D | 9 | 0 | C | 8
1994-12-28 | 21:00 | 0 | 0 | 0 | 1 | 0 | 0 | 1 | 0 | 0 | 1 | 0 | 0 | 1 | 0 | 0 | 1 | 0 | 0 | 1 | 0 | 0 | 1 | 0 | 0 | A | 7 | 0 | A | 7 | -0.6 | A | 7 | -6.1 | A | 7 | 63 | A | 7 | 834 | A | 7 | 170 | A | 7 | 2.6 | A | 7 | 32000 | B | 7 | 77777 | A | 7 | 0.6 | E | 8 | 0.044 | F | 8 | 0.22 | F | 8 | 0 | 1 | D | 9 | 0 | C | 8
1994-12-28 | 22:00 | 0 | 0 | 0 | 1 | 0 | 0 | 1 | 0 | 0 | 1 | 0 | 0 | 1 | 0 | 0 | 1 | 0 | 0 | 1 | 0 | 0 | 1 | 0 | 0 | A | 7 | 0 | A | 7 | -1.1 | A | 7 | -6.1 | A | 7 | 66 | A | 7 | 834 | A | 7 | 150 | A | 7 | 2.6 | A | 7 | 32000 | B | 7 | 77777 | A | 7 | 0.6 | E | 8 | 0.044 | F | 8 | 0.22 | F | 8 | 0 | 1 | D | 9 | 0 | C | 8
1994-12-28 | 23:00 | 0 | 0 | 0 | 1 | 0 | 0 | 1 | 0 | 0 | 1 | 0 | 0 | 1 | 0 | 0 | 1 | 0 | 0 | 1 | 0 | 0 | 1 | 0 | 0 | A | 7 | 0 | A | 7 | -1.7 | A | 7 | -6.1 | A | 7 | 69 | A | 7 | 834 | A | 7 | 160 | A | 7 | 1.5 | A | 7 | 32000 | B | 7 | 77777 | A | 7 | 0.6 | E | 8 | 0.044 | F | 8 | 0.22 | F | 8 | 0 | 1 | D | 9 | 0 | C | 8
1994-12-28 | 24:00 | 0 | 0 | 0 | 1 | 0 | 0 | 1 | 0 | 0 | 1 | 0 | 0 | 1 | 0 | 0 | 1 | 0 | 0 | 1 | 0 | 0 | 1 | 0 | 0 | A | 7 | 0 | A | 7 | -2.2 | A | 7 | -6.1 | A | 7 | 72 | A | 7 | 833 | A | 7 | 200 | A | 7 | 2.1 | A | 7 | 32000 | B | 7 | 77777 | A | 7 | 0.6 | E | 8 | 0.044 | F | 8 | 0.22 | F | 8 | 0 | 1 | D | 9 | 0 | C | 8
1994-12-29 | 1:00 | 0 | 0 | 0 | 1 | 0 | 0 | 1 | 0 | 0 | 1 | 0 | 0 | 1 | 0 | 0 | 1 | 0 | 0 | 1 | 0 | 0 | 1 | 0 | 0 | A | 7 | 0 | A | 7 | -3.3 | A | 7 | -6.1 | A | 7 | 79 | A | 7 | 832 | A | 7 | 180 | A | 7 | 2.1 | A | 7 | 32000 | B | 7 | 77777 | A | 7 | 0.6 | E | 8 | 0.044 | F | 8 | 0.22 | F | 8 | 0 | 1 | D | 9 | 0 | C | 8
1994-12-29 | 2:00 | 0 | 0 | 0 | 1 | 0 | 0 | 1 | 0 | 0 | 1 | 0 | 0 | 1 | 0 | 0 | 1 | 0 | 0 | 1 | 0 | 0 | 1 | 0 | 0 | A | 7 | 0 | A | 7 | -2.8 | A | 7 | -6.1 | A | 7 | 76 | A | 7 | 832 | A | 7 | 200 | A | 7 | 1.5 | A | 7 | 32000 | B | 7 | 77777 | A | 7 | 0.6 | E | 8 | 0.044 | F | 8 | 0.22 | F | 8 | 0 | 1 | D | 9 | 0 | C | 8
1994-12-29 | 3:00 | 0 | 0 | 0 | 1 | 0 | 0 | 1 | 0 | 0 | 1 | 0 | 0 | 1 | 0 | 0 | 1 | 0 | 0 | 1 | 0 | 0 | 1 | 0 | 3 | A | 7 | 1 | A | 7 | -3.9 | A | 7 | -6.7 | A | 7 | 79 | A | 7 | 832 | A | 7 | 130 | A | 7 | 2.6 | A | 7 | 40000 | B | 7 | 77777 | A | 7 | 0.6 | E | 8 | 0.044 | F | 8 | 0.22 | F | 8 | 0 | 1 | D | 9 | 0 | C | 8
1994-12-29 | 4:00 | 0 | 0 | 0 | 1 | 0 | 0 | 1 | 0 | 0 | 1 | 0 | 0 | 1 | 0 | 0 | 1 | 0 | 0 | 1 | 0 | 0 | 1 | 0 | 2 | A | 7 | 2 | A | 7 | -5 | A | 7 | -7.8 | A | 7 | 79 | A | 7 | 832 | A | 7 | 350 | A | 7 | 2.1 | A | 7 | 32000 | B | 7 | 77777 | A | 7 | 0.6 | E | 8 | 0.044 | F | 8 | 0.22 | F | 8 | 0 | 1 | D | 9 | 0 | C | 8
1994-12-29 | 5:00 | 0 | 0 | 0 | 1 | 0 | 0 | 1 | 0 | 0 | 1 | 0 | 0 | 1 | 0 | 0 | 1 | 0 | 0 | 1 | 0 | 0 | 1 | 0 | 5 | A | 7 | 3 | A | 7 | -5 | A | 7 | -6.7 | A | 7 | 86 | A | 7 | 833 | A | 7 | 0 | A | 7 | 0 | A | 7 | 32000 | B | 7 | 77777 | A | 7 | 0.6 | E | 8 | 0.044 | F | 8 | 0.22 | F | 8 | 0 | 1 | D | 9 | 0 | C | 8
1994-12-29 | 6:00 | 0 | 0 | 0 | 1 | 0 | 0 | 1 | 0 | 0 | 1 | 0 | 0 | 1 | 0 | 0 | 1 | 0 | 0 | 1 | 0 | 0 | 1 | 0 | 4 | A | 7 | 2 | A | 7 | -5 | A | 7 | -6.7 | A | 7 | 86 | A | 7 | 833 | A | 7 | 180 | A | 7 | 1.5 | A | 7 | 32000 | B | 7 | 77777 | A | 7 | 0.6 | E | 8 | 0.044 | F | 8 | 0.22 | F | 8 | 0 | 1 | D | 9 | 0 | C | 8
1994-12-29 | 7:00 | 0 | 0 | 0 | 1 | 0 | 0 | 1 | 0 | 0 | 1 | 0 | 0 | 1 | 0 | 0 | 1 | 0 | 0 | 1 | 0 | 0 | 1 | 0 | 8 | A | 7 | 6 | A | 7 | -3.9 | A | 7 | -6.7 | A | 7 | 79 | A | 7 | 833 | A | 7 | 0 | A | 7 | 0 | A | 7 | 80000 | B | 7 | 6096 | A | 7 | 0.6 | E | 8 | 0.044 | F | 8 | 0.22 | F | 8 | 0 | 1 | D | 9 | 0 | C | 8
1994-12-29 | 8:00 | 46 | 908 | 11 | 1 | 10 | 10 | 1 | 16 | 11 | 1 | 10 | 13 | 1 | 10 | 5 | 1 | 16 | 12 | 1 | 10 | 28 | 1 | 21 | 10 | A | 7 | 9 | A | 7 | -3.9 | A | 7 | -6.7 | A | 7 | 79 | A | 7 | 833 | A | 7 | 120 | A | 7 | 1.5 | A | 7 | 88000 | B | 7 | 6096 | A | 7 | 0.6 | E | 8 | 0.044 | F | 8 | 0.22 | F | 8 | 0 | 1 | D | 9 | 0 | C | 8
1994-12-29 | 9:00 | 249 | 1415 | 63 | 1 | 10 | 0 | 1 | 16 | 63 | 1 | 10 | 70 | 1 | 10 | 0 | 1 | 16 | 70 | 1 | 10 | 212 | 1 | 21 | 10 | A | 7 | 10 | A | 7 | 1.1 | A | 7 | -5 | A | 7 | 61 | A | 7 | 833 | A | 7 | 120 | A | 7 | 1.5 | A | 7 | 88000 | B | 7 | 6096 | A | 7 | 0.6 | E | 8 | 0.044 | F | 8 | 0.22 | F | 8 | 0 | 1 | D | 9 | 0 | C | 8
1994-12-29 | 10:00 | 432 | 1415 | 161 | 1 | 10 | 26 | 1 | 16 | 153 | 1 | 10 | 176 | 1 | 10 | 19 | 1 | 16 | 170 | 1 | 10 | 488 | 1 | 21 | 9 | A | 7 | 9 | A | 7 | 3.3 | A | 7 | -6.1 | A | 7 | 47 | A | 7 | 834 | A | 7 | 0 | A | 7 | 0 | A | 7 | 112000 | B | 7 | 6096 | A | 7 | 0.6 | E | 8 | 0.044 | F | 8 | 0.22 | F | 8 | 0 | 1 | D | 9 | 0 | C | 8
1994-12-29 | 11:00 | 562 | 1415 | 314 | 1 | 10 | 57 | 1 | 16 | 291 | 1 | 10 | 342 | 1 | 10 | 57 | 1 | 16 | 319 | 1 | 10 | 669 | 1 | 21 | 9 | A | 7 | 9 | A | 7 | 4.4 | A | 7 | -7.2 | A | 7 | 40 | A | 7 | 833 | A | 7 | 0 | A | 7 | 0 | A | 7 | 112000 | B | 7 | 6096 | A | 7 | 0.6 | E | 8 | 0.044 | F | 8 | 0.22 | F | 8 | 0 | 1 | D | 9 | 0 | C | 8
1994-12-29 | 12:00 | 630 | 1415 | 179 | 1 | 10 | 0 | 1 | 16 | 179 | 1 | 10 | 202 | 1 | 10 | 0 | 1 | 16 | 202 | 1 | 10 | 688 | 1 | 21 | 10 | A | 7 | 10 | A | 7 | 6.7 | A | 7 | -7.8 | A | 7 | 32 | A | 7 | 833 | A | 7 | 80 | A | 7 | 2.1 | A | 7 | 112000 | B | 7 | 6096 | A | 7 | 0.6 | E | 8 | 0.044 | F | 8 | 0.22 | F | 8 | 0 | 1 | D | 9 | 0 | C | 8
1994-12-29 | 13:00 | 631 | 1415 | 143 | 1 | 10 | 0 | 1 | 16 | 143 | 1 | 10 | 165 | 1 | 10 | 0 | 1 | 16 | 165 | 1 | 10 | 589 | 1 | 21 | 10 | A | 7 | 10 | A | 7 | 5.6 | A | 7 | -3.9 | A | 7 | 49 | A | 7 | 833 | A | 7 | 10 | A | 7 | 6.7 | A | 7 | 96000 | B | 7 | 2438 | A | 7 | 0.6 | E | 8 | 0.044 | F | 8 | 0.22 | F | 8 | 0 | 1 | D | 9 | 0 | C | 8
1994-12-29 | 14:00 | 565 | 1415 | 127 | 1 | 10 | 0 | 1 | 16 | 127 | 1 | 10 | 146 | 1 | 10 | 0 | 1 | 16 | 146 | 1 | 10 | 510 | 1 | 21 | 10 | A | 7 | 10 | A | 7 | 4.4 | A | 7 | -4.4 | A | 7 | 51 | A | 7 | 833 | A | 7 | 350 | A | 7 | 3.1 | A | 7 | 96000 | B | 7 | 2896 | A | 7 | 0.6 | E | 8 | 0.044 | F | 8 | 0.22 | F | 8 | 0 | 1 | D | 9 | 0 | C | 8
1994-12-29 | 15:00 | 436 | 1415 | 245 | 1 | 10 | 174 | 1 | 16 | 192 | 1 | 10 | 260 | 1 | 10 | 158 | 1 | 16 | 211 | 1 | 10 | 432 | 1 | 21 | 10 | A | 7 | 8 | A | 7 | 5 | A | 7 | -5 | A | 7 | 46 | A | 7 | 833 | A | 7 | 330 | A | 7 | 2.6 | A | 7 | 96000 | B | 7 | 2896 | A | 7 | 0.6 | E | 8 | 0.044 | F | 8 | 0.22 | F | 8 | 0 | 1 | D | 9 | 0 | C | 8
1994-12-29 | 16:00 | 254 | 1415 | 108 | 1 | 10 | 100 | 1 | 16 | 90 | 1 | 10 | 115 | 1 | 10 | 74 | 1 | 16 | 102 | 1 | 10 | 193 | 1 | 21 | 9 | A | 7 | 7 | A | 7 | 4.4 | A | 7 | -5 | A | 7 | 48 | A | 7 | 833 | A | 7 | 0 | A | 7 | 0 | A | 7 | 64000 | B | 7 | 2896 | A | 7 | 0.6 | E | 8 | 0.044 | F | 8 | 0.22 | F | 8 | 0 | 1 | D | 9 | 0 | C | 8
1994-12-29 | 17:00 | 50 | 955 | 16 | 1 | 10 | 7 | 1 | 16 | 16 | 1 | 10 | 18 | 1 | 10 | 4 | 1 | 16 | 18 | 1 | 10 | 39 | 1 | 21 | 10 | A | 7 | 9 | A | 7 | 3.3 | A | 7 | -5.6 | A | 7 | 49 | A | 7 | 833 | A | 7 | 150 | A | 7 | 3.6 | A | 7 | 48000 | B | 7 | 6096 | A | 7 | 0.6 | E | 8 | 0.044 | F | 8 | 0.22 | F | 8 | 0 | 1 | D | 9 | 0 | C | 8
1994-12-29 | 18:00 | 0 | 0 | 0 | 1 | 0 | 0 | 1 | 0 | 0 | 1 | 0 | 0 | 1 | 0 | 0 | 1 | 0 | 0 | 1 | 0 | 0 | 1 | 0 | 10 | A | 7 | 10 | A | 7 | 3.3 | A | 7 | -4.4 | A | 7 | 55 | A | 7 | 834 | A | 7 | 130 | A | 7 | 2.1 | A | 7 | 32000 | B | 7 | 3048 | A | 7 | 0.6 | E | 8 | 0.044 | F | 8 | 0.22 | F | 8 | 0 | 1 | D | 9 | 0 | C | 8
1994-12-29 | 19:00 | 0 | 0 | 0 | 1 | 0 | 0 | 1 | 0 | 0 | 1 | 0 | 0 | 1 | 0 | 0 | 1 | 0 | 0 | 1 | 0 | 0 | 1 | 0 | 10 | A | 7 | 10 | A | 7 | 3.9 | A | 7 | -5 | A | 7 | 50 | A | 7 | 835 | A | 7 | 130 | A | 7 | 2.1 | A | 7 | 32000 | B | 7 | 2743 | A | 7 | 0.6 | E | 8 | 0.044 | F | 8 | 0.22 | F | 8 | 0 | 1 | D | 9 | 0 | C | 8
1994-12-29 | 20:00 | 0 | 0 | 0 | 1 | 0 | 0 | 1 | 0 | 0 | 1 | 0 | 0 | 1 | 0 | 0 | 1 | 0 | 0 | 1 | 0 | 0 | 1 | 0 | 10 | A | 7 | 10 | A | 7 | 3.3 | A | 7 | -5 | A | 7 | 52 | A | 7 | 835 | A | 7 | 200 | A | 7 | 2.1 | A | 7 | 32000 | B | 7 | 2743 | A | 7 | 0.6 | E | 8 | 0.044 | F | 8 | 0.22 | F | 8 | 0 | 1 | D | 9 | 0 | C | 8
1994-12-29 | 21:00 | 0 | 0 | 0 | 1 | 0 | 0 | 1 | 0 | 0 | 1 | 0 | 0 | 1 | 0 | 0 | 1 | 0 | 0 | 1 | 0 | 0 | 1 | 0 | 10 | A | 7 | 10 | A | 7 | 2.8 | A | 7 | -5 | A | 7 | 54 | A | 7 | 835 | A | 7 | 70 | A | 7 | 5.2 | A | 7 | 24000 | B | 7 | 2286 | A | 7 | 0.6 | E | 8 | 0.044 | F | 8 | 0.22 | F | 8 | 0 | 1 | D | 9 | 0 | C | 8
1994-12-29 | 22:00 | 0 | 0 | 0 | 1 | 0 | 0 | 1 | 0 | 0 | 1 | 0 | 0 | 1 | 0 | 0 | 1 | 0 | 0 | 1 | 0 | 0 | 1 | 0 | 10 | A | 7 | 7 | A | 7 | 0.6 | A | 7 | -3.3 | A | 7 | 73 | A | 7 | 836 | A | 7 | 70 | A | 7 | 3.1 | A | 7 | 24000 | B | 7 | 3658 | A | 7 | 0.6 | E | 8 | 0.044 | F | 8 | 0.22 | F | 8 | 0 | 1 | D | 9 | 0 | C | 8
1994-12-29 | 23:00 | 0 | 0 | 0 | 1 | 0 | 0 | 1 | 0 | 0 | 1 | 0 | 0 | 1 | 0 | 0 | 1 | 0 | 0 | 1 | 0 | 0 | 1 | 0 | 10 | A | 7 | 10 | A | 7 | 0.6 | A | 7 | -2.2 | A | 7 | 80 | A | 7 | 836 | A | 7 | 360 | A | 7 | 3.6 | A | 7 | 16000 | B | 7 | 1402 | A | 7 | 0.7 | E | 8 | 0.044 | F | 8 | 0.22 | F | 8 | 0 | 1 | D | 9 | 0 | C | 8
1994-12-29 | 24:00 | 0 | 0 | 0 | 1 | 0 | 0 | 1 | 0 | 0 | 1 | 0 | 0 | 1 | 0 | 0 | 1 | 0 | 0 | 1 | 0 | 0 | 1 | 0 | 10 | A | 7 | 10 | A | 7 | 0 | A | 7 | -1.7 | A | 7 | 87 | A | 7 | 836 | A | 7 | 350 | A | 7 | 3.6 | A | 7 | 9600 | B | 7 | 305 | A | 7 | 0.7 | E | 8 | 0.044 | F | 8 | 0.22 | F | 8 | 0 | 1 | D | 9 | 0 | C | 8
1994-12-30 | 1:00 | 0 | 0 | 0 | 1 | 0 | 0 | 1 | 0 | 0 | 1 | 0 | 0 | 1 | 0 | 0 | 1 | 0 | 0 | 1 | 0 | 0 | 1 | 0 | 10 | A | 7 | 10 | A | 7 | 0 | A | 7 | -1.1 | A | 7 | 91 | A | 7 | 836 | A | 7 | 360 | A | 7 | 3.1 | A | 7 | 8000 | B | 7 | 274 | A | 7 | 0.7 | E | 8 | 0.044 | F | 8 | 0.22 | F | 8 | 0 | 1 | D | 9 | 0 | C | 8
1994-12-30 | 2:00 | 0 | 0 | 0 | 1 | 0 | 0 | 1 | 0 | 0 | 1 | 0 | 0 | 1 | 0 | 0 | 1 | 0 | 0 | 1 | 0 | 0 | 1 | 0 | 10 | A | 7 | 10 | A | 7 | -0.6 | A | 7 | -1.1 | A | 7 | 96 | A | 7 | 836 | A | 7 | 360 | A | 7 | 3.6 | A | 7 | 6400 | B | 7 | 122 | A | 7 | 0.7 | E | 8 | 0.044 | F | 8 | 0.22 | F | 8 | 0 | 1 | D | 9 | 0 | C | 8
1994-12-30 | 3:00 | 0 | 0 | 0 | 1 | 0 | 0 | 1 | 0 | 0 | 1 | 0 | 0 | 1 | 0 | 0 | 1 | 0 | 0 | 1 | 0 | 0 | 1 | 0 | 10 | A | 7 | 10 | A | 7 | -1.1 | A | 7 | -1.7 | A | 7 | 95 | A | 7 | 836 | A | 7 | 20 | A | 7 | 4.1 | A | 7 | 4000 | B | 7 | 152 | A | 7 | 0.7 | E | 8 | 0.044 | F | 8 | 0.22 | F | 8 | 0 | 1 | D | 9 | 0 | C | 8
1994-12-30 | 4:00 | 0 | 0 | 0 | 1 | 0 | 0 | 1 | 0 | 0 | 1 | 0 | 0 | 1 | 0 | 0 | 1 | 0 | 0 | 1 | 0 | 0 | 1 | 0 | 10 | A | 7 | 10 | A | 7 | -2.2 | A | 7 | -3.9 | A | 7 | 87 | A | 7 | 835 | A | 7 | 30 | A | 7 | 4.6 | A | 7 | 6400 | B | 7 | 152 | A | 7 | 0.7 | E | 8 | 0.044 | F | 8 | 0.22 | F | 8 | 0 | 1 | D | 9 | 0 | C | 8
1994-12-30 | 5:00 | 0 | 0 | 0 | 1 | 0 | 0 | 1 | 0 | 0 | 1 | 0 | 0 | 1 | 0 | 0 | 1 | 0 | 0 | 1 | 0 | 0 | 1 | 0 | 10 | A | 7 | 10 | A | 7 | -3.9 | A | 7 | -5.6 | A | 7 | 86 | A | 7 | 836 | A | 7 | 10 | A | 7 | 5.2 | A | 7 | 9600 | B | 7 | 152 | A | 7 | 0.7 | E | 8 | 0.044 | F | 8 | 0.22 | F | 8 | 0 | 1 | D | 9 | 0 | C | 8
1994-12-30 | 6:00 | 0 | 0 | 0 | 1 | 0 | 0 | 1 | 0 | 0 | 1 | 0 | 0 | 1 | 0 | 0 | 1 | 0 | 0 | 1 | 0 | 0 | 1 | 0 | 10 | A | 7 | 10 | A | 7 | -4.4 | A | 7 | -6.7 | A | 7 | 82 | A | 7 | 836 | A | 7 | 360 | A | 7 | 4.1 | A | 7 | 8000 | B | 7 | 152 | A | 7 | 0.7 | E | 8 | 0.044 | F | 8 | 0.22 | F | 8 | 0 | 1 | D | 9 | 0 | C | 8
1994-12-30 | 7:00 | 0 | 0 | 0 | 1 | 0 | 0 | 1 | 0 | 0 | 1 | 0 | 0 | 1 | 0 | 0 | 1 | 0 | 0 | 1 | 0 | 0 | 1 | 0 | 10 | A | 7 | 10 | A | 7 | -4.4 | A | 7 | -5.6 | A | 7 | 90 | A | 7 | 836 | A | 7 | 330 | A | 7 | 4.6 | A | 7 | 3200 | B | 7 | 152 | A | 7 | 0.7 | E | 8 | 0.044 | F | 8 | 0.22 | F | 8 | 0 | 1 | D | 9 | 0 | C | 8
1994-12-30 | 8:00 | 45 | 908 | 4 | 1 | 10 | 0 | 1 | 16 | 4 | 1 | 10 | 5 | 1 | 10 | 0 | 1 | 16 | 5 | 1 | 10 | 16 | 1 | 21 | 10 | A | 7 | 10 | A | 7 | -4.4 | A | 7 | -5 | A | 7 | 95 | A | 7 | 836 | A | 7 | 330 | A | 7 | 3.6 | A | 7 | 1600 | B | 7 | 122 | A | 7 | 0.7 | E | 8 | 0.044 | F | 8 | 0.22 | F | 8 | 0 | 1 | D | 9 | 0 | C | 8
1994-12-30 | 9:00 | 248 | 1415 | 26 | 1 | 10 | 0 | 1 | 16 | 26 | 1 | 10 | 31 | 1 | 10 | 0 | 1 | 16 | 31 | 1 | 10 | 105 | 1 | 21 | 10 | A | 7 | 10 | A | 7 | -4.4 | A | 7 | -5 | A | 7 | 95 | A | 7 | 836 | A | 7 | 360 | A | 7 | 4.1 | A | 7 | 3200 | B | 7 | 152 | A | 7 | 0.7 | E | 8 | 0.044 | F | 8 | 0.22 | F | 8 | 0 | 1 | D | 9 | 0 | C | 8
1994-12-30 | 10:00 | 432 | 1415 | 54 | 1 | 10 | 0 | 1 | 16 | 54 | 1 | 10 | 64 | 1 | 10 | 0 | 1 | 16 | 64 | 1 | 10 | 230 | 1 | 21 | 10 | A | 7 | 10 | A | 7 | -3.9 | A | 7 | -4.4 | A | 7 | 96 | A | 7 | 836 | A | 7 | 350 | A | 7 | 4.6 | A | 7 | 1600 | B | 7 | 183 | A | 7 | 0.7 | E | 8 | 0.044 | F | 8 | 0.22 | F | 8 | 0 | 1 | D | 9 | 0 | C | 8
1994-12-30 | 11:00 | 563 | 1415 | 76 | 1 | 10 | 0 | 1 | 16 | 76 | 1 | 10 | 91 | 1 | 10 | 0 | 1 | 16 | 91 | 1 | 10 | 337 | 1 | 21 | 10 | A | 7 | 10 | A | 7 | -3.3 | A | 7 | -4.4 | A | 7 | 91 | A | 7 | 836 | A | 7 | 360 | A | 7 | 3.6 | A | 7 | 3200 | B | 7 | 183 | A | 7 | 0.6 | E | 8 | 0.044 | F | 8 | 0.22 | F | 8 | 0 | 1 | D | 9 | 0 | C | 8
1994-12-30 | 12:00 | 631 | 1415 | 89 | 1 | 10 | 0 | 1 | 16 | 89 | 1 | 10 | 106 | 1 | 10 | 0 | 1 | 16 | 106 | 1 | 10 | 402 | 1 | 21 | 10 | A | 7 | 10 | A | 7 | -3.9 | A | 7 | -5 | A | 7 | 91 | A | 7 | 835 | A | 7 | 360 | A | 7 | 3.1 | A | 7 | 3200 | B | 7 | 183 | A | 7 | 0.6 | E | 8 | 0.044 | F | 8 | 0.22 | F | 8 | 0 | 1 | D | 9 | 0 | C | 8
1994-12-30 | 13:00 | 633 | 1415 | 89 | 1 | 10 | 0 | 1 | 16 | 89 | 1 | 10 | 106 | 1 | 10 | 0 | 1 | 16 | 106 | 1 | 10 | 402 | 1 | 21 | 10 | A | 7 | 10 | A | 7 | -3.9 | A | 7 | -5 | A | 7 | 91 | A | 7 | 834 | A | 7 | 350 | A | 7 | 3.1 | A | 7 | 1600 | B | 7 | 152 | A | 7 | 0.6 | E | 8 | 0.044 | F | 8 | 0.22 | F | 8 | 0 | 1 | D | 9 | 0 | C | 8
1994-12-30 | 14:00 | 567 | 1415 | 77 | 1 | 10 | 0 | 1 | 16 | 77 | 1 | 10 | 92 | 1 | 10 | 0 | 1 | 16 | 92 | 1 | 10 | 342 | 1 | 21 | 10 | A | 7 | 10 | A | 7 | -3.3 | A | 7 | -5 | A | 7 | 87 | A | 7 | 834 | A | 7 | 350 | A | 7 | 3.1 | A | 7 | 4800 | B | 7 | 152 | A | 7 | 0.6 | E | 8 | 0.044 | F | 8 | 0.22 | F | 8 | 0 | 1 | D | 9 | 0 | C | 8
1994-12-30 | 15:00 | 439 | 1415 | 55 | 1 | 10 | 0 | 1 | 16 | 55 | 1 | 10 | 65 | 1 | 10 | 0 | 1 | 16 | 65 | 1 | 10 | 235 | 1 | 21 | 10 | A | 7 | 10 | A | 7 | -3.9 | A | 7 | -5 | A | 7 | 91 | A | 7 | 834 | A | 7 | 360 | A | 7 | 4.6 | A | 7 | 6400 | B | 7 | 152 | A | 7 | 0.6 | E | 8 | 0.044 | F | 8 | 0.22 | F | 8 | 0 | 1 | D | 9 | 0 | C | 8
1994-12-30 | 16:00 | 257 | 1415 | 32 | 1 | 10 | 0 | 1 | 16 | 32 | 1 | 10 | 38 | 1 | 10 | 0 | 1 | 16 | 38 | 1 | 10 | 127 | 1 | 21 | 10 | A | 7 | 10 | A | 7 | -3.9 | A | 7 | -5 | A | 7 | 91 | A | 7 | 835 | A | 7 | 360 | A | 7 | 4.1 | A | 7 | 3200 | B | 7 | 213 | A | 7 | 0.6 | E | 8 | 0.044 | F | 8 | 0.22 | F | 8 | 0 | 1 | D | 9 | 0 | C | 8
1994-12-30 | 17:00 | 52 | 979 | 6 | 1 | 10 | 0 | 1 | 16 | 6 | 1 | 10 | 7 | 1 | 10 | 0 | 1 | 16 | 7 | 1 | 10 | 24 | 1 | 21 | 10 | A | 7 | 10 | A | 7 | -3.9 | A | 7 | -5 | A | 7 | 91 | A | 7 | 835 | A | 7 | 40 | A | 7 | 3.1 | A | 7 | 3200 | B | 7 | 213 | A | 7 | 0.6 | E | 8 | 0.044 | F | 8 | 0.22 | F | 8 | 0 | 1 | D | 9 | 0 | C | 8
1994-12-30 | 18:00 | 0 | 0 | 0 | 1 | 0 | 0 | 1 | 0 | 0 | 1 | 0 | 0 | 1 | 0 | 0 | 1 | 0 | 0 | 1 | 0 | 0 | 1 | 0 | 10 | A | 7 | 10 | A | 7 | -3.9 | A | 7 | -5.6 | A | 7 | 86 | A | 7 | 835 | A | 7 | 30 | A | 7 | 2.6 | A | 7 | 1600 | B | 7 | 183 | A | 7 | 0.6 | E | 8 | 0.044 | F | 8 | 0.22 | F | 8 | 0 | 1 | D | 9 | 0 | C | 8
1994-12-30 | 19:00 | 0 | 0 | 0 | 1 | 0 | 0 | 1 | 0 | 0 | 1 | 0 | 0 | 1 | 0 | 0 | 1 | 0 | 0 | 1 | 0 | 0 | 1 | 0 | 10 | A | 7 | 10 | A | 7 | -4.4 | A | 7 | -5.6 | A | 7 | 90 | A | 7 | 836 | A | 7 | 20 | A | 7 | 2.1 | A | 7 | 3200 | B | 7 | 183 | A | 7 | 0.6 | E | 8 | 0.044 | F | 8 | 0.22 | F | 8 | 0 | 1 | D | 9 | 0 | C | 8
1994-12-30 | 20:00 | 0 | 0 | 0 | 1 | 0 | 0 | 1 | 0 | 0 | 1 | 0 | 0 | 1 | 0 | 0 | 1 | 0 | 0 | 1 | 0 | 0 | 1 | 0 | 10 | A | 7 | 10 | A | 7 | -4.4 | A | 7 | -6.1 | A | 7 | 86 | A | 7 | 836 | A | 7 | 40 | A | 7 | 2.6 | A | 7 | 6400 | B | 7 | 1006 | A | 7 | 0.6 | E | 8 | 0.044 | F | 8 | 0.22 | F | 8 | 0 | 1 | D | 9 | 0 | C | 8
1994-12-30 | 21:00 | 0 | 0 | 0 | 1 | 0 | 0 | 1 | 0 | 0 | 1 | 0 | 0 | 1 | 0 | 0 | 1 | 0 | 0 | 1 | 0 | 0 | 1 | 0 | 10 | A | 7 | 10 | A | 7 | -5 | A | 7 | -6.1 | A | 7 | 91 | A | 7 | 836 | A | 7 | 60 | A | 7 | 4.1 | A | 7 | 3200 | B | 7 | 610 | A | 7 | 0.6 | E | 8 | 0.044 | F | 8 | 0.22 | F | 8 | 0 | 1 | D | 9 | 0 | C | 8
1994-12-30 | 22:00 | 0 | 0 | 0 | 1 | 0 | 0 | 1 | 0 | 0 | 1 | 0 | 0 | 1 | 0 | 0 | 1 | 0 | 0 | 1 | 0 | 0 | 1 | 0 | 10 | A | 7 | 10 | A | 7 | -5.6 | A | 7 | -7.8 | A | 7 | 83 | A | 7 | 836 | A | 7 | 60 | A | 7 | 4.1 | A | 7 | 6400 | B | 7 | 610 | A | 7 | 0.6 | E | 8 | 0.044 | F | 8 | 0.22 | F | 8 | 0 | 1 | D | 9 | 0 | C | 8
1994-12-30 | 23:00 | 0 | 0 | 0 | 1 | 0 | 0 | 1 | 0 | 0 | 1 | 0 | 0 | 1 | 0 | 0 | 1 | 0 | 0 | 1 | 0 | 0 | 1 | 0 | 10 | A | 7 | 10 | A | 7 | -6.1 | A | 7 | -7.8 | A | 7 | 86 | A | 7 | 836 | A | 7 | 70 | A | 7 | 5.2 | A | 7 | 4800 | B | 7 | 914 | A | 7 | 0.6 | E | 8 | 0.044 | F | 8 | 0.22 | F | 8 | 0 | 1 | D | 9 | 0 | C | 8
1994-12-30 | 24:00 | 0 | 0 | 0 | 1 | 0 | 0 | 1 | 0 | 0 | 1 | 0 | 0 | 1 | 0 | 0 | 1 | 0 | 0 | 1 | 0 | 0 | 1 | 0 | 10 | A | 7 | 10 | A | 7 | -6.7 | A | 7 | -8.3 | A | 7 | 87 | A | 7 | 837 | A | 7 | 50 | A | 7 | 3.1 | A | 7 | 4800 | B | 7 | 1676 | A | 7 | 0.6 | E | 8 | 0.044 | F | 8 | 0.22 | F | 8 | 0 | 1 | D | 9 | 0 | C | 8
1994-12-31 | 1:00 | 0 | 0 | 0 | 1 | 0 | 0 | 1 | 0 | 0 | 1 | 0 | 0 | 1 | 0 | 0 | 1 | 0 | 0 | 1 | 0 | 0 | 1 | 0 | 10 | A | 7 | 10 | A | 7 | -7.2 | A | 7 | -8.9 | A | 7 | 86 | A | 7 | 836 | A | 7 | 60 | A | 7 | 3.6 | A | 7 | 4800 | B | 7 | 1676 | A | 7 | 0.5 | E | 8 | 0.044 | F | 8 | 0.22 | F | 8 | 0 | 1 | D | 9 | 0 | C | 8
1994-12-31 | 2:00 | 0 | 0 | 0 | 1 | 0 | 0 | 1 | 0 | 0 | 1 | 0 | 0 | 1 | 0 | 0 | 1 | 0 | 0 | 1 | 0 | 0 | 1 | 0 | 10 | A | 7 | 10 | A | 7 | -7.8 | A | 7 | -9.4 | A | 7 | 87 | A | 7 | 837 | A | 7 | 30 | A | 7 | 3.1 | A | 7 | 4000 | B | 7 | 1524 | A | 7 | 0.5 | E | 8 | 0.044 | F | 8 | 0.22 | F | 8 | 0 | 1 | D | 9 | 0 | C | 8
1994-12-31 | 3:00 | 0 | 0 | 0 | 1 | 0 | 0 | 1 | 0 | 0 | 1 | 0 | 0 | 1 | 0 | 0 | 1 | 0 | 0 | 1 | 0 | 0 | 1 | 0 | 10 | A | 7 | 10 | A | 7 | -8.9 | A | 7 | -10.6 | A | 7 | 86 | A | 7 | 838 | A | 7 | 30 | A | 7 | 3.6 | A | 7 | 4800 | B | 7 | 914 | A | 7 | 0.5 | E | 8 | 0.044 | F | 8 | 0.22 | F | 8 | 0 | 1 | D | 9 | 0 | C | 8
1994-12-31 | 4:00 | 0 | 0 | 0 | 1 | 0 | 0 | 1 | 0 | 0 | 1 | 0 | 0 | 1 | 0 | 0 | 1 | 0 | 0 | 1 | 0 | 0 | 1 | 0 | 10 | A | 7 | 10 | A | 7 | -8.9 | A | 7 | -10.6 | A | 7 | 86 | A | 7 | 838 | A | 7 | 40 | A | 7 | 3.1 | A | 7 | 6400 | B | 7 | 975 | A | 7 | 0.5 | E | 8 | 0.044 | F | 8 | 0.22 | F | 8 | 0 | 1 | D | 9 | 0 | C | 8
1994-12-31 | 5:00 | 0 | 0 | 0 | 1 | 0 | 0 | 1 | 0 | 0 | 1 | 0 | 0 | 1 | 0 | 0 | 1 | 0 | 0 | 1 | 0 | 0 | 1 | 0 | 10 | A | 7 | 10 | A | 7 | -9.4 | A | 7 | -11.1 | A | 7 | 86 | A | 7 | 838 | A | 7 | 80 | A | 7 | 3.6 | A | 7 | 4800 | B | 7 | 975 | A | 7 | 0.5 | E | 8 | 0.044 | F | 8 | 0.22 | F | 8 | 0 | 1 | D | 9 | 0 | C | 8
1994-12-31 | 6:00 | 0 | 0 | 0 | 1 | 0 | 0 | 1 | 0 | 0 | 1 | 0 | 0 | 1 | 0 | 0 | 1 | 0 | 0 | 1 | 0 | 0 | 1 | 0 | 10 | A | 7 | 10 | A | 7 | -9.4 | A | 7 | -11.1 | A | 7 | 86 | A | 7 | 838 | A | 7 | 80 | A | 7 | 3.1 | A | 7 | 2000 | B | 7 | 457 | A | 7 | 0.5 | E | 8 | 0.044 | F | 8 | 0.22 | F | 8 | 0 | 1 | D | 9 | 0 | C | 8
1994-12-31 | 7:00 | 0 | 0 | 0 | 1 | 0 | 0 | 1 | 0 | 0 | 1 | 0 | 0 | 1 | 0 | 0 | 1 | 0 | 0 | 1 | 0 | 0 | 1 | 0 | 10 | A | 7 | 10 | A | 7 | -9.4 | A | 7 | -11.1 | A | 7 | 86 | A | 7 | 839 | A | 7 | 50 | A | 7 | 2.6 | A | 7 | 4000 | B | 7 | 762 | A | 7 | 0.5 | E | 8 | 0.044 | F | 8 | 0.22 | F | 8 | 0 | 1 | D | 9 | 0 | C | 8
1994-12-31 | 8:00 | 45 | 908 | 9 | 1 | 10 | 10 | 1 | 16 | 8 | 1 | 10 | 10 | 1 | 10 | 4 | 1 | 16 | 10 | 1 | 10 | 16 | 1 | 21 | 9 | A | 7 | 9 | A | 7 | -10 | A | 7 | -11.7 | A | 7 | 86 | A | 7 | 840 | A | 7 | 20 | A | 7 | 2.6 | A | 7 | 6400 | B | 7 | 1981 | A | 7 | 0.5 | E | 8 | 0.044 | F | 8 | 0.22 | F | 8 | 0 | 1 | D | 9 | 0 | C | 8
1994-12-31 | 9:00 | 248 | 1415 | 91 | 1 | 10 | 86 | 1 | 16 | 76 | 1 | 10 | 98 | 1 | 10 | 63 | 1 | 16 | 87 | 1 | 10 | 162 | 1 | 21 | 10 | A | 7 | 8 | A | 7 | -8.9 | A | 7 | -11.1 | A | 7 | 82 | A | 7 | 840 | A | 7 | 80 | A | 7 | 3.1 | A | 7 | 2400 | B | 7 | 671 | A | 7 | 0.5 | E | 8 | 0.044 | F | 8 | 0.22 | F | 8 | 0 | 1 | D | 9 | 0 | C | 8
1994-12-31 | 10:00 | 432 | 1415 | 239 | 1 | 10 | 206 | 1 | 16 | 176 | 1 | 10 | 254 | 1 | 10 | 187 | 1 | 16 | 197 | 1 | 10 | 395 | 1 | 21 | 10 | A | 7 | 7 | A | 7 | -8.3 | A | 7 | -11.7 | A | 7 | 74 | A | 7 | 841 | A | 7 | 60 | A | 7 | 3.1 | A | 7 | 6400 | B | 7 | 1372 | A | 7 | 0.5 | E | 8 | 0.044 | F | 8 | 0.22 | F | 8 | 0 | 1 | D | 9 | 0 | C | 8
1994-12-31 | 11:00 | 564 | 1415 | 387 | 1 | 10 | 717 | 1 | 16 | 101 | 1 | 10 | 402 | 1 | 10 | 678 | 1 | 16 | 131 | 1 | 10 | 197 | 1 | 21 | 5 | A | 7 | 4 | A | 7 | -9.4 | A | 7 | -12.8 | A | 7 | 74 | A | 7 | 841 | A | 7 | 50 | A | 7 | 3.1 | A | 7 | 9600 | B | 7 | 77777 | A | 7 | 0.4 | E | 8 | 0.044 | F | 8 | 0.22 | F | 8 | 0 | 1 | D | 9 | 0 | C | 8
1994-12-31 | 12:00 | 633 | 1415 | 414 | 1 | 10 | 644 | 1 | 16 | 125 | 1 | 10 | 428 | 1 | 10 | 619 | 1 | 16 | 150 | 1 | 10 | 247 | 1 | 21 | 4 | A | 7 | 4 | A | 7 | -8.3 | A | 7 | -12.8 | A | 7 | 67 | A | 7 | 840 | A | 7 | 80 | A | 7 | 3.6 | A | 7 | 19200 | B | 7 | 77777 | A | 7 | 0.4 | E | 8 | 0.044 | F | 8 | 0.22 | F | 8 | 0 | 1 | D | 9 | 0 | C | 8
1994-12-31 | 13:00 | 635 | 1415 | 271 | 1 | 10 | 229 | 1 | 16 | 168 | 1 | 10 | 291 | 1 | 10 | 233 | 1 | 16 | 186 | 1 | 10 | 360 | 1 | 21 | 4 | A | 7 | 4 | A | 7 | -8.3 | A | 7 | -13.3 | A | 7 | 64 | A | 7 | 840 | A | 7 | 40 | A | 7 | 3.6 | A | 7 | 19200 | B | 7 | 77777 | A | 7 | 0.4 | E | 8 | 0.044 | F | 8 | 0.22 | F | 8 | 0 | 1 | D | 9 | 0 | C | 8
1994-12-31 | 14:00 | 569 | 1415 | 378 | 1 | 10 | 652 | 1 | 16 | 115 | 1 | 10 | 389 | 1 | 10 | 613 | 1 | 16 | 141 | 1 | 10 | 219 | 1 | 21 | 5 | A | 7 | 5 | A | 7 | -8.3 | A | 7 | -12.8 | A | 7 | 67 | A | 7 | 840 | A | 7 | 120 | A | 7 | 3.1 | A | 7 | 16000 | B | 7 | 77777 | A | 7 | 0.4 | E | 8 | 0.044 | F | 8 | 0.22 | F | 8 | 0 | 1 | D | 9 | 0 | C | 8
1994-12-31 | 15:00 | 441 | 1415 | 197 | 1 | 10 | 144 | 1 | 16 | 152 | 1 | 10 | 212 | 1 | 10 | 132 | 1 | 16 | 170 | 1 | 10 | 342 | 1 | 21 | 6 | A | 7 | 6 | A | 7 | -9.4 | A | 7 | -12.8 | A | 7 | 74 | A | 7 | 840 | A | 7 | 70 | A | 7 | 3.6 | A | 7 | 16000 | B | 7 | 457 | A | 7 | 0.4 | E | 8 | 0.044 | F | 8 | 0.22 | F | 8 | 0 | 1 | D | 9 | 0 | C | 8
1994-12-31 | 16:00 | 260 | 1415 | 80 | 1 | 10 | 209 | 1 | 16 | 41 | 1 | 10 | 86 | 1 | 10 | 152 | 1 | 16 | 58 | 1 | 10 | 72 | 1 | 21 | 7 | A | 7 | 7 | A | 7 | -10 | A | 7 | -13.3 | A | 7 | 74 | A | 7 | 841 | A | 7 | 80 | A | 7 | 2.6 | A | 7 | 19200 | B | 7 | 701 | A | 7 | 0.4 | E | 8 | 0.044 | F | 8 | 0.22 | F | 8 | 0 | 1 | D | 9 | 0 | C | 8
1994-12-31 | 17:00 | 54 | 979 | 14 | 1 | 10 | 36 | 1 | 16 | 12 | 1 | 10 | 16 | 1 | 10 | 12 | 1 | 16 | 15 | 1 | 10 | 20 | 1 | 21 | 8 | A | 7 | 8 | A | 7 | -10.6 | A | 7 | -13.3 | A | 7 | 78 | A | 7 | 841 | A | 7 | 80 | A | 7 | 2.6 | A | 7 | 16000 | B | 7 | 488 | A | 7 | 0.4 | E | 8 | 0.044 | F | 8 | 0.22 | F | 8 | 0 | 1 | D | 9 | 0 | C | 8
1994-12-31 | 18:00 | 0 | 0 | 0 | 1 | 0 | 0 | 1 | 0 | 0 | 1 | 0 | 0 | 1 | 0 | 0 | 1 | 0 | 0 | 1 | 0 | 0 | 1 | 0 | 2 | A | 7 | 2 | A | 7 | -12.8 | A | 7 | -14.4 | A | 7 | 86 | A | 7 | 842 | A | 7 | 100 | A | 7 | 3.1 | A | 7 | 24000 | B | 7 | 77777 | A | 7 | 0.3 | E | 8 | 0.044 | F | 8 | 0.22 | F | 8 | 0 | 1 | D | 9 | 0 | C | 8
1994-12-31 | 19:00 | 0 | 0 | 0 | 1 | 0 | 0 | 1 | 0 | 0 | 1 | 0 | 0 | 1 | 0 | 0 | 1 | 0 | 0 | 1 | 0 | 0 | 1 | 0 | 1 | A | 7 | 1 | A | 7 | -13.9 | A | 7 | -15.6 | A | 7 | 86 | A | 7 | 842 | A | 7 | 140 | A | 7 | 2.1 | A | 7 | 24000 | B | 7 | 77777 | A | 7 | 0.3 | E | 8 | 0.044 | F | 8 | 0.22 | F | 8 | 0 | 1 | D | 9 | 0 | C | 8
1994-12-31 | 20:00 | 0 | 0 | 0 | 1 | 0 | 0 | 1 | 0 | 0 | 1 | 0 | 0 | 1 | 0 | 0 | 1 | 0 | 0 | 1 | 0 | 0 | 1 | 0 | 5 | A | 7 | 1 | A | 7 | -13.3 | A | 7 | -15 | A | 7 | 86 | A | 7 | 842 | A | 7 | 190 | A | 7 | 2.1 | A | 7 | 24000 | B | 7 | 77777 | A | 7 | 0.3 | E | 8 | 0.044 | F | 8 | 0.22 | F | 8 | 0 | 1 | D | 9 | 0 | C | 8
1994-12-31 | 21:00 | 0 | 0 | 0 | 1 | 0 | 0 | 1 | 0 | 0 | 1 | 0 | 0 | 1 | 0 | 0 | 1 | 0 | 0 | 1 | 0 | 0 | 1 | 0 | 3 | A | 7 | 3 | A | 7 | -15 | A | 7 | -16.7 | A | 7 | 85 | A | 7 | 842 | A | 7 | 120 | A | 7 | 2.1 | A | 7 | 16000 | B | 7 | 77777 | A | 7 | 0.3 | E | 8 | 0.044 | F | 8 | 0.22 | F | 8 | 0 | 1 | D | 9 | 0 | C | 8
1994-12-31 | 22:00 | 0 | 0 | 0 | 1 | 0 | 0 | 1 | 0 | 0 | 1 | 0 | 0 | 1 | 0 | 0 | 1 | 0 | 0 | 1 | 0 | 0 | 1 | 0 | 1 | A | 7 | 1 | A | 7 | -16.1 | A | 7 | -17.8 | A | 7 | 85 | A | 7 | 841 | A | 7 | 110 | A | 7 | 2.6 | A | 7 | 16000 | B | 7 | 77777 | A | 7 | 0.3 | E | 8 | 0.044 | F | 8 | 0.22 | F | 8 | 0 | 1 | D | 9 | 0 | C | 8
1994-12-31 | 23:00 | 0 | 0 | 0 | 1 | 0 | 0 | 1 | 0 | 0 | 1 | 0 | 0 | 1 | 0 | 0 | 1 | 0 | 0 | 1 | 0 | 0 | 1 | 0 | 0 | A | 7 | 0 | A | 7 | -18.3 | A | 7 | -20 | A | 7 | 85 | A | 7 | 841 | A | 7 | 320 | A | 7 | 2.1 | A | 7 | 12800 | B | 7 | 77777 | A | 7 | 0.3 | E | 8 | 0.044 | F | 8 | 0.22 | F | 8 | 0 | 1 | D | 9 | 0 | C | 8
1994-12-31 | 24:00 | 0 | 0 | 0 | 1 | 0 | 0 | 1 | 0 | 0 | 1 | 0 | 0 | 1 | 0 | 0 | 1 | 0 | 0 | 1 | 0 | 0 | 1 | 0 | 1 | A | 7 | 1 | A | 7 | -19.4 | A | 7 | -21.7 | A | 7 | 80 | A | 7 | 841 | A | 7 | 0 | A | 7 | 0 | A | 7 | 9600 | B | 7 | 77777 | A | 7 | 0.3 | E | 8 | 0.044 | F | 8 | 0.22 | F | 8 | 0 | 1 | D | 9 | 0 | C | 8

## Ref - Factors
Lighting Savings Factors, Derived from Regression Models
| 500 Lux Min. Output |  | Annual TMY - Based Savings, per lighting regression model
Orientation | 20ft (2 rows dimming) | 25ft (3 rows dimming) | illuminance (klux) from TMY | 7am-7pm Test | Calculated savings (%) - 500 lux, 3 rows | Calculated savings (%) - 500 lux, 2 rows
S | 97.19% | 96.92% | 0 | 0:00
|  |  | 0 | 0:00
|  |  | 0 | 0:00
|  |  | 0 | 0:00
|  |  | 0 | 0:00
Dimming Selections |  |  | 0 | 0:00
20ft |  |  | 0 | 0:00
25ft |  |  | 10 | 24:00 | 89.444 | 91.862
|  |  | 97 | 24:00 | 99.084 | 99.482
|  |  | 275 | 24:00 | 99.084 | 99.482
|  |  | 374 | 24:00 | 99.084 | 99.482
|  |  | 443 | 24:00 | 99.084 | 99.482
|  |  | 386 | 24:00 | 99.084 | 99.482
|  |  | 362 | 24:00 | 99.084 | 99.482
|  |  | 263 | 24:00 | 99.084 | 99.482
|  |  | 136 | 24:00 | 99.084 | 99.482
|  |  | 19 | 24:00 | 93.782 | 95.291
|  |  | 0 | 24:00 | 77.2 | 75.5
|  |  | 0 | 24:00 | 77.2 | 75.5
|  |  | 0 | 0:00
|  |  | 0 | 0:00
|  |  | 0 | 0:00
|  |  | 0 | 0:00
|  |  | 0 | 0:00
|  |  | 0 | 0:00
|  |  | 0 | 0:00
|  |  | 0 | 0:00
|  |  | 0 | 0:00
|  |  | 0 | 0:00
|  |  | 0 | 0:00
|  |  | 0 | 0:00
|  |  | 17 | 24:00 | 92.818 | 94.529
|  |  | 92 | 24:00 | 99.084 | 99.482
|  |  | 243 | 24:00 | 99.084 | 99.482
|  |  | 409 | 24:00 | 99.084 | 99.482
|  |  | 372 | 24:00 | 99.084 | 99.482
|  |  | 354 | 24:00 | 99.084 | 99.482
|  |  | 304 | 24:00 | 99.084 | 99.482
|  |  | 273 | 24:00 | 99.084 | 99.482
|  |  | 114 | 24:00 | 99.084 | 99.482
|  |  | 23 | 24:00 | 95.71 | 96.815
|  |  | 0 | 24:00 | 77.2 | 75.5
|  |  | 0 | 24:00 | 77.2 | 75.5
|  |  | 0 | 0:00
|  |  | 0 | 0:00
|  |  | 0 | 0:00
|  |  | 0 | 0:00
|  |  | 0 | 0:00
|  |  | 0 | 0:00
|  |  | 0 | 0:00
|  |  | 0 | 0:00
|  |  | 0 | 0:00
|  |  | 0 | 0:00
|  |  | 0 | 0:00
|  |  | 0 | 0:00
|  |  | 15 | 24:00 | 91.854 | 93.767
|  |  | 84 | 24:00 | 99.084 | 99.482
|  |  | 204 | 24:00 | 99.084 | 99.482
|  |  | 341 | 24:00 | 99.084 | 99.482
|  |  | 476 | 24:00 | 99.084 | 99.482
|  |  | 444 | 24:00 | 99.084 | 99.482
|  |  | 381 | 24:00 | 99.084 | 99.482
|  |  | 266 | 24:00 | 99.084 | 99.482
|  |  | 122 | 24:00 | 99.084 | 99.482
|  |  | 24 | 24:00 | 96.192 | 97.196
|  |  | 0 | 24:00 | 77.2 | 75.5
|  |  | 0 | 24:00 | 77.2 | 75.5
|  |  | 0 | 0:00
|  |  | 0 | 0:00
|  |  | 0 | 0:00
|  |  | 0 | 0:00
|  |  | 0 | 0:00
|  |  | 0 | 0:00
|  |  | 0 | 0:00
|  |  | 0 | 0:00
|  |  | 0 | 0:00
|  |  | 0 | 0:00
|  |  | 0 | 0:00
|  |  | 0 | 0:00
|  |  | 16 | 24:00 | 92.336 | 94.148
|  |  | 66 | 24:00 | 99.084 | 99.482
|  |  | 138 | 24:00 | 99.084 | 99.482
|  |  | 172 | 24:00 | 99.084 | 99.482
|  |  | 198 | 24:00 | 99.084 | 99.482
|  |  | 162 | 24:00 | 99.084 | 99.482
|  |  | 144 | 24:00 | 99.084 | 99.482
|  |  | 116 | 24:00 | 99.084 | 99.482
|  |  | 51 | 24:00 | 99.084 | 99.482
|  |  | 22 | 24:00 | 95.228 | 96.434
|  |  | 0 | 24:00 | 77.2 | 75.5
|  |  | 0 | 24:00 | 77.2 | 75.5
|  |  | 0 | 0:00
|  |  | 0 | 0:00
|  |  | 0 | 0:00
|  |  | 0 | 0:00
|  |  | 0 | 0:00
|  |  | 0 | 0:00
|  |  | 0 | 0:00
|  |  | 0 | 0:00
|  |  | 0 | 0:00
|  |  | 0 | 0:00
|  |  | 0 | 0:00
|  |  | 0 | 0:00
|  |  | 18 | 24:00 | 93.3 | 94.91
|  |  | 150 | 24:00 | 99.084 | 99.482
|  |  | 310 | 24:00 | 99.084 | 99.482
|  |  | 402 | 24:00 | 99.084 | 99.482
|  |  | 491 | 24:00 | 99.084 | 99.482
|  |  | 478 | 24:00 | 99.084 | 99.482
|  |  | 414 | 24:00 | 99.084 | 99.482
|  |  | 250 | 24:00 | 99.084 | 99.482
|  |  | 132 | 24:00 | 99.084 | 99.482
|  |  | 27 | 24:00 | 97.638 | 98.339
|  |  | 0 | 24:00 | 77.2 | 75.5
|  |  | 0 | 24:00 | 77.2 | 75.5
|  |  | 0 | 0:00
|  |  | 0 | 0:00
|  |  | 0 | 0:00
|  |  | 0 | 0:00
|  |  | 0 | 0:00
|  |  | 0 | 0:00
|  |  | 0 | 0:00
|  |  | 0 | 0:00
|  |  | 0 | 0:00
|  |  | 0 | 0:00
|  |  | 0 | 0:00
|  |  | 0 | 0:00
|  |  | 11 | 24:00 | 89.926 | 92.243
|  |  | 126 | 24:00 | 99.084 | 99.482
|  |  | 276 | 24:00 | 99.084 | 99.482
|  |  | 427 | 24:00 | 99.084 | 99.482
|  |  | 495 | 24:00 | 99.084 | 99.482
|  |  | 500 | 24:00 | 99.084 | 99.482
|  |  | 441 | 24:00 | 99.084 | 99.482
|  |  | 326 | 24:00 | 99.084 | 99.482
|  |  | 167 | 24:00 | 99.084 | 99.482
|  |  | 28 | 24:00 | 98.12 | 98.72
|  |  | 0 | 24:00 | 77.2 | 75.5
|  |  | 0 | 24:00 | 77.2 | 75.5
|  |  | 0 | 0:00
|  |  | 0 | 0:00
|  |  | 0 | 0:00
|  |  | 0 | 0:00
|  |  | 0 | 0:00
|  |  | 0 | 0:00
|  |  | 0 | 0:00
|  |  | 0 | 0:00
|  |  | 0 | 0:00
|  |  | 0 | 0:00
|  |  | 0 | 0:00
|  |  | 0 | 0:00
|  |  | 6 | 24:00 | 85.66 | 87.2
|  |  | 44 | 24:00 | 99.084 | 99.482
|  |  | 81 | 24:00 | 99.084 | 99.482
|  |  | 109 | 24:00 | 99.084 | 99.482
|  |  | 124 | 24:00 | 99.084 | 99.482
|  |  | 125 | 24:00 | 99.084 | 99.482
|  |  | 112 | 24:00 | 99.084 | 99.482
|  |  | 87 | 24:00 | 99.084 | 99.482
|  |  | 51 | 24:00 | 99.084 | 99.482
|  |  | 11 | 24:00 | 89.926 | 92.243
|  |  | 0 | 24:00 | 77.2 | 75.5
|  |  | 0 | 24:00 | 77.2 | 75.5
|  |  | 0 | 0:00
|  |  | 0 | 0:00
|  |  | 0 | 0:00
|  |  | 0 | 0:00
|  |  | 0 | 0:00
|  |  | 0 | 0:00
|  |  | 0 | 0:00
|  |  | 0 | 0:00
|  |  | 0 | 0:00
|  |  | 0 | 0:00
|  |  | 0 | 0:00
|  |  | 0 | 0:00
|  |  | 15 | 24:00 | 91.854 | 93.767
|  |  | 140 | 24:00 | 99.084 | 99.482
|  |  | 308 | 24:00 | 99.084 | 99.482
|  |  | 371 | 24:00 | 99.084 | 99.482
|  |  | 441 | 24:00 | 99.084 | 99.482
|  |  | 477 | 24:00 | 99.084 | 99.482
|  |  | 468 | 24:00 | 99.084 | 99.482
|  |  | 351 | 24:00 | 99.084 | 99.482
|  |  | 192 | 24:00 | 99.084 | 99.482
|  |  | 32 | 24:00 | 99.084 | 99.482
|  |  | 0 | 24:00 | 77.2 | 75.5
|  |  | 0 | 24:00 | 77.2 | 75.5
|  |  | 0 | 0:00
|  |  | 0 | 0:00
|  |  | 0 | 0:00
|  |  | 0 | 0:00
|  |  | 0 | 0:00
|  |  | 0 | 0:00
|  |  | 0 | 0:00
|  |  | 0 | 0:00
|  |  | 0 | 0:00
|  |  | 0 | 0:00
|  |  | 0 | 0:00
|  |  | 0 | 0:00
|  |  | 15 | 24:00 | 91.854 | 93.767
|  |  | 138 | 24:00 | 99.084 | 99.482
|  |  | 299 | 24:00 | 99.084 | 99.482
|  |  | 428 | 24:00 | 99.084 | 99.482
|  |  | 494 | 24:00 | 99.084 | 99.482
|  |  | 500 | 24:00 | 99.084 | 99.482
|  |  | 447 | 24:00 | 99.084 | 99.482
|  |  | 328 | 24:00 | 99.084 | 99.482
|  |  | 170 | 24:00 | 99.084 | 99.482
|  |  | 30 | 24:00 | 99.084 | 99.482
|  |  | 0 | 24:00 | 77.2 | 75.5
|  |  | 0 | 24:00 | 77.2 | 75.5
|  |  | 0 | 0:00
|  |  | 0 | 0:00
|  |  | 0 | 0:00
|  |  | 0 | 0:00
|  |  | 0 | 0:00
|  |  | 0 | 0:00
|  |  | 0 | 0:00
|  |  | 0 | 0:00
|  |  | 0 | 0:00
|  |  | 0 | 0:00
|  |  | 0 | 0:00
|  |  | 0 | 0:00
|  |  | 21 | 24:00 | 94.746 | 96.053
|  |  | 160 | 24:00 | 99.084 | 99.482
|  |  | 323 | 24:00 | 99.084 | 99.482
|  |  | 448 | 24:00 | 99.084 | 99.482
|  |  | 518 | 24:00 | 99.084 | 99.482
|  |  | 524 | 24:00 | 99.084 | 99.482
|  |  | 468 | 24:00 | 99.084 | 99.482
|  |  | 353 | 24:00 | 99.084 | 99.482
|  |  | 195 | 24:00 | 99.084 | 99.482
|  |  | 40 | 24:00 | 99.084 | 99.482
|  |  | 0 | 24:00 | 77.2 | 75.5
|  |  | 0 | 24:00 | 77.2 | 75.5
|  |  | 0 | 0:00
|  |  | 0 | 0:00
|  |  | 0 | 0:00
|  |  | 0 | 0:00
|  |  | 0 | 0:00
|  |  | 0 | 0:00
|  |  | 0 | 0:00
|  |  | 0 | 0:00
|  |  | 0 | 0:00
|  |  | 0 | 0:00
|  |  | 0 | 0:00
|  |  | 0 | 0:00
|  |  | 18 | 24:00 | 93.3 | 94.91
|  |  | 115 | 24:00 | 99.084 | 99.482
|  |  | 295 | 24:00 | 99.084 | 99.482
|  |  | 339 | 24:00 | 99.084 | 99.482
|  |  | 477 | 24:00 | 99.084 | 99.482
|  |  | 496 | 24:00 | 99.084 | 99.482
|  |  | 440 | 24:00 | 99.084 | 99.482
|  |  | 213 | 24:00 | 99.084 | 99.482
|  |  | 112 | 24:00 | 99.084 | 99.482
|  |  | 35 | 24:00 | 99.084 | 99.482
|  |  | 0 | 24:00 | 77.2 | 75.5
|  |  | 0 | 24:00 | 77.2 | 75.5
|  |  | 0 | 0:00
|  |  | 0 | 0:00
|  |  | 0 | 0:00
|  |  | 0 | 0:00
|  |  | 0 | 0:00
|  |  | 0 | 0:00
|  |  | 0 | 0:00
|  |  | 0 | 0:00
|  |  | 0 | 0:00
|  |  | 0 | 0:00
|  |  | 0 | 0:00
|  |  | 0 | 0:00
|  |  | 5 | 24:00 | 84.25 | 85.25
|  |  | 44 | 24:00 | 99.084 | 99.482
|  |  | 88 | 24:00 | 99.084 | 99.482
|  |  | 122 | 24:00 | 99.084 | 99.482
|  |  | 119 | 24:00 | 99.084 | 99.482
|  |  | 143 | 24:00 | 99.084 | 99.482
|  |  | 108 | 24:00 | 99.084 | 99.482
|  |  | 97 | 24:00 | 99.084 | 99.482
|  |  | 55 | 24:00 | 99.084 | 99.482
|  |  | 14 | 24:00 | 91.372 | 93.386
|  |  | 0 | 24:00 | 77.2 | 75.5
|  |  | 0 | 24:00 | 77.2 | 75.5
|  |  | 0 | 0:00
|  |  | 0 | 0:00
|  |  | 0 | 0:00
|  |  | 0 | 0:00
|  |  | 0 | 0:00
|  |  | 0 | 0:00
|  |  | 0 | 0:00
|  |  | 0 | 0:00
|  |  | 0 | 0:00
|  |  | 0 | 0:00
|  |  | 0 | 0:00
|  |  | 0 | 0:00
|  |  | 24 | 24:00 | 96.192 | 97.196
|  |  | 171 | 24:00 | 99.084 | 99.482
|  |  | 340 | 24:00 | 99.084 | 99.482
|  |  | 469 | 24:00 | 99.084 | 99.482
|  |  | 541 | 24:00 | 99.084 | 99.482
|  |  | 512 | 24:00 | 99.084 | 99.482
|  |  | 485 | 24:00 | 99.084 | 99.482
|  |  | 345 | 24:00 | 99.084 | 99.482
|  |  | 184 | 24:00 | 99.084 | 99.482
|  |  | 42 | 24:00 | 99.084 | 99.482
|  |  | 0 | 24:00 | 77.2 | 75.5
|  |  | 0 | 24:00 | 77.2 | 75.5
|  |  | 0 | 0:00
|  |  | 0 | 0:00
|  |  | 0 | 0:00
|  |  | 0 | 0:00
|  |  | 0 | 0:00
|  |  | 0 | 0:00
|  |  | 0 | 0:00
|  |  | 0 | 0:00
|  |  | 0 | 0:00
|  |  | 0 | 0:00
|  |  | 0 | 0:00
|  |  | 0 | 0:00
|  |  | 16 | 24:00 | 92.336 | 94.148
|  |  | 121 | 24:00 | 99.084 | 99.482
|  |  | 260 | 24:00 | 99.084 | 99.482
|  |  | 351 | 24:00 | 99.084 | 99.482
|  |  | 540 | 24:00 | 99.084 | 99.482
|  |  | 308 | 24:00 | 99.084 | 99.482
|  |  | 274 | 24:00 | 99.084 | 99.482
|  |  | 252 | 24:00 | 99.084 | 99.482
|  |  | 93 | 24:00 | 99.084 | 99.482
|  |  | 19 | 24:00 | 93.782 | 95.291
|  |  | 0 | 24:00 | 77.2 | 75.5
|  |  | 0 | 24:00 | 77.2 | 75.5
|  |  | 0 | 0:00
|  |  | 0 | 0:00
|  |  | 0 | 0:00
|  |  | 0 | 0:00
|  |  | 0 | 0:00
|  |  | 0 | 0:00
|  |  | 0 | 0:00
|  |  | 0 | 0:00
|  |  | 0 | 0:00
|  |  | 0 | 0:00
|  |  | 0 | 0:00
|  |  | 0 | 0:00
|  |  | 23 | 24:00 | 95.71 | 96.815
|  |  | 167 | 24:00 | 99.084 | 99.482
|  |  | 334 | 24:00 | 99.084 | 99.482
|  |  | 463 | 24:00 | 99.084 | 99.482
|  |  | 536 | 24:00 | 99.084 | 99.482
|  |  | 516 | 24:00 | 99.084 | 99.482
|  |  | 482 | 24:00 | 99.084 | 99.482
|  |  | 371 | 24:00 | 99.084 | 99.482
|  |  | 211 | 24:00 | 99.084 | 99.482
|  |  | 51 | 24:00 | 99.084 | 99.482
|  |  | 0 | 24:00 | 77.2 | 75.5
|  |  | 0 | 24:00 | 77.2 | 75.5
|  |  | 0 | 0:00
|  |  | 0 | 0:00
|  |  | 0 | 0:00
|  |  | 0 | 0:00
|  |  | 0 | 0:00
|  |  | 0 | 0:00
|  |  | 0 | 0:00
|  |  | 0 | 0:00
|  |  | 0 | 0:00
|  |  | 0 | 0:00
|  |  | 0 | 0:00
|  |  | 0 | 0:00
|  |  | 14 | 24:00 | 91.372 | 93.386
|  |  | 103 | 24:00 | 99.084 | 99.482
|  |  | 247 | 24:00 | 99.084 | 99.482
|  |  | 296 | 24:00 | 99.084 | 99.482
|  |  | 383 | 24:00 | 99.084 | 99.482
|  |  | 463 | 24:00 | 99.084 | 99.482
|  |  | 409 | 24:00 | 99.084 | 99.482
|  |  | 294 | 24:00 | 99.084 | 99.482
|  |  | 185 | 24:00 | 99.084 | 99.482
|  |  | 42 | 24:00 | 99.084 | 99.482
|  |  | 0 | 24:00 | 77.2 | 75.5
|  |  | 0 | 24:00 | 77.2 | 75.5
|  |  | 0 | 0:00
|  |  | 0 | 0:00
|  |  | 0 | 0:00
|  |  | 0 | 0:00
|  |  | 0 | 0:00
|  |  | 0 | 0:00
|  |  | 0 | 0:00
|  |  | 0 | 0:00
|  |  | 0 | 0:00
|  |  | 0 | 0:00
|  |  | 0 | 0:00
|  |  | 0 | 0:00
|  |  | 9 | 24:00 | 88.962 | 91.481
|  |  | 59 | 24:00 | 99.084 | 99.482
|  |  | 192 | 24:00 | 99.084 | 99.482
|  |  | 318 | 24:00 | 99.084 | 99.482
|  |  | 382 | 24:00 | 99.084 | 99.482
|  |  | 465 | 24:00 | 99.084 | 99.482
|  |  | 439 | 24:00 | 99.084 | 99.482
|  |  | 343 | 24:00 | 99.084 | 99.482
|  |  | 168 | 24:00 | 99.084 | 99.482
|  |  | 26 | 24:00 | 97.156 | 97.958
|  |  | 0 | 24:00 | 77.2 | 75.5
|  |  | 0 | 24:00 | 77.2 | 75.5
|  |  | 0 | 0:00
|  |  | 0 | 0:00
|  |  | 0 | 0:00
|  |  | 0 | 0:00
|  |  | 0 | 0:00
|  |  | 0 | 0:00
|  |  | 0 | 0:00
|  |  | 0 | 0:00
|  |  | 0 | 0:00
|  |  | 0 | 0:00
|  |  | 0 | 0:00
|  |  | 0 | 0:00
|  |  | 28 | 24:00 | 98.12 | 98.72
|  |  | 181 | 24:00 | 99.084 | 99.482
|  |  | 354 | 24:00 | 99.084 | 99.482
|  |  | 486 | 24:00 | 99.084 | 99.482
|  |  | 560 | 24:00 | 99.084 | 99.482
|  |  | 571 | 24:00 | 99.084 | 99.482
|  |  | 515 | 24:00 | 99.084 | 99.482
|  |  | 400 | 24:00 | 99.084 | 99.482
|  |  | 236 | 24:00 | 99.084 | 99.482
|  |  | 62 | 24:00 | 99.084 | 99.482
|  |  | 0 | 24:00 | 77.2 | 75.5
|  |  | 0 | 24:00 | 77.2 | 75.5
|  |  | 0 | 0:00
|  |  | 0 | 0:00
|  |  | 0 | 0:00
|  |  | 0 | 0:00
|  |  | 0 | 0:00
|  |  | 0 | 0:00
|  |  | 0 | 0:00
|  |  | 0 | 0:00
|  |  | 0 | 0:00
|  |  | 0 | 0:00
|  |  | 0 | 0:00
|  |  | 0 | 0:00
|  |  | 25 | 24:00 | 96.674 | 97.577
|  |  | 165 | 24:00 | 99.084 | 99.482
|  |  | 339 | 24:00 | 99.084 | 99.482
|  |  | 468 | 24:00 | 99.084 | 99.482
|  |  | 549 | 24:00 | 99.084 | 99.482
|  |  | 528 | 24:00 | 99.084 | 99.482
|  |  | 469 | 24:00 | 99.084 | 99.482
|  |  | 372 | 24:00 | 99.084 | 99.482
|  |  | 210 | 24:00 | 99.084 | 99.482
|  |  | 52 | 24:00 | 99.084 | 99.482
|  |  | 0 | 24:00 | 77.2 | 75.5
|  |  | 0 | 24:00 | 77.2 | 75.5
|  |  | 0 | 0:00
|  |  | 0 | 0:00
|  |  | 0 | 0:00
|  |  | 0 | 0:00
|  |  | 0 | 0:00
|  |  | 0 | 0:00
|  |  | 0 | 0:00
|  |  | 0 | 0:00
|  |  | 0 | 0:00
|  |  | 0 | 0:00
|  |  | 0 | 0:00
|  |  | 0 | 0:00
|  |  | 25 | 24:00 | 96.674 | 97.577
|  |  | 171 | 24:00 | 99.084 | 99.482
|  |  | 340 | 24:00 | 99.084 | 99.482
|  |  | 471 | 24:00 | 99.084 | 99.482
|  |  | 546 | 24:00 | 99.084 | 99.482
|  |  | 556 | 24:00 | 99.084 | 99.482
|  |  | 503 | 24:00 | 99.084 | 99.482
|  |  | 389 | 24:00 | 99.084 | 99.482
|  |  | 229 | 24:00 | 99.084 | 99.482
|  |  | 56 | 24:00 | 99.084 | 99.482
|  |  | 0 | 24:00 | 77.2 | 75.5
|  |  | 0 | 24:00 | 77.2 | 75.5
|  |  | 0 | 0:00
|  |  | 0 | 0:00
|  |  | 0 | 0:00
|  |  | 0 | 0:00
|  |  | 0 | 0:00
|  |  | 0 | 0:00
|  |  | 0 | 0:00
|  |  | 0 | 0:00
|  |  | 0 | 0:00
|  |  | 0 | 0:00
|  |  | 0 | 0:00
|  |  | 0 | 0:00
|  |  | 25 | 24:00 | 96.674 | 97.577
|  |  | 174 | 24:00 | 99.084 | 99.482
|  |  | 346 | 24:00 | 99.084 | 99.482
|  |  | 479 | 24:00 | 99.084 | 99.482
|  |  | 554 | 24:00 | 99.084 | 99.482
|  |  | 553 | 24:00 | 99.084 | 99.482
|  |  | 429 | 24:00 | 99.084 | 99.482
|  |  | 372 | 24:00 | 99.084 | 99.482
|  |  | 213 | 24:00 | 99.084 | 99.482
|  |  | 37 | 24:00 | 99.084 | 99.482
|  |  | 0 | 24:00 | 77.2 | 75.5
|  |  | 0 | 24:00 | 77.2 | 75.5
|  |  | 0 | 0:00
|  |  | 0 | 0:00
|  |  | 0 | 0:00
|  |  | 0 | 0:00
|  |  | 0 | 0:00
|  |  | 0 | 0:00
|  |  | 0 | 0:00
|  |  | 0 | 0:00
|  |  | 0 | 0:00
|  |  | 0 | 0:00
|  |  | 0 | 0:00
|  |  | 0 | 0:00
|  |  | 31 | 24:00 | 99.084 | 99.482
|  |  | 190 | 24:00 | 99.084 | 99.482
|  |  | 366 | 24:00 | 99.084 | 99.482
|  |  | 501 | 24:00 | 99.084 | 99.482
|  |  | 578 | 24:00 | 99.084 | 99.482
|  |  | 589 | 24:00 | 99.084 | 99.482
|  |  | 535 | 24:00 | 99.084 | 99.482
|  |  | 419 | 24:00 | 99.084 | 99.482
|  |  | 254 | 24:00 | 99.084 | 99.482
|  |  | 69 | 24:00 | 99.084 | 99.482
|  |  | 0 | 24:00 | 77.2 | 75.5
|  |  | 0 | 24:00 | 77.2 | 75.5
|  |  | 0 | 0:00
|  |  | 0 | 0:00
|  |  | 0 | 0:00
|  |  | 0 | 0:00
|  |  | 0 | 0:00
|  |  | 0 | 0:00
|  |  | 0 | 0:00
|  |  | 0 | 0:00
|  |  | 0 | 0:00
|  |  | 0 | 0:00
|  |  | 0 | 0:00
|  |  | 0 | 0:00
|  |  | 26 | 24:00 | 97.156 | 97.958
|  |  | 172 | 24:00 | 99.084 | 99.482
|  |  | 271 | 24:00 | 99.084 | 99.482
|  |  | 354 | 24:00 | 99.084 | 99.482
|  |  | 361 | 24:00 | 99.084 | 99.482
|  |  | 450 | 24:00 | 99.084 | 99.482
|  |  | 520 | 24:00 | 99.084 | 99.482
|  |  | 338 | 24:00 | 99.084 | 99.482
|  |  | 186 | 24:00 | 99.084 | 99.482
|  |  | 35 | 24:00 | 99.084 | 99.482
|  |  | 0 | 24:00 | 77.2 | 75.5
|  |  | 0 | 24:00 | 77.2 | 75.5
|  |  | 0 | 0:00
|  |  | 0 | 0:00
|  |  | 0 | 0:00
|  |  | 0 | 0:00
|  |  | 0 | 0:00
|  |  | 0 | 0:00
|  |  | 0 | 0:00
|  |  | 0 | 0:00
|  |  | 0 | 0:00
|  |  | 0 | 0:00
|  |  | 0 | 0:00
|  |  | 0 | 0:00
|  |  | 24 | 24:00 | 96.192 | 97.196
|  |  | 88 | 24:00 | 99.084 | 99.482
|  |  | 194 | 24:00 | 99.084 | 99.482
|  |  | 382 | 24:00 | 99.084 | 99.482
|  |  | 370 | 24:00 | 99.084 | 99.482
|  |  | 400 | 24:00 | 99.084 | 99.482
|  |  | 480 | 24:00 | 99.084 | 99.482
|  |  | 324 | 24:00 | 99.084 | 99.482
|  |  | 176 | 24:00 | 99.084 | 99.482
|  |  | 57 | 24:00 | 99.084 | 99.482
|  |  | 0 | 24:00 | 77.2 | 75.5
|  |  | 0 | 24:00 | 77.2 | 75.5
|  |  | 0 | 0:00
|  |  | 0 | 0:00
|  |  | 0 | 0:00
|  |  | 0 | 0:00
|  |  | 0 | 0:00
|  |  | 0 | 0:00
|  |  | 0 | 0:00
|  |  | 0 | 0:00
|  |  | 0 | 0:00
|  |  | 0 | 0:00
|  |  | 0 | 0:00
|  |  | 0 | 0:00
|  |  | 28 | 24:00 | 98.12 | 98.72
|  |  | 182 | 24:00 | 99.084 | 99.482
|  |  | 346 | 24:00 | 99.084 | 99.482
|  |  | 350 | 24:00 | 99.084 | 99.482
|  |  | 419 | 24:00 | 99.084 | 99.482
|  |  | 502 | 24:00 | 99.084 | 99.482
|  |  | 316 | 24:00 | 99.084 | 99.482
|  |  | 363 | 24:00 | 99.084 | 99.482
|  |  | 181 | 24:00 | 99.084 | 99.482
|  |  | 57 | 24:00 | 99.084 | 99.482
|  |  | 0 | 24:00 | 77.2 | 75.5
|  |  | 0 | 24:00 | 77.2 | 75.5
|  |  | 0 | 0:00
|  |  | 0 | 0:00
|  |  | 0 | 0:00
|  |  | 0 | 0:00
|  |  | 0 | 0:00
|  |  | 0 | 0:00
|  |  | 0 | 0:00
|  |  | 0 | 0:00
|  |  | 0 | 0:00
|  |  | 0 | 0:00
|  |  | 0 | 0:00
|  |  | 0 | 0:00
|  |  | 21 | 24:00 | 94.746 | 96.053
|  |  | 79 | 24:00 | 99.084 | 99.482
|  |  | 267 | 24:00 | 99.084 | 99.482
|  |  | 386 | 24:00 | 99.084 | 99.482
|  |  | 506 | 24:00 | 99.084 | 99.482
|  |  | 566 | 24:00 | 99.084 | 99.482
|  |  | 518 | 24:00 | 99.084 | 99.482
|  |  | 406 | 24:00 | 99.084 | 99.482
|  |  | 239 | 24:00 | 99.084 | 99.482
|  |  | 70 | 24:00 | 99.084 | 99.482
|  |  | 0 | 24:00 | 77.2 | 75.5
|  |  | 0 | 24:00 | 77.2 | 75.5
|  |  | 0 | 0:00
|  |  | 0 | 0:00
|  |  | 0 | 0:00
|  |  | 0 | 0:00
|  |  | 0 | 0:00
|  |  | 0 | 0:00
|  |  | 0 | 0:00
|  |  | 0 | 0:00
|  |  | 0 | 0:00
|  |  | 0 | 0:00
|  |  | 0 | 0:00
|  |  | 0 | 0:00
|  |  | 19 | 24:00 | 93.782 | 95.291
|  |  | 155 | 24:00 | 99.084 | 99.482
|  |  | 289 | 24:00 | 99.084 | 99.482
|  |  | 283 | 24:00 | 99.084 | 99.482
|  |  | 485 | 24:00 | 99.084 | 99.482
|  |  | 353 | 24:00 | 99.084 | 99.482
|  |  | 430 | 24:00 | 99.084 | 99.482
|  |  | 263 | 24:00 | 99.084 | 99.482
|  |  | 171 | 24:00 | 99.084 | 99.482
|  |  | 43 | 24:00 | 99.084 | 99.482
|  |  | 0 | 24:00 | 77.2 | 75.5
|  |  | 0 | 24:00 | 77.2 | 75.5
|  |  | 0 | 0:00
|  |  | 0 | 0:00
|  |  | 0 | 0:00
|  |  | 0 | 0:00
|  |  | 0 | 0:00
|  |  | 0 | 0:00
|  |  | 0 | 0:00
|  |  | 0 | 0:00
|  |  | 0 | 0:00
|  |  | 0 | 0:00
|  |  | 0 | 0:00
|  |  | 0 | 0:00
|  |  | 33 | 24:00 | 99.084 | 99.482
|  |  | 154 | 24:00 | 99.084 | 99.482
|  |  | 290 | 24:00 | 99.084 | 99.482
|  |  | 444 | 24:00 | 99.084 | 99.482
|  |  | 518 | 24:00 | 99.084 | 99.482
|  |  | 554 | 24:00 | 99.084 | 99.482
|  |  | 423 | 24:00 | 99.084 | 99.482
|  |  | 211 | 24:00 | 99.084 | 99.482
|  |  | 98 | 24:00 | 99.084 | 99.482
|  |  | 37 | 24:00 | 99.084 | 99.482
|  |  | 0 | 24:00 | 77.2 | 75.5
|  |  | 0 | 24:00 | 77.2 | 75.5
|  |  | 0 | 0:00
|  |  | 0 | 0:00
|  |  | 0 | 0:00
|  |  | 0 | 0:00
|  |  | 0 | 0:00
|  |  | 0 | 0:00
|  |  | 0 | 0:00
|  |  | 0 | 0:00
|  |  | 0 | 0:00
|  |  | 0 | 0:00
|  |  | 0 | 0:00
|  |  | 0 | 0:00
|  |  | 33 | 24:00 | 99.084 | 99.482
|  |  | 185 | 24:00 | 99.084 | 99.482
|  |  | 363 | 24:00 | 99.084 | 99.482
|  |  | 497 | 24:00 | 99.084 | 99.482
|  |  | 576 | 24:00 | 99.084 | 99.482
|  |  | 590 | 24:00 | 99.084 | 99.482
|  |  | 537 | 24:00 | 99.084 | 99.482
|  |  | 424 | 24:00 | 99.084 | 99.482
|  |  | 259 | 24:00 | 99.084 | 99.482
|  |  | 80 | 24:00 | 99.084 | 99.482
|  |  | 0 | 24:00 | 77.2 | 75.5
|  |  | 0 | 24:00 | 77.2 | 75.5
|  |  | 0 | 0:00
|  |  | 0 | 0:00
|  |  | 0 | 0:00
|  |  | 0 | 0:00
|  |  | 0 | 0:00
|  |  | 0 | 0:00
|  |  | 0 | 0:00
|  |  | 0 | 0:00
|  |  | 0 | 0:00
|  |  | 0 | 0:00
|  |  | 0 | 0:00
|  |  | 0 | 0:00
|  |  | 29 | 24:00 | 98.602 | 99.101
|  |  | 185 | 24:00 | 99.084 | 99.482
|  |  | 361 | 24:00 | 99.084 | 99.482
|  |  | 501 | 24:00 | 99.084 | 99.482
|  |  | 568 | 24:00 | 99.084 | 99.482
|  |  | 565 | 24:00 | 99.084 | 99.482
|  |  | 514 | 24:00 | 99.084 | 99.482
|  |  | 431 | 24:00 | 99.084 | 99.482
|  |  | 262 | 24:00 | 99.084 | 99.482
|  |  | 82 | 24:00 | 99.084 | 99.482
|  |  | 0 | 24:00 | 77.2 | 75.5
|  |  | 0 | 24:00 | 77.2 | 75.5
|  |  | 0 | 0:00
|  |  | 0 | 0:00
|  |  | 0 | 0:00
|  |  | 0 | 0:00
|  |  | 0 | 0:00
|  |  | 0 | 0:00
|  |  | 0 | 0:00
|  |  | 0 | 0:00
|  |  | 0 | 0:00
|  |  | 0 | 0:00
|  |  | 0 | 0:00
|  |  | 0 | 0:00
|  |  | 31 | 24:00 | 99.084 | 99.482
|  |  | 148 | 24:00 | 99.084 | 99.482
|  |  | 250 | 24:00 | 99.084 | 99.482
|  |  | 378 | 24:00 | 99.084 | 99.482
|  |  | 458 | 24:00 | 99.084 | 99.482
|  |  | 471 | 24:00 | 99.084 | 99.482
|  |  | 318 | 24:00 | 99.084 | 99.482
|  |  | 286 | 24:00 | 99.084 | 99.482
|  |  | 259 | 24:00 | 99.084 | 99.482
|  |  | 93 | 24:00 | 99.084 | 99.482
|  |  | 0 | 24:00 | 77.2 | 75.5
|  |  | 0 | 24:00 | 77.2 | 75.5
|  |  | 0 | 0:00
|  |  | 0 | 0:00
|  |  | 0 | 0:00
|  |  | 0 | 0:00
|  |  | 0 | 0:00
|  |  | 0 | 0:00
|  |  | 0 | 0:00
|  |  | 0 | 0:00
|  |  | 0 | 0:00
|  |  | 0 | 0:00
|  |  | 0 | 0:00
|  |  | 0 | 0:00
|  |  | 42 | 24:00 | 99.084 | 99.482
|  |  | 224 | 24:00 | 99.084 | 99.482
|  |  | 408 | 24:00 | 99.084 | 99.482
|  |  | 548 | 24:00 | 99.084 | 99.482
|  |  | 628 | 24:00 | 99.084 | 99.482
|  |  | 642 | 24:00 | 99.084 | 99.482
|  |  | 588 | 24:00 | 99.084 | 99.482
|  |  | 471 | 24:00 | 99.084 | 99.482
|  |  | 302 | 24:00 | 99.084 | 99.482
|  |  | 109 | 24:00 | 99.084 | 99.482
|  |  | 0 | 24:00 | 77.2 | 75.5
|  |  | 0 | 24:00 | 77.2 | 75.5
|  |  | 0 | 0:00
|  |  | 0 | 0:00
|  |  | 0 | 0:00
|  |  | 0 | 0:00
|  |  | 0 | 0:00
|  |  | 0 | 0:00
|  |  | 0 | 0:00
|  |  | 0 | 0:00
|  |  | 0 | 0:00
|  |  | 0 | 0:00
|  |  | 0 | 0:00
|  |  | 0 | 0:00
|  |  | 43 | 24:00 | 99.084 | 99.482
|  |  | 218 | 24:00 | 99.084 | 99.482
|  |  | 401 | 24:00 | 99.084 | 99.482
|  |  | 540 | 24:00 | 99.084 | 99.482
|  |  | 620 | 24:00 | 99.084 | 99.482
|  |  | 634 | 24:00 | 99.084 | 99.482
|  |  | 582 | 24:00 | 99.084 | 99.482
|  |  | 465 | 24:00 | 99.084 | 99.482
|  |  | 298 | 24:00 | 99.084 | 99.482
|  |  | 108 | 24:00 | 99.084 | 99.482
|  |  | 0 | 24:00 | 77.2 | 75.5
|  |  | 0 | 24:00 | 77.2 | 75.5
|  |  | 0 | 0:00
|  |  | 0 | 0:00
|  |  | 0 | 0:00
|  |  | 0 | 0:00
|  |  | 0 | 0:00
|  |  | 0 | 0:00
|  |  | 0 | 0:00
|  |  | 0 | 0:00
|  |  | 0 | 0:00
|  |  | 0 | 0:00
|  |  | 0 | 0:00
|  |  | 0 | 0:00
|  |  | 36 | 24:00 | 99.084 | 99.482
|  |  | 209 | 24:00 | 99.084 | 99.482
|  |  | 374 | 24:00 | 99.084 | 99.482
|  |  | 467 | 24:00 | 99.084 | 99.482
|  |  | 484 | 24:00 | 99.084 | 99.482
|  |  | 587 | 24:00 | 99.084 | 99.482
|  |  | 437 | 24:00 | 99.084 | 99.482
|  |  | 417 | 24:00 | 99.084 | 99.482
|  |  | 208 | 24:00 | 99.084 | 99.482
|  |  | 86 | 24:00 | 99.084 | 99.482
|  |  | 0 | 24:00 | 77.2 | 75.5
|  |  | 0 | 24:00 | 77.2 | 75.5
|  |  | 0 | 0:00
|  |  | 0 | 0:00
|  |  | 0 | 0:00
|  |  | 0 | 0:00
|  |  | 0 | 0:00
|  |  | 0 | 0:00
|  |  | 0 | 0:00
|  |  | 0 | 0:00
|  |  | 0 | 0:00
|  |  | 0 | 0:00
|  |  | 0 | 0:00
|  |  | 0 | 0:00
|  |  | 44 | 24:00 | 99.084 | 99.482
|  |  | 159 | 24:00 | 99.084 | 99.482
|  |  | 384 | 24:00 | 99.084 | 99.482
|  |  | 515 | 24:00 | 99.084 | 99.482
|  |  | 571 | 24:00 | 99.084 | 99.482
|  |  | 539 | 24:00 | 99.084 | 99.482
|  |  | 540 | 24:00 | 99.084 | 99.482
|  |  | 425 | 24:00 | 99.084 | 99.482
|  |  | 213 | 24:00 | 99.084 | 99.482
|  |  | 49 | 24:00 | 99.084 | 99.482
|  |  | 0 | 24:00 | 77.2 | 75.5
|  |  | 0 | 24:00 | 77.2 | 75.5
|  |  | 0 | 0:00
|  |  | 0 | 0:00
|  |  | 0 | 0:00
|  |  | 0 | 0:00
|  |  | 0 | 0:00
|  |  | 0 | 0:00
|  |  | 0 | 0:00
|  |  | 0 | 0:00
|  |  | 0 | 0:00
|  |  | 0 | 0:00
|  |  | 0 | 0:00
|  |  | 0 | 0:00
|  |  | 46 | 24:00 | 99.084 | 99.482
|  |  | 196 | 24:00 | 99.084 | 99.482
|  |  | 360 | 24:00 | 99.084 | 99.482
|  |  | 549 | 24:00 | 99.084 | 99.482
|  |  | 629 | 24:00 | 99.084 | 99.482
|  |  | 644 | 24:00 | 99.084 | 99.482
|  |  | 592 | 24:00 | 99.084 | 99.482
|  |  | 477 | 24:00 | 99.084 | 99.482
|  |  | 310 | 24:00 | 99.084 | 99.482
|  |  | 119 | 24:00 | 99.084 | 99.482
|  |  | 0 | 24:00 | 77.2 | 75.5
|  |  | 0 | 24:00 | 77.2 | 75.5
|  |  | 0 | 0:00
|  |  | 0 | 0:00
|  |  | 0 | 0:00
|  |  | 0 | 0:00
|  |  | 0 | 0:00
|  |  | 0 | 0:00
|  |  | 0 | 0:00
|  |  | 0 | 0:00
|  |  | 0 | 0:00
|  |  | 0 | 0:00
|  |  | 0 | 0:00
|  |  | 0 | 0:00
|  |  | 45 | 24:00 | 99.084 | 99.482
|  |  | 188 | 24:00 | 99.084 | 99.482
|  |  | 85 | 24:00 | 99.084 | 99.482
|  |  | 392 | 24:00 | 99.084 | 99.482
|  |  | 566 | 24:00 | 99.084 | 99.482
|  |  | 409 | 24:00 | 99.084 | 99.482
|  |  | 538 | 24:00 | 99.084 | 99.482
|  |  | 406 | 24:00 | 99.084 | 99.482
|  |  | 250 | 24:00 | 99.084 | 99.482
|  |  | 78 | 24:00 | 99.084 | 99.482
|  |  | 0 | 24:00 | 77.2 | 75.5
|  |  | 0 | 24:00 | 77.2 | 75.5
|  |  | 0 | 0:00
|  |  | 0 | 0:00
|  |  | 0 | 0:00
|  |  | 0 | 0:00
|  |  | 0 | 0:00
|  |  | 0 | 0:00
|  |  | 0 | 0:00
|  |  | 0 | 0:00
|  |  | 0 | 0:00
|  |  | 0 | 0:00
|  |  | 0 | 0:00
|  |  | 0 | 0:00
|  |  | 13 | 24:00 | 90.89 | 93.005
|  |  | 64 | 24:00 | 99.084 | 99.482
|  |  | 95 | 24:00 | 99.084 | 99.482
|  |  | 128 | 24:00 | 99.084 | 99.482
|  |  | 145 | 24:00 | 99.084 | 99.482
|  |  | 555 | 24:00 | 99.084 | 99.482
|  |  | 388 | 24:00 | 99.084 | 99.482
|  |  | 116 | 24:00 | 99.084 | 99.482
|  |  | 275 | 24:00 | 99.084 | 99.482
|  |  | 62 | 24:00 | 99.084 | 99.482
|  |  | 0 | 24:00 | 77.2 | 75.5
|  |  | 0 | 24:00 | 77.2 | 75.5
|  |  | 0 | 0:00
|  |  | 0 | 0:00
|  |  | 0 | 0:00
|  |  | 0 | 0:00
|  |  | 0 | 0:00
|  |  | 0 | 0:00
|  |  | 0 | 0:00
|  |  | 0 | 0:00
|  |  | 0 | 0:00
|  |  | 0 | 0:00
|  |  | 0 | 0:00
|  |  | 0 | 0:00
|  |  | 19 | 24:00 | 93.782 | 95.291
|  |  | 71 | 24:00 | 99.084 | 99.482
|  |  | 140 | 24:00 | 99.084 | 99.482
|  |  | 183 | 24:00 | 99.084 | 99.482
|  |  | 257 | 24:00 | 99.084 | 99.482
|  |  | 323 | 24:00 | 99.084 | 99.482
|  |  | 198 | 24:00 | 99.084 | 99.482
|  |  | 290 | 24:00 | 99.084 | 99.482
|  |  | 121 | 24:00 | 99.084 | 99.482
|  |  | 96 | 24:00 | 99.084 | 99.482
|  |  | 0 | 24:00 | 77.2 | 75.5
|  |  | 0 | 24:00 | 77.2 | 75.5
|  |  | 0 | 0:00
|  |  | 0 | 0:00
|  |  | 0 | 0:00
|  |  | 0 | 0:00
|  |  | 0 | 0:00
|  |  | 0 | 0:00
|  |  | 0 | 0:00
|  |  | 0 | 0:00
|  |  | 0 | 0:00
|  |  | 0 | 0:00
|  |  | 0 | 0:00
|  |  | 0 | 0:00
|  |  | 44 | 24:00 | 99.084 | 99.482
|  |  | 222 | 24:00 | 99.084 | 99.482
|  |  | 399 | 24:00 | 99.084 | 99.482
|  |  | 544 | 24:00 | 99.084 | 99.482
|  |  | 630 | 24:00 | 99.084 | 99.482
|  |  | 646 | 24:00 | 99.084 | 99.482
|  |  | 590 | 24:00 | 99.084 | 99.482
|  |  | 442 | 24:00 | 99.084 | 99.482
|  |  | 301 | 24:00 | 99.084 | 99.482
|  |  | 110 | 24:00 | 99.084 | 99.482
|  |  | 0 | 24:00 | 77.2 | 75.5
|  |  | 0 | 24:00 | 77.2 | 75.5
|  |  | 0 | 0:00
|  |  | 0 | 0:00
|  |  | 0 | 0:00
|  |  | 0 | 0:00
|  |  | 0 | 0:00
|  |  | 0 | 0:00
|  |  | 0 | 0:00
|  |  | 0 | 0:00
|  |  | 0 | 0:00
|  |  | 0 | 0:00
|  |  | 0 | 0:00
|  |  | 0 | 0:00
|  |  | 44 | 24:00 | 99.084 | 99.482
|  |  | 192 | 24:00 | 99.084 | 99.482
|  |  | 284 | 24:00 | 99.084 | 99.482
|  |  | 410 | 24:00 | 99.084 | 99.482
|  |  | 393 | 24:00 | 99.084 | 99.482
|  |  | 349 | 24:00 | 99.084 | 99.482
|  |  | 463 | 24:00 | 99.084 | 99.482
|  |  | 204 | 24:00 | 99.084 | 99.482
|  |  | 141 | 24:00 | 99.084 | 99.482
|  |  | 61 | 24:00 | 99.084 | 99.482
|  |  | 0 | 24:00 | 77.2 | 75.5
|  |  | 0 | 24:00 | 77.2 | 75.5
|  |  | 0 | 0:00
|  |  | 0 | 0:00
|  |  | 0 | 0:00
|  |  | 0 | 0:00
|  |  | 0 | 0:00
|  |  | 0 | 0:00
|  |  | 0 | 0:00
|  |  | 0 | 0:00
|  |  | 0 | 0:00
|  |  | 0 | 0:00
|  |  | 0 | 0:00
|  |  | 0 | 0:00
|  |  | 62 | 24:00 | 99.084 | 99.482
|  |  | 254 | 24:00 | 99.084 | 99.482
|  |  | 437 | 24:00 | 99.084 | 99.482
|  |  | 576 | 24:00 | 99.084 | 99.482
|  |  | 597 | 24:00 | 99.084 | 99.482
|  |  | 643 | 24:00 | 99.084 | 99.482
|  |  | 546 | 24:00 | 99.084 | 99.482
|  |  | 301 | 24:00 | 99.084 | 99.482
|  |  | 79 | 24:00 | 99.084 | 99.482
|  |  | 35 | 24:00 | 99.084 | 99.482
|  |  | 3 | 24:00 | 81.43 | 81.35
|  |  | 0 | 24:00 | 77.2 | 75.5
|  |  | 0 | 0:00
|  |  | 0 | 0:00
|  |  | 0 | 0:00
|  |  | 0 | 0:00
|  |  | 0 | 0:00
|  |  | 0 | 0:00
|  |  | 0 | 0:00
|  |  | 0 | 0:00
|  |  | 0 | 0:00
|  |  | 0 | 0:00
|  |  | 0 | 0:00
|  |  | 0 | 0:00
|  |  | 59 | 24:00 | 99.084 | 99.482
|  |  | 204 | 24:00 | 99.084 | 99.482
|  |  | 412 | 24:00 | 99.084 | 99.482
|  |  | 586 | 24:00 | 99.084 | 99.482
|  |  | 668 | 24:00 | 99.084 | 99.482
|  |  | 682 | 24:00 | 99.084 | 99.482
|  |  | 631 | 24:00 | 99.084 | 99.482
|  |  | 516 | 24:00 | 99.084 | 99.482
|  |  | 348 | 24:00 | 99.084 | 99.482
|  |  | 151 | 24:00 | 99.084 | 99.482
|  |  | 12 | 24:00 | 90.408 | 92.624
|  |  | 0 | 24:00 | 77.2 | 75.5
|  |  | 0 | 0:00
|  |  | 0 | 0:00
|  |  | 0 | 0:00
|  |  | 0 | 0:00
|  |  | 0 | 0:00
|  |  | 0 | 0:00
|  |  | 0 | 0:00
|  |  | 0 | 0:00
|  |  | 0 | 0:00
|  |  | 0 | 0:00
|  |  | 0 | 0:00
|  |  | 0 | 0:00
|  |  | 78 | 24:00 | 99.084 | 99.482
|  |  | 279 | 24:00 | 99.084 | 99.482
|  |  | 468 | 24:00 | 99.084 | 99.482
|  |  | 611 | 24:00 | 99.084 | 99.482
|  |  | 692 | 24:00 | 99.084 | 99.482
|  |  | 656 | 24:00 | 99.084 | 99.482
|  |  | 612 | 24:00 | 99.084 | 99.482
|  |  | 482 | 24:00 | 99.084 | 99.482
|  |  | 277 | 24:00 | 99.084 | 99.482
|  |  | 94 | 24:00 | 99.084 | 99.482
|  |  | 11 | 24:00 | 89.926 | 92.243
|  |  | 0 | 24:00 | 77.2 | 75.5
|  |  | 0 | 0:00
|  |  | 0 | 0:00
|  |  | 0 | 0:00
|  |  | 0 | 0:00
|  |  | 0 | 0:00
|  |  | 0 | 0:00
|  |  | 0 | 0:00
|  |  | 0 | 0:00
|  |  | 0 | 0:00
|  |  | 0 | 0:00
|  |  | 0 | 0:00
|  |  | 0 | 0:00
|  |  | 54 | 24:00 | 99.084 | 99.482
|  |  | 134 | 24:00 | 99.084 | 99.482
|  |  | 294 | 24:00 | 99.084 | 99.482
|  |  | 422 | 24:00 | 99.084 | 99.482
|  |  | 449 | 24:00 | 99.084 | 99.482
|  |  | 467 | 24:00 | 99.084 | 99.482
|  |  | 449 | 24:00 | 99.084 | 99.482
|  |  | 445 | 24:00 | 99.084 | 99.482
|  |  | 304 | 24:00 | 99.084 | 99.482
|  |  | 115 | 24:00 | 99.084 | 99.482
|  |  | 10 | 24:00 | 89.444 | 91.862
|  |  | 0 | 24:00 | 77.2 | 75.5
|  |  | 0 | 0:00
|  |  | 0 | 0:00
|  |  | 0 | 0:00
|  |  | 0 | 0:00
|  |  | 0 | 0:00
|  |  | 0 | 0:00
|  |  | 0 | 0:00
|  |  | 0 | 0:00
|  |  | 0 | 0:00
|  |  | 0 | 0:00
|  |  | 0 | 0:00
|  |  | 0 | 0:00
|  |  | 69 | 24:00 | 99.084 | 99.482
|  |  | 255 | 24:00 | 99.084 | 99.482
|  |  | 446 | 24:00 | 99.084 | 99.482
|  |  | 596 | 24:00 | 99.084 | 99.482
|  |  | 668 | 24:00 | 99.084 | 99.482
|  |  | 682 | 24:00 | 99.084 | 99.482
|  |  | 629 | 24:00 | 99.084 | 99.482
|  |  | 517 | 24:00 | 99.084 | 99.482
|  |  | 340 | 24:00 | 99.084 | 99.482
|  |  | 147 | 24:00 | 99.084 | 99.482
|  |  | 12 | 24:00 | 90.408 | 92.624
|  |  | 0 | 24:00 | 77.2 | 75.5
|  |  | 0 | 0:00
|  |  | 0 | 0:00
|  |  | 0 | 0:00
|  |  | 0 | 0:00
|  |  | 0 | 0:00
|  |  | 0 | 0:00
|  |  | 0 | 0:00
|  |  | 0 | 0:00
|  |  | 0 | 0:00
|  |  | 0 | 0:00
|  |  | 0 | 0:00
|  |  | 0 | 0:00
|  |  | 51 | 24:00 | 99.084 | 99.482
|  |  | 146 | 24:00 | 99.084 | 99.482
|  |  | 201 | 24:00 | 99.084 | 99.482
|  |  | 370 | 24:00 | 99.084 | 99.482
|  |  | 603 | 24:00 | 99.084 | 99.482
|  |  | 514 | 24:00 | 99.084 | 99.482
|  |  | 476 | 24:00 | 99.084 | 99.482
|  |  | 443 | 24:00 | 99.084 | 99.482
|  |  | 225 | 24:00 | 99.084 | 99.482
|  |  | 124 | 24:00 | 99.084 | 99.482
|  |  | 9 | 24:00 | 88.962 | 91.481
|  |  | 0 | 24:00 | 77.2 | 75.5
|  |  | 0 | 0:00
|  |  | 0 | 0:00
|  |  | 0 | 0:00
|  |  | 0 | 0:00
|  |  | 0 | 0:00
|  |  | 0 | 0:00
|  |  | 0 | 0:00
|  |  | 0 | 0:00
|  |  | 0 | 0:00
|  |  | 0 | 0:00
|  |  | 0 | 0:00
|  |  | 0 | 0:00
|  |  | 49 | 24:00 | 99.084 | 99.482
|  |  | 215 | 24:00 | 99.084 | 99.482
|  |  | 167 | 24:00 | 99.084 | 99.482
|  |  | 225 | 24:00 | 99.084 | 99.482
|  |  | 174 | 24:00 | 99.084 | 99.482
|  |  | 509 | 24:00 | 99.084 | 99.482
|  |  | 401 | 24:00 | 99.084 | 99.482
|  |  | 344 | 24:00 | 99.084 | 99.482
|  |  | 305 | 24:00 | 99.084 | 99.482
|  |  | 121 | 24:00 | 99.084 | 99.482
|  |  | 13 | 24:00 | 90.89 | 93.005
|  |  | 0 | 24:00 | 77.2 | 75.5
|  |  | 0 | 0:00
|  |  | 0 | 0:00
|  |  | 0 | 0:00
|  |  | 0 | 0:00
|  |  | 0 | 0:00
|  |  | 0 | 0:00
|  |  | 0 | 0:00
|  |  | 0 | 0:00
|  |  | 0 | 0:00
|  |  | 0 | 0:00
|  |  | 0 | 0:00
|  |  | 0 | 0:00
|  |  | 89 | 24:00 | 99.084 | 99.482
|  |  | 296 | 24:00 | 99.084 | 99.482
|  |  | 413 | 24:00 | 99.084 | 99.482
|  |  | 471 | 24:00 | 99.084 | 99.482
|  |  | 642 | 24:00 | 99.084 | 99.482
|  |  | 490 | 24:00 | 99.084 | 99.482
|  |  | 461 | 24:00 | 99.084 | 99.482
|  |  | 468 | 24:00 | 99.084 | 99.482
|  |  | 290 | 24:00 | 99.084 | 99.482
|  |  | 109 | 24:00 | 99.084 | 99.482
|  |  | 17 | 24:00 | 92.818 | 94.529
|  |  | 0 | 24:00 | 77.2 | 75.5
|  |  | 0 | 0:00
|  |  | 0 | 0:00
|  |  | 0 | 0:00
|  |  | 0 | 0:00
|  |  | 0 | 0:00
|  |  | 0 | 0:00
|  |  | 0 | 0:00
|  |  | 0 | 0:00
|  |  | 0 | 0:00
|  |  | 0 | 0:00
|  |  | 0 | 0:00
|  |  | 0 | 0:00
|  |  | 61 | 24:00 | 99.084 | 99.482
|  |  | 206 | 24:00 | 99.084 | 99.482
|  |  | 354 | 24:00 | 99.084 | 99.482
|  |  | 539 | 24:00 | 99.084 | 99.482
|  |  | 606 | 24:00 | 99.084 | 99.482
|  |  | 303 | 24:00 | 99.084 | 99.482
|  |  | 198 | 24:00 | 99.084 | 99.482
|  |  | 159 | 24:00 | 99.084 | 99.482
|  |  | 286 | 24:00 | 99.084 | 99.482
|  |  | 153 | 24:00 | 99.084 | 99.482
|  |  | 13 | 24:00 | 90.89 | 93.005
|  |  | 0 | 24:00 | 77.2 | 75.5
|  |  | 0 | 0:00
|  |  | 0 | 0:00
|  |  | 0 | 0:00
|  |  | 0 | 0:00
|  |  | 0 | 0:00
|  |  | 0 | 0:00
|  |  | 0 | 0:00
|  |  | 0 | 0:00
|  |  | 0 | 0:00
|  |  | 0 | 0:00
|  |  | 0 | 0:00
|  |  | 0 | 0:00
|  |  | 102 | 24:00 | 99.084 | 99.482
|  |  | 296 | 24:00 | 99.084 | 99.482
|  |  | 502 | 24:00 | 99.084 | 99.482
|  |  | 644 | 24:00 | 99.084 | 99.482
|  |  | 725 | 24:00 | 99.084 | 99.482
|  |  | 719 | 24:00 | 99.084 | 99.482
|  |  | 645 | 24:00 | 99.084 | 99.482
|  |  | 524 | 24:00 | 99.084 | 99.482
|  |  | 226 | 24:00 | 99.084 | 99.482
|  |  | 129 | 24:00 | 99.084 | 99.482
|  |  | 19 | 24:00 | 93.782 | 95.291
|  |  | 0 | 24:00 | 77.2 | 75.5
|  |  | 0 | 0:00
|  |  | 0 | 0:00
|  |  | 0 | 0:00
|  |  | 0 | 0:00
|  |  | 0 | 0:00
|  |  | 0 | 0:00
|  |  | 0 | 0:00
|  |  | 0 | 0:00
|  |  | 0 | 0:00
|  |  | 0 | 0:00
|  |  | 0 | 0:00
|  |  | 0 | 0:00
|  |  | 84 | 24:00 | 99.084 | 99.482
|  |  | 73 | 24:00 | 99.084 | 99.482
|  |  | 115 | 24:00 | 99.084 | 99.482
|  |  | 174 | 24:00 | 99.084 | 99.482
|  |  | 231 | 24:00 | 99.084 | 99.482
|  |  | 236 | 24:00 | 99.084 | 99.482
|  |  | 219 | 24:00 | 99.084 | 99.482
|  |  | 181 | 24:00 | 99.084 | 99.482
|  |  | 127 | 24:00 | 99.084 | 99.482
|  |  | 63 | 24:00 | 99.084 | 99.482
|  |  | 6 | 24:00 | 85.66 | 87.2
|  |  | 0 | 24:00 | 77.2 | 75.5
|  |  | 0 | 0:00
|  |  | 0 | 0:00
|  |  | 0 | 0:00
|  |  | 0 | 0:00
|  |  | 0 | 0:00
|  |  | 0 | 0:00
|  |  | 0 | 0:00
|  |  | 0 | 0:00
|  |  | 0 | 0:00
|  |  | 0 | 0:00
|  |  | 0 | 0:00
|  |  | 0 | 0:00
|  |  | 27 | 24:00 | 97.638 | 98.339
|  |  | 88 | 24:00 | 99.084 | 99.482
|  |  | 125 | 24:00 | 99.084 | 99.482
|  |  | 165 | 24:00 | 99.084 | 99.482
|  |  | 188 | 24:00 | 99.084 | 99.482
|  |  | 226 | 24:00 | 99.084 | 99.482
|  |  | 208 | 24:00 | 99.084 | 99.482
|  |  | 170 | 24:00 | 99.084 | 99.482
|  |  | 114 | 24:00 | 99.084 | 99.482
|  |  | 52 | 24:00 | 99.084 | 99.482
|  |  | 11 | 24:00 | 89.926 | 92.243
|  |  | 0 | 24:00 | 77.2 | 75.5
|  |  | 0 | 0:00
|  |  | 0 | 0:00
|  |  | 0 | 0:00
|  |  | 0 | 0:00
|  |  | 0 | 0:00
|  |  | 0 | 0:00
|  |  | 0 | 0:00
|  |  | 0 | 0:00
|  |  | 0 | 0:00
|  |  | 0 | 0:00
|  |  | 0 | 0:00
|  |  | 0 | 0:00
|  |  | 92 | 24:00 | 99.084 | 99.482
|  |  | 290 | 24:00 | 99.084 | 99.482
|  |  | 477 | 24:00 | 99.084 | 99.482
|  |  | 628 | 24:00 | 99.084 | 99.482
|  |  | 715 | 24:00 | 99.084 | 99.482
|  |  | 730 | 24:00 | 99.084 | 99.482
|  |  | 671 | 24:00 | 99.084 | 99.482
|  |  | 536 | 24:00 | 99.084 | 99.482
|  |  | 332 | 24:00 | 99.084 | 99.482
|  |  | 130 | 24:00 | 99.084 | 99.482
|  |  | 18 | 24:00 | 93.3 | 94.91
|  |  | 0 | 24:00 | 77.2 | 75.5
|  |  | 0 | 0:00
|  |  | 0 | 0:00
|  |  | 0 | 0:00
|  |  | 0 | 0:00
|  |  | 0 | 0:00
|  |  | 0 | 0:00
|  |  | 0 | 0:00
|  |  | 0 | 0:00
|  |  | 0 | 0:00
|  |  | 0 | 0:00
|  |  | 0 | 0:00
|  |  | 0 | 0:00
|  |  | 119 | 24:00 | 99.084 | 99.482
|  |  | 283 | 24:00 | 99.084 | 99.482
|  |  | 416 | 24:00 | 99.084 | 99.482
|  |  | 464 | 24:00 | 99.084 | 99.482
|  |  | 691 | 24:00 | 99.084 | 99.482
|  |  | 716 | 24:00 | 99.084 | 99.482
|  |  | 611 | 24:00 | 99.084 | 99.482
|  |  | 426 | 24:00 | 99.084 | 99.482
|  |  | 361 | 24:00 | 99.084 | 99.482
|  |  | 148 | 24:00 | 99.084 | 99.482
|  |  | 25 | 24:00 | 96.674 | 97.577
|  |  | 0 | 24:00 | 77.2 | 75.5
|  |  | 0 | 0:00
|  |  | 0 | 0:00
|  |  | 0 | 0:00
|  |  | 0 | 0:00
|  |  | 0 | 0:00
|  |  | 0 | 0:00
|  |  | 0 | 0:00
|  |  | 0 | 0:00
|  |  | 0 | 0:00
|  |  | 0 | 0:00
|  |  | 0 | 0:00
|  |  | 0 | 0:00
|  |  | 73 | 24:00 | 99.084 | 99.482
|  |  | 268 | 24:00 | 99.084 | 99.482
|  |  | 391 | 24:00 | 99.084 | 99.482
|  |  | 413 | 24:00 | 99.084 | 99.482
|  |  | 518 | 24:00 | 99.084 | 99.482
|  |  | 756 | 24:00 | 99.084 | 99.482
|  |  | 693 | 24:00 | 99.084 | 99.482
|  |  | 457 | 24:00 | 99.084 | 99.482
|  |  | 402 | 24:00 | 99.084 | 99.482
|  |  | 192 | 24:00 | 99.084 | 99.482
|  |  | 30 | 24:00 | 99.084 | 99.482
|  |  | 0 | 24:00 | 77.2 | 75.5
|  |  | 0 | 0:00
|  |  | 0 | 0:00
|  |  | 0 | 0:00
|  |  | 0 | 0:00
|  |  | 0 | 0:00
|  |  | 0 | 0:00
|  |  | 0 | 0:00
|  |  | 0 | 0:00
|  |  | 0 | 0:00
|  |  | 0 | 0:00
|  |  | 0 | 0:00
|  |  | 0 | 0:00
|  |  | 99 | 24:00 | 99.084 | 99.482
|  |  | 275 | 24:00 | 99.084 | 99.482
|  |  | 485 | 24:00 | 99.084 | 99.482
|  |  | 574 | 24:00 | 99.084 | 99.482
|  |  | 701 | 24:00 | 99.084 | 99.482
|  |  | 710 | 24:00 | 99.084 | 99.482
|  |  | 525 | 24:00 | 99.084 | 99.482
|  |  | 344 | 24:00 | 99.084 | 99.482
|  |  | 336 | 24:00 | 99.084 | 99.482
|  |  | 173 | 24:00 | 99.084 | 99.482
|  |  | 22 | 24:00 | 95.228 | 96.434
|  |  | 0 | 24:00 | 77.2 | 75.5
|  |  | 0 | 0:00
|  |  | 0 | 0:00
|  |  | 0 | 0:00
|  |  | 0 | 0:00
|  |  | 0 | 0:00
|  |  | 0 | 0:00
|  |  | 0 | 0:00
|  |  | 0 | 0:00
|  |  | 0 | 0:00
|  |  | 0 | 0:00
|  |  | 0 | 0:00
|  |  | 0 | 0:00
|  |  | 90 | 24:00 | 99.084 | 99.482
|  |  | 156 | 24:00 | 99.084 | 99.482
|  |  | 199 | 24:00 | 99.084 | 99.482
|  |  | 435 | 24:00 | 99.084 | 99.482
|  |  | 644 | 24:00 | 99.084 | 99.482
|  |  | 609 | 24:00 | 99.084 | 99.482
|  |  | 635 | 24:00 | 99.084 | 99.482
|  |  | 410 | 24:00 | 99.084 | 99.482
|  |  | 227 | 24:00 | 99.084 | 99.482
|  |  | 120 | 24:00 | 99.084 | 99.482
|  |  | 25 | 24:00 | 96.674 | 97.577
|  |  | 0 | 24:00 | 77.2 | 75.5
|  |  | 0 | 0:00
|  |  | 0 | 0:00
|  |  | 0 | 0:00
|  |  | 0 | 0:00
|  |  | 0 | 0:00
|  |  | 0 | 0:00
|  |  | 0 | 0:00
|  |  | 0 | 0:00
|  |  | 0 | 0:00
|  |  | 0 | 0:00
|  |  | 0 | 0:00
|  |  | 0 | 0:00
|  |  | 43 | 24:00 | 99.084 | 99.482
|  |  | 191 | 24:00 | 99.084 | 99.482
|  |  | 309 | 24:00 | 99.084 | 99.482
|  |  | 335 | 24:00 | 99.084 | 99.482
|  |  | 513 | 24:00 | 99.084 | 99.482
|  |  | 495 | 24:00 | 99.084 | 99.482
|  |  | 568 | 24:00 | 99.084 | 99.482
|  |  | 187 | 24:00 | 99.084 | 99.482
|  |  | 94 | 24:00 | 99.084 | 99.482
|  |  | 48 | 24:00 | 99.084 | 99.482
|  |  | 10 | 24:00 | 89.444 | 91.862
|  |  | 0 | 24:00 | 77.2 | 75.5
|  |  | 0 | 0:00
|  |  | 0 | 0:00
|  |  | 0 | 0:00
|  |  | 0 | 0:00
|  |  | 0 | 0:00
|  |  | 0 | 0:00
|  |  | 0 | 0:00
|  |  | 0 | 0:00
|  |  | 0 | 0:00
|  |  | 0 | 0:00
|  |  | 0 | 0:00
|  |  | 0 | 0:00
|  |  | 73 | 24:00 | 99.084 | 99.482
|  |  | 230 | 24:00 | 99.084 | 99.482
|  |  | 425 | 24:00 | 99.084 | 99.482
|  |  | 484 | 24:00 | 99.084 | 99.482
|  |  | 726 | 24:00 | 99.084 | 99.482
|  |  | 640 | 24:00 | 99.084 | 99.482
|  |  | 604 | 24:00 | 99.084 | 99.482
|  |  | 255 | 24:00 | 99.084 | 99.482
|  |  | 171 | 24:00 | 99.084 | 99.482
|  |  | 74 | 24:00 | 99.084 | 99.482
|  |  | 14 | 24:00 | 91.372 | 93.386
|  |  | 0 | 24:00 | 77.2 | 75.5
|  |  | 0 | 0:00
|  |  | 0 | 0:00
|  |  | 0 | 0:00
|  |  | 0 | 0:00
|  |  | 0 | 0:00
|  |  | 0 | 0:00
|  |  | 0 | 0:00
|  |  | 0 | 0:00
|  |  | 0 | 0:00
|  |  | 0 | 0:00
|  |  | 0 | 0:00
|  |  | 3 | 0:00
|  |  | 106 | 24:00 | 99.084 | 99.482
|  |  | 114 | 24:00 | 99.084 | 99.482
|  |  | 188 | 24:00 | 99.084 | 99.482
|  |  | 380 | 24:00 | 99.084 | 99.482
|  |  | 540 | 24:00 | 99.084 | 99.482
|  |  | 563 | 24:00 | 99.084 | 99.482
|  |  | 506 | 24:00 | 99.084 | 99.482
|  |  | 403 | 24:00 | 99.084 | 99.482
|  |  | 251 | 24:00 | 99.084 | 99.482
|  |  | 103 | 24:00 | 99.084 | 99.482
|  |  | 31 | 24:00 | 99.084 | 99.482
|  |  | 0 | 24:00 | 77.2 | 75.5
|  |  | 0 | 0:00
|  |  | 0 | 0:00
|  |  | 0 | 0:00
|  |  | 0 | 0:00
|  |  | 0 | 0:00
|  |  | 0 | 0:00
|  |  | 0 | 0:00
|  |  | 0 | 0:00
|  |  | 0 | 0:00
|  |  | 0 | 0:00
|  |  | 0 | 0:00
|  |  | 8 | 0:00
|  |  | 130 | 24:00 | 99.084 | 99.482
|  |  | 339 | 24:00 | 99.084 | 99.482
|  |  | 503 | 24:00 | 99.084 | 99.482
|  |  | 673 | 24:00 | 99.084 | 99.482
|  |  | 760 | 24:00 | 99.084 | 99.482
|  |  | 774 | 24:00 | 99.084 | 99.482
|  |  | 516 | 24:00 | 99.084 | 99.482
|  |  | 425 | 24:00 | 99.084 | 99.482
|  |  | 387 | 24:00 | 99.084 | 99.482
|  |  | 126 | 24:00 | 99.084 | 99.482
|  |  | 36 | 24:00 | 99.084 | 99.482
|  |  | 0 | 24:00 | 77.2 | 75.5
|  |  | 0 | 0:00
|  |  | 0 | 0:00
|  |  | 0 | 0:00
|  |  | 0 | 0:00
|  |  | 0 | 0:00
|  |  | 0 | 0:00
|  |  | 0 | 0:00
|  |  | 0 | 0:00
|  |  | 0 | 0:00
|  |  | 0 | 0:00
|  |  | 0 | 0:00
|  |  | 14 | 0:00
|  |  | 150 | 24:00 | 99.084 | 99.482
|  |  | 296 | 24:00 | 99.084 | 99.482
|  |  | 527 | 24:00 | 99.084 | 99.482
|  |  | 304 | 24:00 | 99.084 | 99.482
|  |  | 579 | 24:00 | 99.084 | 99.482
|  |  | 642 | 24:00 | 99.084 | 99.482
|  |  | 422 | 24:00 | 99.084 | 99.482
|  |  | 439 | 24:00 | 99.084 | 99.482
|  |  | 255 | 24:00 | 99.084 | 99.482
|  |  | 169 | 24:00 | 99.084 | 99.482
|  |  | 36 | 24:00 | 99.084 | 99.482
|  |  | 0 | 24:00 | 77.2 | 75.5
|  |  | 0 | 0:00
|  |  | 0 | 0:00
|  |  | 0 | 0:00
|  |  | 0 | 0:00
|  |  | 0 | 0:00
|  |  | 0 | 0:00
|  |  | 0 | 0:00
|  |  | 0 | 0:00
|  |  | 0 | 0:00
|  |  | 0 | 0:00
|  |  | 0 | 0:00
|  |  | 5 | 0:00
|  |  | 57 | 24:00 | 99.084 | 99.482
|  |  | 124 | 24:00 | 99.084 | 99.482
|  |  | 174 | 24:00 | 99.084 | 99.482
|  |  | 281 | 24:00 | 99.084 | 99.482
|  |  | 254 | 24:00 | 99.084 | 99.482
|  |  | 446 | 24:00 | 99.084 | 99.482
|  |  | 240 | 24:00 | 99.084 | 99.482
|  |  | 170 | 24:00 | 99.084 | 99.482
|  |  | 147 | 24:00 | 99.084 | 99.482
|  |  | 80 | 24:00 | 99.084 | 99.482
|  |  | 18 | 24:00 | 93.3 | 94.91
|  |  | 0 | 24:00 | 77.2 | 75.5
|  |  | 0 | 0:00
|  |  | 0 | 0:00
|  |  | 0 | 0:00
|  |  | 0 | 0:00
|  |  | 0 | 0:00
|  |  | 0 | 0:00
|  |  | 0 | 0:00
|  |  | 0 | 0:00
|  |  | 0 | 0:00
|  |  | 0 | 0:00
|  |  | 0 | 0:00
|  |  | 12 | 0:00
|  |  | 72 | 24:00 | 99.084 | 99.482
|  |  | 190 | 24:00 | 99.084 | 99.482
|  |  | 293 | 24:00 | 99.084 | 99.482
|  |  | 617 | 24:00 | 99.084 | 99.482
|  |  | 700 | 24:00 | 99.084 | 99.482
|  |  | 791 | 24:00 | 99.084 | 99.482
|  |  | 708 | 24:00 | 99.084 | 99.482
|  |  | 543 | 24:00 | 99.084 | 99.482
|  |  | 409 | 24:00 | 99.084 | 99.482
|  |  | 208 | 24:00 | 99.084 | 99.482
|  |  | 42 | 24:00 | 99.084 | 99.482
|  |  | 0 | 24:00 | 77.2 | 75.5
|  |  | 0 | 0:00
|  |  | 0 | 0:00
|  |  | 0 | 0:00
|  |  | 0 | 0:00
|  |  | 0 | 0:00
|  |  | 0 | 0:00
|  |  | 0 | 0:00
|  |  | 0 | 0:00
|  |  | 0 | 0:00
|  |  | 0 | 0:00
|  |  | 0 | 0:00
|  |  | 18 | 0:00
|  |  | 118 | 24:00 | 99.084 | 99.482
|  |  | 357 | 24:00 | 99.084 | 99.482
|  |  | 598 | 24:00 | 99.084 | 99.482
|  |  | 690 | 24:00 | 99.084 | 99.482
|  |  | 770 | 24:00 | 99.084 | 99.482
|  |  | 830 | 24:00 | 99.084 | 99.482
|  |  | 773 | 24:00 | 99.084 | 99.482
|  |  | 652 | 24:00 | 99.084 | 99.482
|  |  | 476 | 24:00 | 99.084 | 99.482
|  |  | 261 | 24:00 | 99.084 | 99.482
|  |  | 58 | 24:00 | 99.084 | 99.482
|  |  | 0 | 24:00 | 77.2 | 75.5
|  |  | 0 | 0:00
|  |  | 0 | 0:00
|  |  | 0 | 0:00
|  |  | 0 | 0:00
|  |  | 0 | 0:00
|  |  | 0 | 0:00
|  |  | 0 | 0:00
|  |  | 0 | 0:00
|  |  | 0 | 0:00
|  |  | 0 | 0:00
|  |  | 0 | 0:00
|  |  | 19 | 0:00
|  |  | 175 | 24:00 | 99.084 | 99.482
|  |  | 398 | 24:00 | 99.084 | 99.482
|  |  | 591 | 24:00 | 99.084 | 99.482
|  |  | 733 | 24:00 | 99.084 | 99.482
|  |  | 691 | 24:00 | 99.084 | 99.482
|  |  | 638 | 24:00 | 99.084 | 99.482
|  |  | 733 | 24:00 | 99.084 | 99.482
|  |  | 562 | 24:00 | 99.084 | 99.482
|  |  | 430 | 24:00 | 99.084 | 99.482
|  |  | 189 | 24:00 | 99.084 | 99.482
|  |  | 44 | 24:00 | 99.084 | 99.482
|  |  | 0 | 24:00 | 77.2 | 75.5
|  |  | 0 | 0:00
|  |  | 0 | 0:00
|  |  | 0 | 0:00
|  |  | 0 | 0:00
|  |  | 0 | 0:00
|  |  | 0 | 0:00
|  |  | 0 | 0:00
|  |  | 0 | 0:00
|  |  | 0 | 0:00
|  |  | 0 | 0:00
|  |  | 0 | 0:00
|  |  | 22 | 0:00
|  |  | 191 | 24:00 | 99.084 | 99.482
|  |  | 411 | 24:00 | 99.084 | 99.482
|  |  | 604 | 24:00 | 99.084 | 99.482
|  |  | 744 | 24:00 | 99.084 | 99.482
|  |  | 823 | 24:00 | 99.084 | 99.482
|  |  | 834 | 24:00 | 99.084 | 99.482
|  |  | 775 | 24:00 | 99.084 | 99.482
|  |  | 631 | 24:00 | 99.084 | 99.482
|  |  | 467 | 24:00 | 99.084 | 99.482
|  |  | 254 | 24:00 | 99.084 | 99.482
|  |  | 50 | 24:00 | 99.084 | 99.482
|  |  | 0 | 24:00 | 77.2 | 75.5
|  |  | 0 | 0:00
|  |  | 0 | 0:00
|  |  | 0 | 0:00
|  |  | 0 | 0:00
|  |  | 0 | 0:00
|  |  | 0 | 0:00
|  |  | 0 | 0:00
|  |  | 0 | 0:00
|  |  | 0 | 0:00
|  |  | 0 | 0:00
|  |  | 0 | 0:00
|  |  | 16 | 0:00
|  |  | 145 | 24:00 | 99.084 | 99.482
|  |  | 351 | 24:00 | 99.084 | 99.482
|  |  | 520 | 24:00 | 99.084 | 99.482
|  |  | 685 | 24:00 | 99.084 | 99.482
|  |  | 790 | 24:00 | 99.084 | 99.482
|  |  | 754 | 24:00 | 99.084 | 99.482
|  |  | 671 | 24:00 | 99.084 | 99.482
|  |  | 550 | 24:00 | 99.084 | 99.482
|  |  | 417 | 24:00 | 99.084 | 99.482
|  |  | 206 | 24:00 | 99.084 | 99.482
|  |  | 45 | 24:00 | 99.084 | 99.482
|  |  | 0 | 24:00 | 77.2 | 75.5
|  |  | 0 | 0:00
|  |  | 0 | 0:00
|  |  | 0 | 0:00
|  |  | 0 | 0:00
|  |  | 0 | 0:00
|  |  | 0 | 0:00
|  |  | 0 | 0:00
|  |  | 0 | 0:00
|  |  | 0 | 0:00
|  |  | 0 | 0:00
|  |  | 0 | 0:00
|  |  | 21 | 0:00
|  |  | 184 | 24:00 | 99.084 | 99.482
|  |  | 426 | 24:00 | 99.084 | 99.482
|  |  | 557 | 24:00 | 99.084 | 99.482
|  |  | 693 | 24:00 | 99.084 | 99.482
|  |  | 722 | 24:00 | 99.084 | 99.482
|  |  | 586 | 24:00 | 99.084 | 99.482
|  |  | 732 | 24:00 | 99.084 | 99.482
|  |  | 333 | 24:00 | 99.084 | 99.482
|  |  | 360 | 24:00 | 99.084 | 99.482
|  |  | 144 | 24:00 | 99.084 | 99.482
|  |  | 32 | 24:00 | 99.084 | 99.482
|  |  | 0 | 24:00 | 77.2 | 75.5
|  |  | 0 | 0:00
|  |  | 0 | 0:00
|  |  | 0 | 0:00
|  |  | 0 | 0:00
|  |  | 0 | 0:00
|  |  | 0 | 0:00
|  |  | 0 | 0:00
|  |  | 0 | 0:00
|  |  | 0 | 0:00
|  |  | 0 | 0:00
|  |  | 0 | 0:00
|  |  | 22 | 0:00
|  |  | 173 | 24:00 | 99.084 | 99.482
|  |  | 391 | 24:00 | 99.084 | 99.482
|  |  | 590 | 24:00 | 99.084 | 99.482
|  |  | 741 | 24:00 | 99.084 | 99.482
|  |  | 826 | 24:00 | 99.084 | 99.482
|  |  | 837 | 24:00 | 99.084 | 99.482
|  |  | 757 | 24:00 | 99.084 | 99.482
|  |  | 600 | 24:00 | 99.084 | 99.482
|  |  | 386 | 24:00 | 99.084 | 99.482
|  |  | 180 | 24:00 | 99.084 | 99.482
|  |  | 45 | 24:00 | 99.084 | 99.482
|  |  | 0 | 24:00 | 77.2 | 75.5
|  |  | 0 | 0:00
|  |  | 0 | 0:00
|  |  | 0 | 0:00
|  |  | 0 | 0:00
|  |  | 0 | 0:00
|  |  | 0 | 0:00
|  |  | 0 | 0:00
|  |  | 0 | 0:00
|  |  | 0 | 0:00
|  |  | 0 | 0:00
|  |  | 0 | 0:00
|  |  | 29 | 0:00
|  |  | 203 | 24:00 | 99.084 | 99.482
|  |  | 424 | 24:00 | 99.084 | 99.482
|  |  | 616 | 24:00 | 99.084 | 99.482
|  |  | 755 | 24:00 | 99.084 | 99.482
|  |  | 807 | 24:00 | 99.084 | 99.482
|  |  | 805 | 24:00 | 99.084 | 99.482
|  |  | 729 | 24:00 | 99.084 | 99.482
|  |  | 556 | 24:00 | 99.084 | 99.482
|  |  | 429 | 24:00 | 99.084 | 99.482
|  |  | 241 | 24:00 | 99.084 | 99.482
|  |  | 56 | 24:00 | 99.084 | 99.482
|  |  | 0 | 24:00 | 77.2 | 75.5
|  |  | 0 | 0:00
|  |  | 0 | 0:00
|  |  | 0 | 0:00
|  |  | 0 | 0:00
|  |  | 0 | 0:00
|  |  | 0 | 0:00
|  |  | 0 | 0:00
|  |  | 0 | 0:00
|  |  | 0 | 0:00
|  |  | 0 | 0:00
|  |  | 0 | 0:00
|  |  | 16 | 0:00
|  |  | 73 | 24:00 | 99.084 | 99.482
|  |  | 164 | 24:00 | 99.084 | 99.482
|  |  | 411 | 24:00 | 99.084 | 99.482
|  |  | 390 | 24:00 | 99.084 | 99.482
|  |  | 599 | 24:00 | 99.084 | 99.482
|  |  | 599 | 24:00 | 99.084 | 99.482
|  |  | 640 | 24:00 | 99.084 | 99.482
|  |  | 444 | 24:00 | 99.084 | 99.482
|  |  | 300 | 24:00 | 99.084 | 99.482
|  |  | 182 | 24:00 | 99.084 | 99.482
|  |  | 57 | 24:00 | 99.084 | 99.482
|  |  | 0 | 24:00 | 77.2 | 75.5
|  |  | 0 | 0:00
|  |  | 0 | 0:00
|  |  | 0 | 0:00
|  |  | 0 | 0:00
|  |  | 0 | 0:00
|  |  | 0 | 0:00
|  |  | 0 | 0:00
|  |  | 0 | 0:00
|  |  | 0 | 0:00
|  |  | 0 | 0:00
|  |  | 0 | 0:00
|  |  | 15 | 0:00
|  |  | 79 | 24:00 | 99.084 | 99.482
|  |  | 148 | 24:00 | 99.084 | 99.482
|  |  | 207 | 24:00 | 99.084 | 99.482
|  |  | 251 | 24:00 | 99.084 | 99.482
|  |  | 497 | 24:00 | 99.084 | 99.482
|  |  | 317 | 24:00 | 99.084 | 99.482
|  |  | 438 | 24:00 | 99.084 | 99.482
|  |  | 505 | 24:00 | 99.084 | 99.482
|  |  | 304 | 24:00 | 99.084 | 99.482
|  |  | 153 | 24:00 | 99.084 | 99.482
|  |  | 54 | 24:00 | 99.084 | 99.482
|  |  | 0 | 24:00 | 77.2 | 75.5
|  |  | 0 | 0:00
|  |  | 0 | 0:00
|  |  | 0 | 0:00
|  |  | 0 | 0:00
|  |  | 0 | 0:00
|  |  | 0 | 0:00
|  |  | 0 | 0:00
|  |  | 0 | 0:00
|  |  | 0 | 0:00
|  |  | 0 | 0:00
|  |  | 0 | 0:00
|  |  | 12 | 0:00
|  |  | 50 | 24:00 | 99.084 | 99.482
|  |  | 106 | 24:00 | 99.084 | 99.482
|  |  | 159 | 24:00 | 99.084 | 99.482
|  |  | 234 | 24:00 | 99.084 | 99.482
|  |  | 260 | 24:00 | 99.084 | 99.482
|  |  | 262 | 24:00 | 99.084 | 99.482
|  |  | 242 | 24:00 | 99.084 | 99.482
|  |  | 201 | 24:00 | 99.084 | 99.482
|  |  | 142 | 24:00 | 99.084 | 99.482
|  |  | 125 | 24:00 | 99.084 | 99.482
|  |  | 58 | 24:00 | 99.084 | 99.482
|  |  | 0 | 24:00 | 77.2 | 75.5
|  |  | 0 | 0:00
|  |  | 0 | 0:00
|  |  | 0 | 0:00
|  |  | 0 | 0:00
|  |  | 0 | 0:00
|  |  | 0 | 0:00
|  |  | 0 | 0:00
|  |  | 0 | 0:00
|  |  | 0 | 0:00
|  |  | 0 | 0:00
|  |  | 0 | 0:00
|  |  | 45 | 0:00
|  |  | 239 | 24:00 | 99.084 | 99.482
|  |  | 454 | 24:00 | 99.084 | 99.482
|  |  | 650 | 24:00 | 99.084 | 99.482
|  |  | 688 | 24:00 | 99.084 | 99.482
|  |  | 848 | 24:00 | 99.084 | 99.482
|  |  | 871 | 24:00 | 99.084 | 99.482
|  |  | 813 | 24:00 | 99.084 | 99.482
|  |  | 632 | 24:00 | 99.084 | 99.482
|  |  | 396 | 24:00 | 99.084 | 99.482
|  |  | 195 | 24:00 | 99.084 | 99.482
|  |  | 75 | 24:00 | 99.084 | 99.482
|  |  | 0 | 24:00 | 77.2 | 75.5
|  |  | 0 | 0:00
|  |  | 0 | 0:00
|  |  | 0 | 0:00
|  |  | 0 | 0:00
|  |  | 0 | 0:00
|  |  | 0 | 0:00
|  |  | 0 | 0:00
|  |  | 0 | 0:00
|  |  | 0 | 0:00
|  |  | 0 | 0:00
|  |  | 0 | 0:00
|  |  | 45 | 0:00
|  |  | 244 | 24:00 | 99.084 | 99.482
|  |  | 466 | 24:00 | 99.084 | 99.482
|  |  | 621 | 24:00 | 99.084 | 99.482
|  |  | 676 | 24:00 | 99.084 | 99.482
|  |  | 870 | 24:00 | 99.084 | 99.482
|  |  | 863 | 24:00 | 99.084 | 99.482
|  |  | 785 | 24:00 | 99.084 | 99.482
|  |  | 692 | 24:00 | 99.084 | 99.482
|  |  | 508 | 24:00 | 99.084 | 99.482
|  |  | 296 | 24:00 | 99.084 | 99.482
|  |  | 79 | 24:00 | 99.084 | 99.482
|  |  | 0 | 24:00 | 77.2 | 75.5
|  |  | 0 | 0:00
|  |  | 0 | 0:00
|  |  | 0 | 0:00
|  |  | 0 | 0:00
|  |  | 0 | 0:00
|  |  | 0 | 0:00
|  |  | 0 | 0:00
|  |  | 0 | 0:00
|  |  | 0 | 0:00
|  |  | 0 | 0:00
|  |  | 0 | 0:00
|  |  | 41 | 0:00
|  |  | 224 | 24:00 | 99.084 | 99.482
|  |  | 445 | 24:00 | 99.084 | 99.482
|  |  | 638 | 24:00 | 99.084 | 99.482
|  |  | 772 | 24:00 | 99.084 | 99.482
|  |  | 843 | 24:00 | 99.084 | 99.482
|  |  | 850 | 24:00 | 99.084 | 99.482
|  |  | 788 | 24:00 | 99.084 | 99.482
|  |  | 617 | 24:00 | 99.084 | 99.482
|  |  | 448 | 24:00 | 99.084 | 99.482
|  |  | 217 | 24:00 | 99.084 | 99.482
|  |  | 63 | 24:00 | 99.084 | 99.482
|  |  | 0 | 24:00 | 77.2 | 75.5
|  |  | 0 | 0:00
|  |  | 0 | 0:00
|  |  | 0 | 0:00
|  |  | 0 | 0:00
|  |  | 0 | 0:00
|  |  | 0 | 0:00
|  |  | 0 | 0:00
|  |  | 0 | 0:00
|  |  | 0 | 0:00
|  |  | 0 | 0:00
|  |  | 0 | 0:00
|  |  | 33 | 0:00
|  |  | 161 | 24:00 | 99.084 | 99.482
|  |  | 423 | 24:00 | 99.084 | 99.482
|  |  | 613 | 24:00 | 99.084 | 99.482
|  |  | 722 | 24:00 | 99.084 | 99.482
|  |  | 512 | 24:00 | 99.084 | 99.482
|  |  | 882 | 24:00 | 99.084 | 99.482
|  |  | 792 | 24:00 | 99.084 | 99.482
|  |  | 708 | 24:00 | 99.084 | 99.482
|  |  | 529 | 24:00 | 99.084 | 99.482
|  |  | 312 | 24:00 | 99.084 | 99.482
|  |  | 92 | 24:00 | 99.084 | 99.482
|  |  | 0 | 24:00 | 77.2 | 75.5
|  |  | 0 | 0:00
|  |  | 0 | 0:00
|  |  | 0 | 0:00
|  |  | 0 | 0:00
|  |  | 0 | 0:00
|  |  | 0 | 0:00
|  |  | 0 | 0:00
|  |  | 0 | 0:00
|  |  | 0 | 0:00
|  |  | 0 | 0:00
|  |  | 0 | 0:00
|  |  | 50 | 0:00
|  |  | 262 | 24:00 | 99.084 | 99.482
|  |  | 473 | 24:00 | 99.084 | 99.482
|  |  | 500 | 24:00 | 99.084 | 99.482
|  |  | 715 | 24:00 | 99.084 | 99.482
|  |  | 774 | 24:00 | 99.084 | 99.482
|  |  | 810 | 24:00 | 99.084 | 99.482
|  |  | 265 | 24:00 | 99.084 | 99.482
|  |  | 226 | 24:00 | 99.084 | 99.482
|  |  | 169 | 24:00 | 99.084 | 99.482
|  |  | 102 | 24:00 | 99.084 | 99.482
|  |  | 79 | 24:00 | 99.084 | 99.482
|  |  | 0 | 24:00 | 77.2 | 75.5
|  |  | 0 | 0:00
|  |  | 0 | 0:00
|  |  | 0 | 0:00
|  |  | 0 | 0:00
|  |  | 0 | 0:00
|  |  | 0 | 0:00
|  |  | 0 | 0:00
|  |  | 0 | 0:00
|  |  | 0 | 0:00
|  |  | 0 | 0:00
|  |  | 0 | 0:00
|  |  | 33 | 0:00
|  |  | 229 | 24:00 | 99.084 | 99.482
|  |  | 226 | 24:00 | 99.084 | 99.482
|  |  | 532 | 24:00 | 99.084 | 99.482
|  |  | 705 | 24:00 | 99.084 | 99.482
|  |  | 726 | 24:00 | 99.084 | 99.482
|  |  | 629 | 24:00 | 99.084 | 99.482
|  |  | 477 | 24:00 | 99.084 | 99.482
|  |  | 504 | 24:00 | 99.084 | 99.482
|  |  | 401 | 24:00 | 99.084 | 99.482
|  |  | 183 | 24:00 | 99.084 | 99.482
|  |  | 63 | 24:00 | 99.084 | 99.482
|  |  | 0 | 24:00 | 77.2 | 75.5
|  |  | 0 | 0:00
|  |  | 0 | 0:00
|  |  | 0 | 0:00
|  |  | 0 | 0:00
|  |  | 0 | 0:00
|  |  | 0 | 0:00
|  |  | 0 | 0:00
|  |  | 0 | 0:00
|  |  | 0 | 0:00
|  |  | 0 | 0:00
|  |  | 0 | 0:00
|  |  | 46 | 0:00
|  |  | 182 | 24:00 | 99.084 | 99.482
|  |  | 398 | 24:00 | 99.084 | 99.482
|  |  | 578 | 24:00 | 99.084 | 99.482
|  |  | 811 | 24:00 | 99.084 | 99.482
|  |  | 844 | 24:00 | 99.084 | 99.482
|  |  | 817 | 24:00 | 99.084 | 99.482
|  |  | 754 | 24:00 | 99.084 | 99.482
|  |  | 578 | 24:00 | 99.084 | 99.482
|  |  | 418 | 24:00 | 99.084 | 99.482
|  |  | 264 | 24:00 | 99.084 | 99.482
|  |  | 51 | 24:00 | 99.084 | 99.482
|  |  | 0 | 24:00 | 77.2 | 75.5
|  |  | 0 | 0:00
|  |  | 0 | 0:00
|  |  | 0 | 0:00
|  |  | 0 | 0:00
|  |  | 0 | 0:00
|  |  | 0 | 0:00
|  |  | 0 | 0:00
|  |  | 0 | 0:00
|  |  | 0 | 0:00
|  |  | 0 | 0:00
|  |  | 0 | 0:00
|  |  | 70 | 0:00
|  |  | 287 | 24:00 | 99.084 | 99.482
|  |  | 510 | 24:00 | 99.084 | 99.482
|  |  | 697 | 24:00 | 99.084 | 99.482
|  |  | 833 | 24:00 | 99.084 | 99.482
|  |  | 906 | 24:00 | 99.084 | 99.482
|  |  | 912 | 24:00 | 99.084 | 99.482
|  |  | 809 | 24:00 | 99.084 | 99.482
|  |  | 661 | 24:00 | 99.084 | 99.482
|  |  | 511 | 24:00 | 99.084 | 99.482
|  |  | 236 | 24:00 | 99.084 | 99.482
|  |  | 80 | 24:00 | 99.084 | 99.482
|  |  | 0 | 24:00 | 77.2 | 75.5
|  |  | 0 | 0:00
|  |  | 0 | 0:00
|  |  | 0 | 0:00
|  |  | 0 | 0:00
|  |  | 0 | 0:00
|  |  | 0 | 0:00
|  |  | 0 | 0:00
|  |  | 0 | 0:00
|  |  | 0 | 0:00
|  |  | 0 | 0:00
|  |  | 0 | 0:00
|  |  | 68 | 0:00
|  |  | 174 | 24:00 | 99.084 | 99.482
|  |  | 479 | 24:00 | 99.084 | 99.482
|  |  | 592 | 24:00 | 99.084 | 99.482
|  |  | 777 | 24:00 | 99.084 | 99.482
|  |  | 826 | 24:00 | 99.084 | 99.482
|  |  | 651 | 24:00 | 99.084 | 99.482
|  |  | 722 | 24:00 | 99.084 | 99.482
|  |  | 456 | 24:00 | 99.084 | 99.482
|  |  | 202 | 24:00 | 99.084 | 99.482
|  |  | 197 | 24:00 | 99.084 | 99.482
|  |  | 75 | 24:00 | 99.084 | 99.482
|  |  | 0 | 24:00 | 77.2 | 75.5
|  |  | 0 | 0:00
|  |  | 0 | 0:00
|  |  | 0 | 0:00
|  |  | 0 | 0:00
|  |  | 0 | 0:00
|  |  | 0 | 0:00
|  |  | 0 | 0:00
|  |  | 0 | 0:00
|  |  | 0 | 0:00
|  |  | 0 | 0:00
|  |  | 0 | 0:00
|  |  | 71 | 0:00
|  |  | 280 | 24:00 | 99.084 | 99.482
|  |  | 453 | 24:00 | 99.084 | 99.482
|  |  | 650 | 24:00 | 99.084 | 99.482
|  |  | 788 | 24:00 | 99.084 | 99.482
|  |  | 869 | 24:00 | 99.084 | 99.482
|  |  | 498 | 24:00 | 99.084 | 99.482
|  |  | 632 | 24:00 | 99.084 | 99.482
|  |  | 521 | 24:00 | 99.084 | 99.482
|  |  | 207 | 24:00 | 99.084 | 99.482
|  |  | 99 | 24:00 | 99.084 | 99.482
|  |  | 33 | 24:00 | 99.084 | 99.482
|  |  | 0 | 24:00 | 77.2 | 75.5
|  |  | 0 | 0:00
|  |  | 0 | 0:00
|  |  | 0 | 0:00
|  |  | 0 | 0:00
|  |  | 0 | 0:00
|  |  | 0 | 0:00
|  |  | 0 | 0:00
|  |  | 0 | 0:00
|  |  | 0 | 0:00
|  |  | 0 | 0:00
|  |  | 0 | 0:00
|  |  | 39 | 0:00
|  |  | 191 | 24:00 | 99.084 | 99.482
|  |  | 405 | 24:00 | 99.084 | 99.482
|  |  | 582 | 24:00 | 99.084 | 99.482
|  |  | 778 | 24:00 | 99.084 | 99.482
|  |  | 871 | 24:00 | 99.084 | 99.482
|  |  | 859 | 24:00 | 99.084 | 99.482
|  |  | 807 | 24:00 | 99.084 | 99.482
|  |  | 676 | 24:00 | 99.084 | 99.482
|  |  | 484 | 24:00 | 99.084 | 99.482
|  |  | 249 | 24:00 | 99.084 | 99.482
|  |  | 104 | 24:00 | 99.084 | 99.482
|  |  | 0 | 24:00 | 77.2 | 75.5
|  |  | 0 | 0:00
|  |  | 0 | 0:00
|  |  | 0 | 0:00
|  |  | 0 | 0:00
|  |  | 0 | 0:00
|  |  | 0 | 0:00
|  |  | 0 | 0:00
|  |  | 0 | 0:00
|  |  | 0 | 0:00
|  |  | 0 | 0:00
|  |  | 0 | 0:00
|  |  | 81 | 0:00
|  |  | 301 | 24:00 | 99.084 | 99.482
|  |  | 523 | 24:00 | 99.084 | 99.482
|  |  | 709 | 24:00 | 99.084 | 99.482
|  |  | 843 | 24:00 | 99.084 | 99.482
|  |  | 915 | 24:00 | 99.084 | 99.482
|  |  | 919 | 24:00 | 99.084 | 99.482
|  |  | 856 | 24:00 | 99.084 | 99.482
|  |  | 730 | 24:00 | 99.084 | 99.482
|  |  | 550 | 24:00 | 99.084 | 99.482
|  |  | 331 | 24:00 | 99.084 | 99.482
|  |  | 107 | 24:00 | 99.084 | 99.482
|  |  | 0 | 24:00 | 77.2 | 75.5
|  |  | 0 | 0:00
|  |  | 0 | 0:00
|  |  | 0 | 0:00
|  |  | 0 | 0:00
|  |  | 0 | 0:00
|  |  | 0 | 0:00
|  |  | 0 | 0:00
|  |  | 0 | 0:00
|  |  | 0 | 0:00
|  |  | 0 | 0:00
|  |  | 0 | 0:00
|  |  | 55 | 0:00
|  |  | 126 | 24:00 | 99.084 | 99.482
|  |  | 212 | 24:00 | 99.084 | 99.482
|  |  | 490 | 24:00 | 99.084 | 99.482
|  |  | 274 | 24:00 | 99.084 | 99.482
|  |  | 297 | 24:00 | 99.084 | 99.482
|  |  | 215 | 24:00 | 99.084 | 99.482
|  |  | 200 | 24:00 | 99.084 | 99.482
|  |  | 238 | 24:00 | 99.084 | 99.482
|  |  | 180 | 24:00 | 99.084 | 99.482
|  |  | 175 | 24:00 | 99.084 | 99.482
|  |  | 98 | 24:00 | 99.084 | 99.482
|  |  | 0 | 24:00 | 77.2 | 75.5
|  |  | 0 | 0:00
|  |  | 0 | 0:00
|  |  | 0 | 0:00
|  |  | 0 | 0:00
|  |  | 0 | 0:00
|  |  | 0 | 0:00
|  |  | 0 | 0:00
|  |  | 0 | 0:00
|  |  | 0 | 0:00
|  |  | 0 | 0:00
|  |  | 0 | 0:00
|  |  | 102 | 0:00
|  |  | 324 | 24:00 | 99.084 | 99.482
|  |  | 545 | 24:00 | 99.084 | 99.482
|  |  | 730 | 24:00 | 99.084 | 99.482
|  |  | 862 | 24:00 | 99.084 | 99.482
|  |  | 932 | 24:00 | 99.084 | 99.482
|  |  | 937 | 24:00 | 99.084 | 99.482
|  |  | 874 | 24:00 | 99.084 | 99.482
|  |  | 749 | 24:00 | 99.084 | 99.482
|  |  | 569 | 24:00 | 99.084 | 99.482
|  |  | 351 | 24:00 | 99.084 | 99.482
|  |  | 126 | 24:00 | 99.084 | 99.482
|  |  | 0 | 24:00 | 77.2 | 75.5
|  |  | 0 | 0:00
|  |  | 0 | 0:00
|  |  | 0 | 0:00
|  |  | 0 | 0:00
|  |  | 0 | 0:00
|  |  | 0 | 0:00
|  |  | 0 | 0:00
|  |  | 0 | 0:00
|  |  | 0 | 0:00
|  |  | 0 | 0:00
|  |  | 0 | 0:00
|  |  | 83 | 0:00
|  |  | 294 | 24:00 | 99.084 | 99.482
|  |  | 511 | 24:00 | 99.084 | 99.482
|  |  | 708 | 24:00 | 99.084 | 99.482
|  |  | 854 | 24:00 | 99.084 | 99.482
|  |  | 900 | 24:00 | 99.084 | 99.482
|  |  | 905 | 24:00 | 99.084 | 99.482
|  |  | 865 | 24:00 | 99.084 | 99.482
|  |  | 726 | 24:00 | 99.084 | 99.482
|  |  | 533 | 24:00 | 99.084 | 99.482
|  |  | 318 | 24:00 | 99.084 | 99.482
|  |  | 102 | 24:00 | 99.084 | 99.482
|  |  | 0 | 24:00 | 77.2 | 75.5
|  |  | 0 | 0:00
|  |  | 0 | 0:00
|  |  | 0 | 0:00
|  |  | 0 | 0:00
|  |  | 0 | 0:00
|  |  | 0 | 0:00
|  |  | 0 | 0:00
|  |  | 0 | 0:00
|  |  | 0 | 0:00
|  |  | 0 | 0:00
|  |  | 0 | 0:00
|  |  | 28 | 0:00
|  |  | 70 | 24:00 | 99.084 | 99.482
|  |  | 106 | 24:00 | 99.084 | 99.482
|  |  | 135 | 24:00 | 99.084 | 99.482
|  |  | 212 | 24:00 | 99.084 | 99.482
|  |  | 223 | 24:00 | 99.084 | 99.482
|  |  | 178 | 24:00 | 99.084 | 99.482
|  |  | 348 | 24:00 | 99.084 | 99.482
|  |  | 147 | 24:00 | 99.084 | 99.482
|  |  | 107 | 24:00 | 99.084 | 99.482
|  |  | 62 | 24:00 | 99.084 | 99.482
|  |  | 24 | 24:00 | 96.192 | 97.196
|  |  | 0 | 24:00 | 77.2 | 75.5
|  |  | 0 | 0:00
|  |  | 0 | 0:00
|  |  | 0 | 0:00
|  |  | 0 | 0:00
|  |  | 0 | 0:00
|  |  | 0 | 0:00
|  |  | 0 | 0:00
|  |  | 0 | 0:00
|  |  | 0 | 0:00
|  |  | 0 | 0:00
|  |  | 0 | 0:00
|  |  | 52 | 0:00
|  |  | 94 | 24:00 | 99.084 | 99.482
|  |  | 128 | 24:00 | 99.084 | 99.482
|  |  | 163 | 24:00 | 99.084 | 99.482
|  |  | 183 | 24:00 | 99.084 | 99.482
|  |  | 258 | 24:00 | 99.084 | 99.482
|  |  | 220 | 24:00 | 99.084 | 99.482
|  |  | 187 | 24:00 | 99.084 | 99.482
|  |  | 147 | 24:00 | 99.084 | 99.482
|  |  | 107 | 24:00 | 99.084 | 99.482
|  |  | 68 | 24:00 | 99.084 | 99.482
|  |  | 24 | 24:00 | 96.192 | 97.196
|  |  | 0 | 24:00 | 77.2 | 75.5
|  |  | 0 | 0:00
|  |  | 0 | 0:00
|  |  | 0 | 0:00
|  |  | 0 | 0:00
|  |  | 0 | 0:00
|  |  | 0 | 0:00
|  |  | 0 | 0:00
|  |  | 0 | 0:00
|  |  | 0 | 0:00
|  |  | 0 | 0:00
|  |  | 0 | 0:00
|  |  | 26 | 0:00
|  |  | 63 | 24:00 | 99.084 | 99.482
|  |  | 106 | 24:00 | 99.084 | 99.482
|  |  | 148 | 24:00 | 99.084 | 99.482
|  |  | 390 | 24:00 | 99.084 | 99.482
|  |  | 502 | 24:00 | 99.084 | 99.482
|  |  | 653 | 24:00 | 99.084 | 99.482
|  |  | 659 | 24:00 | 99.084 | 99.482
|  |  | 566 | 24:00 | 99.084 | 99.482
|  |  | 428 | 24:00 | 99.084 | 99.482
|  |  | 238 | 24:00 | 99.084 | 99.482
|  |  | 132 | 24:00 | 99.084 | 99.482
|  |  | 0 | 24:00 | 77.2 | 75.5
|  |  | 0 | 0:00
|  |  | 0 | 0:00
|  |  | 0 | 0:00
|  |  | 0 | 0:00
|  |  | 0 | 0:00
|  |  | 0 | 0:00
|  |  | 0 | 0:00
|  |  | 0 | 0:00
|  |  | 0 | 0:00
|  |  | 0 | 0:00
|  |  | 0 | 0:00
|  |  | 106 | 0:00
|  |  | 316 | 24:00 | 99.084 | 99.482
|  |  | 512 | 24:00 | 99.084 | 99.482
|  |  | 716 | 24:00 | 99.084 | 99.482
|  |  | 858 | 24:00 | 99.084 | 99.482
|  |  | 904 | 24:00 | 99.084 | 99.482
|  |  | 852 | 24:00 | 99.084 | 99.482
|  |  | 841 | 24:00 | 99.084 | 99.482
|  |  | 595 | 24:00 | 99.084 | 99.482
|  |  | 350 | 24:00 | 99.084 | 99.482
|  |  | 174 | 24:00 | 99.084 | 99.482
|  |  | 72 | 24:00 | 99.084 | 99.482
|  |  | 0 | 24:00 | 77.2 | 75.5
|  |  | 0 | 0:00
|  |  | 0 | 0:00
|  |  | 0 | 0:00
|  |  | 0 | 0:00
|  |  | 0 | 0:00
|  |  | 0 | 0:00
|  |  | 0 | 0:00
|  |  | 0 | 0:00
|  |  | 0 | 0:00
|  |  | 0 | 0:00
|  |  | 0 | 0:00
|  |  | 110 | 0:00
|  |  | 259 | 24:00 | 99.084 | 99.482
|  |  | 358 | 24:00 | 99.084 | 99.482
|  |  | 761 | 24:00 | 99.084 | 99.482
|  |  | 877 | 24:00 | 99.084 | 99.482
|  |  | 934 | 24:00 | 99.084 | 99.482
|  |  | 941 | 24:00 | 99.084 | 99.482
|  |  | 873 | 24:00 | 99.084 | 99.482
|  |  | 740 | 24:00 | 99.084 | 99.482
|  |  | 553 | 24:00 | 99.084 | 99.482
|  |  | 343 | 24:00 | 99.084 | 99.482
|  |  | 139 | 24:00 | 99.084 | 99.482
|  |  | 0 | 24:00 | 77.2 | 75.5
|  |  | 0 | 0:00
|  |  | 0 | 0:00
|  |  | 0 | 0:00
|  |  | 0 | 0:00
|  |  | 0 | 0:00
|  |  | 0 | 0:00
|  |  | 0 | 0:00
|  |  | 0 | 0:00
|  |  | 0 | 0:00
|  |  | 0 | 0:00
|  |  | 0 | 0:00
|  |  | 137 | 0:00
|  |  | 357 | 24:00 | 99.084 | 99.482
|  |  | 595 | 24:00 | 99.084 | 99.482
|  |  | 735 | 24:00 | 99.084 | 99.482
|  |  | 847 | 24:00 | 99.084 | 99.482
|  |  | 919 | 24:00 | 99.084 | 99.482
|  |  | 929 | 24:00 | 99.084 | 99.482
|  |  | 903 | 24:00 | 99.084 | 99.482
|  |  | 741 | 24:00 | 99.084 | 99.482
|  |  | 586 | 24:00 | 99.084 | 99.482
|  |  | 362 | 24:00 | 99.084 | 99.482
|  |  | 137 | 24:00 | 99.084 | 99.482
|  |  | 0 | 24:00 | 77.2 | 75.5
|  |  | 0 | 0:00
|  |  | 0 | 0:00
|  |  | 0 | 0:00
|  |  | 0 | 0:00
|  |  | 0 | 0:00
|  |  | 0 | 0:00
|  |  | 0 | 0:00
|  |  | 0 | 0:00
|  |  | 0 | 0:00
|  |  | 0 | 0:00
|  |  | 0 | 0:00
|  |  | 156 | 0:00
|  |  | 375 | 24:00 | 99.084 | 99.482
|  |  | 584 | 24:00 | 99.084 | 99.482
|  |  | 725 | 24:00 | 99.084 | 99.482
|  |  | 870 | 24:00 | 99.084 | 99.482
|  |  | 939 | 24:00 | 99.084 | 99.482
|  |  | 932 | 24:00 | 99.084 | 99.482
|  |  | 867 | 24:00 | 99.084 | 99.482
|  |  | 767 | 24:00 | 99.084 | 99.482
|  |  | 593 | 24:00 | 99.084 | 99.482
|  |  | 370 | 24:00 | 99.084 | 99.482
|  |  | 143 | 24:00 | 99.084 | 99.482
|  |  | 0 | 24:00 | 77.2 | 75.5
|  |  | 0 | 0:00
|  |  | 0 | 0:00
|  |  | 0 | 0:00
|  |  | 0 | 0:00
|  |  | 0 | 0:00
|  |  | 0 | 0:00
|  |  | 0 | 0:00
|  |  | 0 | 0:00
|  |  | 0 | 0:00
|  |  | 0 | 0:00
|  |  | 0 | 0:00
|  |  | 148 | 0:00
|  |  | 102 | 24:00 | 99.084 | 99.482
|  |  | 494 | 24:00 | 99.084 | 99.482
|  |  | 745 | 24:00 | 99.084 | 99.482
|  |  | 867 | 24:00 | 99.084 | 99.482
|  |  | 945 | 24:00 | 99.084 | 99.482
|  |  | 924 | 24:00 | 99.084 | 99.482
|  |  | 859 | 24:00 | 99.084 | 99.482
|  |  | 741 | 24:00 | 99.084 | 99.482
|  |  | 560 | 24:00 | 99.084 | 99.482
|  |  | 351 | 24:00 | 99.084 | 99.482
|  |  | 146 | 24:00 | 99.084 | 99.482
|  |  | 0 | 24:00 | 77.2 | 75.5
|  |  | 0 | 0:00
|  |  | 0 | 0:00
|  |  | 0 | 0:00
|  |  | 0 | 0:00
|  |  | 0 | 0:00
|  |  | 0 | 0:00
|  |  | 0 | 0:00
|  |  | 0 | 0:00
|  |  | 0 | 0:00
|  |  | 0 | 0:00
|  |  | 0 | 0:00
|  |  | 169 | 0:00
|  |  | 375 | 24:00 | 99.084 | 99.482
|  |  | 596 | 24:00 | 99.084 | 99.482
|  |  | 764 | 24:00 | 99.084 | 99.482
|  |  | 873 | 24:00 | 99.084 | 99.482
|  |  | 977 | 24:00 | 99.084 | 99.482
|  |  | 899 | 24:00 | 99.084 | 99.482
|  |  | 456 | 24:00 | 99.084 | 99.482
|  |  | 682 | 24:00 | 99.084 | 99.482
|  |  | 552 | 24:00 | 99.084 | 99.482
|  |  | 375 | 24:00 | 99.084 | 99.482
|  |  | 62 | 24:00 | 99.084 | 99.482
|  |  | 0 | 24:00 | 77.2 | 75.5
|  |  | 0 | 0:00
|  |  | 0 | 0:00
|  |  | 0 | 0:00
|  |  | 0 | 0:00
|  |  | 0 | 0:00
|  |  | 0 | 0:00
|  |  | 0 | 0:00
|  |  | 0 | 0:00
|  |  | 0 | 0:00
|  |  | 0 | 0:00
|  |  | 0 | 0:00
|  |  | 176 | 0:00
|  |  | 385 | 24:00 | 99.084 | 99.482
|  |  | 477 | 24:00 | 99.084 | 99.482
|  |  | 722 | 24:00 | 99.084 | 99.482
|  |  | 828 | 24:00 | 99.084 | 99.482
|  |  | 976 | 24:00 | 99.084 | 99.482
|  |  | 936 | 24:00 | 99.084 | 99.482
|  |  | 885 | 24:00 | 99.084 | 99.482
|  |  | 767 | 24:00 | 99.084 | 99.482
|  |  | 320 | 24:00 | 99.084 | 99.482
|  |  | 376 | 24:00 | 99.084 | 99.482
|  |  | 150 | 24:00 | 99.084 | 99.482
|  |  | 0 | 24:00 | 77.2 | 75.5
|  |  | 0 | 0:00
|  |  | 0 | 0:00
|  |  | 0 | 0:00
|  |  | 0 | 0:00
|  |  | 0 | 0:00
|  |  | 0 | 0:00
|  |  | 0 | 0:00
|  |  | 0 | 0:00
|  |  | 0 | 0:00
|  |  | 0 | 0:00
|  |  | 0 | 0:00
|  |  | 171 | 0:00
|  |  | 373 | 24:00 | 99.084 | 99.482
|  |  | 571 | 24:00 | 99.084 | 99.482
|  |  | 781 | 24:00 | 99.084 | 99.482
|  |  | 899 | 24:00 | 99.084 | 99.482
|  |  | 976 | 24:00 | 99.084 | 99.482
|  |  | 962 | 24:00 | 99.084 | 99.482
|  |  | 905 | 24:00 | 99.084 | 99.482
|  |  | 615 | 24:00 | 99.084 | 99.482
|  |  | 589 | 24:00 | 99.084 | 99.482
|  |  | 373 | 24:00 | 99.084 | 99.482
|  |  | 155 | 24:00 | 99.084 | 99.482
|  |  | 0 | 24:00 | 77.2 | 75.5
|  |  | 0 | 0:00
|  |  | 0 | 0:00
|  |  | 0 | 0:00
|  |  | 0 | 0:00
|  |  | 0 | 0:00
|  |  | 0 | 0:00
|  |  | 0 | 0:00
|  |  | 0 | 0:00
|  |  | 0 | 0:00
|  |  | 0 | 0:00
|  |  | 0 | 0:00
|  |  | 179 | 0:00
|  |  | 395 | 24:00 | 99.084 | 99.482
|  |  | 615 | 24:00 | 99.084 | 99.482
|  |  | 755 | 24:00 | 99.084 | 99.482
|  |  | 885 | 24:00 | 99.084 | 99.482
|  |  | 1002 | 24:00 | 99.084 | 99.482
|  |  | 950 | 24:00 | 99.084 | 99.482
|  |  | 903 | 24:00 | 99.084 | 99.482
|  |  | 797 | 24:00 | 99.084 | 99.482
|  |  | 418 | 24:00 | 99.084 | 99.482
|  |  | 209 | 24:00 | 99.084 | 99.482
|  |  | 157 | 24:00 | 99.084 | 99.482
|  |  | 0 | 24:00 | 77.2 | 75.5
|  |  | 0 | 0:00
|  |  | 0 | 0:00
|  |  | 0 | 0:00
|  |  | 0 | 0:00
|  |  | 0 | 0:00
|  |  | 0 | 0:00
|  |  | 0 | 0:00
|  |  | 0 | 0:00
|  |  | 0 | 0:00
|  |  | 0 | 0:00
|  |  | 8 | 0:00
|  |  | 184 | 0:00
|  |  | 400 | 24:00 | 99.084 | 99.482
|  |  | 593 | 24:00 | 99.084 | 99.482
|  |  | 746 | 24:00 | 99.084 | 99.482
|  |  | 369 | 24:00 | 99.084 | 99.482
|  |  | 659 | 24:00 | 99.084 | 99.482
|  |  | 854 | 24:00 | 99.084 | 99.482
|  |  | 598 | 24:00 | 99.084 | 99.482
|  |  | 302 | 24:00 | 99.084 | 99.482
|  |  | 121 | 24:00 | 99.084 | 99.482
|  |  | 176 | 24:00 | 99.084 | 99.482
|  |  | 162 | 24:00 | 99.084 | 99.482
|  |  | 9 | 24:00 | 88.962 | 91.481
|  |  | 0 | 0:00
|  |  | 0 | 0:00
|  |  | 0 | 0:00
|  |  | 0 | 0:00
|  |  | 0 | 0:00
|  |  | 0 | 0:00
|  |  | 0 | 0:00
|  |  | 0 | 0:00
|  |  | 0 | 0:00
|  |  | 0 | 0:00
|  |  | 7 | 0:00
|  |  | 195 | 0:00
|  |  | 179 | 24:00 | 99.084 | 99.482
|  |  | 143 | 24:00 | 99.084 | 99.482
|  |  | 150 | 24:00 | 99.084 | 99.482
|  |  | 256 | 24:00 | 99.084 | 99.482
|  |  | 375 | 24:00 | 99.084 | 99.482
|  |  | 623 | 24:00 | 99.084 | 99.482
|  |  | 275 | 24:00 | 99.084 | 99.482
|  |  | 482 | 24:00 | 99.084 | 99.482
|  |  | 218 | 24:00 | 99.084 | 99.482
|  |  | 187 | 24:00 | 99.084 | 99.482
|  |  | 50 | 24:00 | 99.084 | 99.482
|  |  | 1 | 24:00 | 78.61 | 77.45
|  |  | 0 | 0:00
|  |  | 0 | 0:00
|  |  | 0 | 0:00
|  |  | 0 | 0:00
|  |  | 0 | 0:00
|  |  | 0 | 0:00
|  |  | 0 | 0:00
|  |  | 0 | 0:00
|  |  | 0 | 0:00
|  |  | 0 | 0:00
|  |  | 1 | 0:00
|  |  | 62 | 0:00
|  |  | 108 | 24:00 | 99.084 | 99.482
|  |  | 326 | 24:00 | 99.084 | 99.482
|  |  | 384 | 24:00 | 99.084 | 99.482
|  |  | 623 | 24:00 | 99.084 | 99.482
|  |  | 618 | 24:00 | 99.084 | 99.482
|  |  | 628 | 24:00 | 99.084 | 99.482
|  |  | 658 | 24:00 | 99.084 | 99.482
|  |  | 266 | 24:00 | 99.084 | 99.482
|  |  | 576 | 24:00 | 99.084 | 99.482
|  |  | 116 | 24:00 | 99.084 | 99.482
|  |  | 79 | 24:00 | 99.084 | 99.482
|  |  | 10 | 24:00 | 89.444 | 91.862
|  |  | 0 | 0:00
|  |  | 0 | 0:00
|  |  | 0 | 0:00
|  |  | 0 | 0:00
|  |  | 0 | 0:00
|  |  | 0 | 0:00
|  |  | 0 | 0:00
|  |  | 0 | 0:00
|  |  | 0 | 0:00
|  |  | 0 | 0:00
|  |  | 12 | 0:00
|  |  | 197 | 0:00
|  |  | 401 | 24:00 | 99.084 | 99.482
|  |  | 368 | 24:00 | 99.084 | 99.482
|  |  | 634 | 24:00 | 99.084 | 99.482
|  |  | 342 | 24:00 | 99.084 | 99.482
|  |  | 259 | 24:00 | 99.084 | 99.482
|  |  | 295 | 24:00 | 99.084 | 99.482
|  |  | 175 | 24:00 | 99.084 | 99.482
|  |  | 156 | 24:00 | 99.084 | 99.482
|  |  | 121 | 24:00 | 99.084 | 99.482
|  |  | 116 | 24:00 | 99.084 | 99.482
|  |  | 41 | 24:00 | 99.084 | 99.482
|  |  | 10 | 24:00 | 89.444 | 91.862
|  |  | 0 | 0:00
|  |  | 0 | 0:00
|  |  | 0 | 0:00
|  |  | 0 | 0:00
|  |  | 0 | 0:00
|  |  | 0 | 0:00
|  |  | 0 | 0:00
|  |  | 0 | 0:00
|  |  | 0 | 0:00
|  |  | 0 | 0:00
|  |  | 12 | 0:00
|  |  | 201 | 0:00
|  |  | 357 | 24:00 | 99.084 | 99.482
|  |  | 570 | 24:00 | 99.084 | 99.482
|  |  | 737 | 24:00 | 99.084 | 99.482
|  |  | 912 | 24:00 | 99.084 | 99.482
|  |  | 975 | 24:00 | 99.084 | 99.482
|  |  | 980 | 24:00 | 99.084 | 99.482
|  |  | 927 | 24:00 | 99.084 | 99.482
|  |  | 794 | 24:00 | 99.084 | 99.482
|  |  | 629 | 24:00 | 99.084 | 99.482
|  |  | 405 | 24:00 | 99.084 | 99.482
|  |  | 175 | 24:00 | 99.084 | 99.482
|  |  | 12 | 24:00 | 90.408 | 92.624
|  |  | 0 | 0:00
|  |  | 0 | 0:00
|  |  | 0 | 0:00
|  |  | 0 | 0:00
|  |  | 0 | 0:00
|  |  | 0 | 0:00
|  |  | 0 | 0:00
|  |  | 0 | 0:00
|  |  | 0 | 0:00
|  |  | 0 | 0:00
|  |  | 15 | 0:00
|  |  | 195 | 0:00
|  |  | 420 | 24:00 | 99.084 | 99.482
|  |  | 624 | 24:00 | 99.084 | 99.482
|  |  | 778 | 24:00 | 99.084 | 99.482
|  |  | 908 | 24:00 | 99.084 | 99.482
|  |  | 979 | 24:00 | 99.084 | 99.482
|  |  | 897 | 24:00 | 99.084 | 99.482
|  |  | 692 | 24:00 | 99.084 | 99.482
|  |  | 716 | 24:00 | 99.084 | 99.482
|  |  | 335 | 24:00 | 99.084 | 99.482
|  |  | 183 | 24:00 | 99.084 | 99.482
|  |  | 176 | 24:00 | 99.084 | 99.482
|  |  | 15 | 24:00 | 91.854 | 93.767
|  |  | 0 | 0:00
|  |  | 0 | 0:00
|  |  | 0 | 0:00
|  |  | 0 | 0:00
|  |  | 0 | 0:00
|  |  | 0 | 0:00
|  |  | 0 | 0:00
|  |  | 0 | 0:00
|  |  | 0 | 0:00
|  |  | 0 | 0:00
|  |  | 19 | 0:00
|  |  | 213 | 0:00
|  |  | 433 | 24:00 | 99.084 | 99.482
|  |  | 631 | 24:00 | 99.084 | 99.482
|  |  | 789 | 24:00 | 99.084 | 99.482
|  |  | 797 | 24:00 | 99.084 | 99.482
|  |  | 579 | 24:00 | 99.084 | 99.482
|  |  | 900 | 24:00 | 99.084 | 99.482
|  |  | 938 | 24:00 | 99.084 | 99.482
|  |  | 678 | 24:00 | 99.084 | 99.482
|  |  | 545 | 24:00 | 99.084 | 99.482
|  |  | 321 | 24:00 | 99.084 | 99.482
|  |  | 155 | 24:00 | 99.084 | 99.482
|  |  | 6 | 24:00 | 85.66 | 87.2
|  |  | 0 | 0:00
|  |  | 0 | 0:00
|  |  | 0 | 0:00
|  |  | 0 | 0:00
|  |  | 0 | 0:00
|  |  | 0 | 0:00
|  |  | 0 | 0:00
|  |  | 0 | 0:00
|  |  | 0 | 0:00
|  |  | 0 | 0:00
|  |  | 8 | 0:00
|  |  | 122 | 0:00
|  |  | 269 | 24:00 | 99.084 | 99.482
|  |  | 531 | 24:00 | 99.084 | 99.482
|  |  | 834 | 24:00 | 99.084 | 99.482
|  |  | 922 | 24:00 | 99.084 | 99.482
|  |  | 535 | 24:00 | 99.084 | 99.482
|  |  | 527 | 24:00 | 99.084 | 99.482
|  |  | 598 | 24:00 | 99.084 | 99.482
|  |  | 162 | 24:00 | 99.084 | 99.482
|  |  | 177 | 24:00 | 99.084 | 99.482
|  |  | 139 | 24:00 | 99.084 | 99.482
|  |  | 57 | 24:00 | 99.084 | 99.482
|  |  | 17 | 24:00 | 92.818 | 94.529
|  |  | 0 | 0:00
|  |  | 0 | 0:00
|  |  | 0 | 0:00
|  |  | 0 | 0:00
|  |  | 0 | 0:00
|  |  | 0 | 0:00
|  |  | 0 | 0:00
|  |  | 0 | 0:00
|  |  | 0 | 0:00
|  |  | 0 | 0:00
|  |  | 0 | 0:00
|  |  | 234 | 0:00
|  |  | 440 | 24:00 | 99.084 | 99.482
|  |  | 666 | 24:00 | 99.084 | 99.482
|  |  | 810 | 24:00 | 99.084 | 99.482
|  |  | 961 | 24:00 | 99.084 | 99.482
|  |  | 819 | 24:00 | 99.084 | 99.482
|  |  | 813 | 24:00 | 99.084 | 99.482
|  |  | 735 | 24:00 | 99.084 | 99.482
|  |  | 266 | 24:00 | 99.084 | 99.482
|  |  | 178 | 24:00 | 99.084 | 99.482
|  |  | 207 | 24:00 | 99.084 | 99.482
|  |  | 37 | 24:00 | 99.084 | 99.482
|  |  | 1 | 24:00 | 78.61 | 77.45
|  |  | 0 | 0:00
|  |  | 0 | 0:00
|  |  | 0 | 0:00
|  |  | 0 | 0:00
|  |  | 0 | 0:00
|  |  | 0 | 0:00
|  |  | 0 | 0:00
|  |  | 0 | 0:00
|  |  | 0 | 0:00
|  |  | 0 | 0:00
|  |  | 0 | 0:00
|  |  | 41 | 0:00
|  |  | 85 | 24:00 | 99.084 | 99.482
|  |  | 128 | 24:00 | 99.084 | 99.482
|  |  | 156 | 24:00 | 99.084 | 99.482
|  |  | 200 | 24:00 | 99.084 | 99.482
|  |  | 191 | 24:00 | 99.084 | 99.482
|  |  | 269 | 24:00 | 99.084 | 99.482
|  |  | 269 | 24:00 | 99.084 | 99.482
|  |  | 265 | 24:00 | 99.084 | 99.482
|  |  | 116 | 24:00 | 99.084 | 99.482
|  |  | 77 | 24:00 | 99.084 | 99.482
|  |  | 43 | 24:00 | 99.084 | 99.482
|  |  | 5 | 24:00 | 84.25 | 85.25
|  |  | 0 | 0:00
|  |  | 0 | 0:00
|  |  | 0 | 0:00
|  |  | 0 | 0:00
|  |  | 0 | 0:00
|  |  | 0 | 0:00
|  |  | 0 | 0:00
|  |  | 0 | 0:00
|  |  | 0 | 0:00
|  |  | 0 | 0:00
|  |  | 0 | 0:00
|  |  | 85 | 0:00
|  |  | 93 | 24:00 | 99.084 | 99.482
|  |  | 129 | 24:00 | 99.084 | 99.482
|  |  | 165 | 24:00 | 99.084 | 99.482
|  |  | 185 | 24:00 | 99.084 | 99.482
|  |  | 226 | 24:00 | 99.084 | 99.482
|  |  | 256 | 24:00 | 99.084 | 99.482
|  |  | 348 | 24:00 | 99.084 | 99.482
|  |  | 296 | 24:00 | 99.084 | 99.482
|  |  | 178 | 24:00 | 99.084 | 99.482
|  |  | 82 | 24:00 | 99.084 | 99.482
|  |  | 39 | 24:00 | 99.084 | 99.482
|  |  | 22 | 24:00 | 95.228 | 96.434
|  |  | 0 | 0:00
|  |  | 0 | 0:00
|  |  | 0 | 0:00
|  |  | 0 | 0:00
|  |  | 0 | 0:00
|  |  | 0 | 0:00
|  |  | 0 | 0:00
|  |  | 0 | 0:00
|  |  | 0 | 0:00
|  |  | 0 | 0:00
|  |  | 0 | 0:00
|  |  | 246 | 0:00
|  |  | 461 | 24:00 | 99.084 | 99.482
|  |  | 572 | 24:00 | 99.084 | 99.482
|  |  | 503 | 24:00 | 99.084 | 99.482
|  |  | 510 | 24:00 | 99.084 | 99.482
|  |  | 824 | 24:00 | 99.084 | 99.482
|  |  | 533 | 24:00 | 99.084 | 99.482
|  |  | 477 | 24:00 | 99.084 | 99.482
|  |  | 434 | 24:00 | 99.084 | 99.482
|  |  | 232 | 24:00 | 99.084 | 99.482
|  |  | 106 | 24:00 | 99.084 | 99.482
|  |  | 39 | 24:00 | 99.084 | 99.482
|  |  | 14 | 24:00 | 91.372 | 93.386
|  |  | 0 | 0:00
|  |  | 0 | 0:00
|  |  | 0 | 0:00
|  |  | 0 | 0:00
|  |  | 0 | 0:00
|  |  | 0 | 0:00
|  |  | 0 | 0:00
|  |  | 0 | 0:00
|  |  | 0 | 0:00
|  |  | 0 | 0:00
|  |  | 0 | 0:00
|  |  | 164 | 0:00
|  |  | 107 | 24:00 | 99.084 | 99.482
|  |  | 143 | 24:00 | 99.084 | 99.482
|  |  | 376 | 24:00 | 99.084 | 99.482
|  |  | 703 | 24:00 | 99.084 | 99.482
|  |  | 740 | 24:00 | 99.084 | 99.482
|  |  | 589 | 24:00 | 99.084 | 99.482
|  |  | 478 | 24:00 | 99.084 | 99.482
|  |  | 582 | 24:00 | 99.084 | 99.482
|  |  | 123 | 24:00 | 99.084 | 99.482
|  |  | 219 | 24:00 | 99.084 | 99.482
|  |  | 134 | 24:00 | 99.084 | 99.482
|  |  | 26 | 24:00 | 97.156 | 97.958
|  |  | 0 | 0:00
|  |  | 0 | 0:00
|  |  | 0 | 0:00
|  |  | 0 | 0:00
|  |  | 0 | 0:00
|  |  | 0 | 0:00
|  |  | 0 | 0:00
|  |  | 0 | 0:00
|  |  | 0 | 0:00
|  |  | 0 | 0:00
|  |  | 0 | 0:00
|  |  | 249 | 0:00
|  |  | 430 | 24:00 | 99.084 | 99.482
|  |  | 665 | 24:00 | 99.084 | 99.482
|  |  | 272 | 24:00 | 99.084 | 99.482
|  |  | 660 | 24:00 | 99.084 | 99.482
|  |  | 997 | 24:00 | 99.084 | 99.482
|  |  | 860 | 24:00 | 99.084 | 99.482
|  |  | 834 | 24:00 | 99.084 | 99.482
|  |  | 717 | 24:00 | 99.084 | 99.482
|  |  | 446 | 24:00 | 99.084 | 99.482
|  |  | 196 | 24:00 | 99.084 | 99.482
|  |  | 39 | 24:00 | 99.084 | 99.482
|  |  | 15 | 24:00 | 91.854 | 93.767
|  |  | 0 | 0:00
|  |  | 0 | 0:00
|  |  | 0 | 0:00
|  |  | 0 | 0:00
|  |  | 0 | 0:00
|  |  | 0 | 0:00
|  |  | 0 | 0:00
|  |  | 0 | 0:00
|  |  | 0 | 0:00
|  |  | 0 | 0:00
|  |  | 0 | 0:00
|  |  | 158 | 0:00
|  |  | 189 | 24:00 | 99.084 | 99.482
|  |  | 373 | 24:00 | 99.084 | 99.482
|  |  | 771 | 24:00 | 99.084 | 99.482
|  |  | 996 | 24:00 | 99.084 | 99.482
|  |  | 903 | 24:00 | 99.084 | 99.482
|  |  | 1013 | 24:00 | 99.084 | 99.482
|  |  | 949 | 24:00 | 99.084 | 99.482
|  |  | 528 | 24:00 | 99.084 | 99.482
|  |  | 293 | 24:00 | 99.084 | 99.482
|  |  | 135 | 24:00 | 99.084 | 99.482
|  |  | 101 | 24:00 | 99.084 | 99.482
|  |  | 12 | 24:00 | 90.408 | 92.624
|  |  | 0 | 0:00
|  |  | 0 | 0:00
|  |  | 0 | 0:00
|  |  | 0 | 0:00
|  |  | 0 | 0:00
|  |  | 0 | 0:00
|  |  | 0 | 0:00
|  |  | 0 | 0:00
|  |  | 0 | 0:00
|  |  | 0 | 0:00
|  |  | 0 | 0:00
|  |  | 126 | 0:00
|  |  | 321 | 24:00 | 99.084 | 99.482
|  |  | 294 | 24:00 | 99.084 | 99.482
|  |  | 624 | 24:00 | 99.084 | 99.482
|  |  | 368 | 24:00 | 99.084 | 99.482
|  |  | 496 | 24:00 | 99.084 | 99.482
|  |  | 461 | 24:00 | 99.084 | 99.482
|  |  | 304 | 24:00 | 99.084 | 99.482
|  |  | 600 | 24:00 | 99.084 | 99.482
|  |  | 423 | 24:00 | 99.084 | 99.482
|  |  | 83 | 24:00 | 99.084 | 99.482
|  |  | 39 | 24:00 | 99.084 | 99.482
|  |  | 19 | 24:00 | 93.782 | 95.291
|  |  | 0 | 0:00
|  |  | 0 | 0:00
|  |  | 0 | 0:00
|  |  | 0 | 0:00
|  |  | 0 | 0:00
|  |  | 0 | 0:00
|  |  | 0 | 0:00
|  |  | 0 | 0:00
|  |  | 0 | 0:00
|  |  | 0 | 0:00
|  |  | 0 | 0:00
|  |  | 164 | 0:00
|  |  | 327 | 24:00 | 99.084 | 99.482
|  |  | 307 | 24:00 | 99.084 | 99.482
|  |  | 368 | 24:00 | 99.084 | 99.482
|  |  | 318 | 24:00 | 99.084 | 99.482
|  |  | 255 | 24:00 | 99.084 | 99.482
|  |  | 437 | 24:00 | 99.084 | 99.482
|  |  | 355 | 24:00 | 99.084 | 99.482
|  |  | 157 | 24:00 | 99.084 | 99.482
|  |  | 293 | 24:00 | 99.084 | 99.482
|  |  | 141 | 24:00 | 99.084 | 99.482
|  |  | 121 | 24:00 | 99.084 | 99.482
|  |  | 5 | 24:00 | 84.25 | 85.25
|  |  | 0 | 0:00
|  |  | 0 | 0:00
|  |  | 0 | 0:00
|  |  | 0 | 0:00
|  |  | 0 | 0:00
|  |  | 0 | 0:00
|  |  | 0 | 0:00
|  |  | 0 | 0:00
|  |  | 0 | 0:00
|  |  | 0 | 0:00
|  |  | 0 | 0:00
|  |  | 66 | 0:00
|  |  | 92 | 24:00 | 99.084 | 99.482
|  |  | 136 | 24:00 | 99.084 | 99.482
|  |  | 164 | 24:00 | 99.084 | 99.482
|  |  | 193 | 24:00 | 99.084 | 99.482
|  |  | 213 | 24:00 | 99.084 | 99.482
|  |  | 195 | 24:00 | 99.084 | 99.482
|  |  | 183 | 24:00 | 99.084 | 99.482
|  |  | 157 | 24:00 | 99.084 | 99.482
|  |  | 123 | 24:00 | 99.084 | 99.482
|  |  | 84 | 24:00 | 99.084 | 99.482
|  |  | 44 | 24:00 | 99.084 | 99.482
|  |  | 22 | 24:00 | 95.228 | 96.434
|  |  | 0 | 0:00
|  |  | 0 | 0:00
|  |  | 0 | 0:00
|  |  | 0 | 0:00
|  |  | 0 | 0:00
|  |  | 0 | 0:00
|  |  | 0 | 0:00
|  |  | 0 | 0:00
|  |  | 0 | 0:00
|  |  | 0 | 0:00
|  |  | 51 | 0:00
|  |  | 249 | 0:00
|  |  | 479 | 24:00 | 99.084 | 99.482
|  |  | 689 | 24:00 | 99.084 | 99.482
|  |  | 859 | 24:00 | 99.084 | 99.482
|  |  | 978 | 24:00 | 99.084 | 99.482
|  |  | 1036 | 24:00 | 99.084 | 99.482
|  |  | 1031 | 24:00 | 99.084 | 99.482
|  |  | 921 | 24:00 | 99.084 | 99.482
|  |  | 640 | 24:00 | 99.084 | 99.482
|  |  | 625 | 24:00 | 99.084 | 99.482
|  |  | 392 | 24:00 | 99.084 | 99.482
|  |  | 161 | 24:00 | 99.084 | 99.482
|  |  | 22 | 24:00 | 95.228 | 96.434
|  |  | 0 | 0:00
|  |  | 0 | 0:00
|  |  | 0 | 0:00
|  |  | 0 | 0:00
|  |  | 0 | 0:00
|  |  | 0 | 0:00
|  |  | 0 | 0:00
|  |  | 0 | 0:00
|  |  | 0 | 0:00
|  |  | 0 | 0:00
|  |  | 47 | 0:00
|  |  | 232 | 0:00
|  |  | 453 | 24:00 | 99.084 | 99.482
|  |  | 674 | 24:00 | 99.084 | 99.482
|  |  | 820 | 24:00 | 99.084 | 99.482
|  |  | 940 | 24:00 | 99.084 | 99.482
|  |  | 1005 | 24:00 | 99.084 | 99.482
|  |  | 984 | 24:00 | 99.084 | 99.482
|  |  | 771 | 24:00 | 99.084 | 99.482
|  |  | 637 | 24:00 | 99.084 | 99.482
|  |  | 481 | 24:00 | 99.084 | 99.482
|  |  | 382 | 24:00 | 99.084 | 99.482
|  |  | 120 | 24:00 | 99.084 | 99.482
|  |  | 28 | 24:00 | 98.12 | 98.72
|  |  | 0 | 0:00
|  |  | 0 | 0:00
|  |  | 0 | 0:00
|  |  | 0 | 0:00
|  |  | 0 | 0:00
|  |  | 0 | 0:00
|  |  | 0 | 0:00
|  |  | 0 | 0:00
|  |  | 0 | 0:00
|  |  | 0 | 0:00
|  |  | 47 | 0:00
|  |  | 226 | 0:00
|  |  | 430 | 24:00 | 99.084 | 99.482
|  |  | 663 | 24:00 | 99.084 | 99.482
|  |  | 799 | 24:00 | 99.084 | 99.482
|  |  | 869 | 24:00 | 99.084 | 99.482
|  |  | 585 | 24:00 | 99.084 | 99.482
|  |  | 467 | 24:00 | 99.084 | 99.482
|  |  | 489 | 24:00 | 99.084 | 99.482
|  |  | 608 | 24:00 | 99.084 | 99.482
|  |  | 245 | 24:00 | 99.084 | 99.482
|  |  | 170 | 24:00 | 99.084 | 99.482
|  |  | 119 | 24:00 | 99.084 | 99.482
|  |  | 23 | 24:00 | 95.71 | 96.815
|  |  | 0 | 0:00
|  |  | 0 | 0:00
|  |  | 0 | 0:00
|  |  | 0 | 0:00
|  |  | 0 | 0:00
|  |  | 0 | 0:00
|  |  | 0 | 0:00
|  |  | 0 | 0:00
|  |  | 0 | 0:00
|  |  | 0 | 0:00
|  |  | 18 | 0:00
|  |  | 70 | 0:00
|  |  | 131 | 24:00 | 99.084 | 99.482
|  |  | 189 | 24:00 | 99.084 | 99.482
|  |  | 236 | 24:00 | 99.084 | 99.482
|  |  | 316 | 24:00 | 99.084 | 99.482
|  |  | 336 | 24:00 | 99.084 | 99.482
|  |  | 335 | 24:00 | 99.084 | 99.482
|  |  | 311 | 24:00 | 99.084 | 99.482
|  |  | 270 | 24:00 | 99.084 | 99.482
|  |  | 213 | 24:00 | 99.084 | 99.482
|  |  | 123 | 24:00 | 99.084 | 99.482
|  |  | 62 | 24:00 | 99.084 | 99.482
|  |  | 13 | 24:00 | 90.89 | 93.005
|  |  | 0 | 0:00
|  |  | 0 | 0:00
|  |  | 0 | 0:00
|  |  | 0 | 0:00
|  |  | 0 | 0:00
|  |  | 0 | 0:00
|  |  | 0 | 0:00
|  |  | 0 | 0:00
|  |  | 0 | 0:00
|  |  | 0 | 0:00
|  |  | 23 | 0:00
|  |  | 87 | 0:00
|  |  | 400 | 24:00 | 99.084 | 99.482
|  |  | 539 | 24:00 | 99.084 | 99.482
|  |  | 727 | 24:00 | 99.084 | 99.482
|  |  | 891 | 24:00 | 99.084 | 99.482
|  |  | 956 | 24:00 | 99.084 | 99.482
|  |  | 1012 | 24:00 | 99.084 | 99.482
|  |  | 924 | 24:00 | 99.084 | 99.482
|  |  | 758 | 24:00 | 99.084 | 99.482
|  |  | 622 | 24:00 | 99.084 | 99.482
|  |  | 426 | 24:00 | 99.084 | 99.482
|  |  | 209 | 24:00 | 99.084 | 99.482
|  |  | 43 | 24:00 | 99.084 | 99.482
|  |  | 0 | 0:00
|  |  | 0 | 0:00
|  |  | 0 | 0:00
|  |  | 0 | 0:00
|  |  | 0 | 0:00
|  |  | 0 | 0:00
|  |  | 0 | 0:00
|  |  | 0 | 0:00
|  |  | 0 | 0:00
|  |  | 0 | 0:00
|  |  | 49 | 0:00
|  |  | 233 | 0:00
|  |  | 449 | 24:00 | 99.084 | 99.482
|  |  | 581 | 24:00 | 99.084 | 99.482
|  |  | 812 | 24:00 | 99.084 | 99.482
|  |  | 863 | 24:00 | 99.084 | 99.482
|  |  | 1013 | 24:00 | 99.084 | 99.482
|  |  | 763 | 24:00 | 99.084 | 99.482
|  |  | 705 | 24:00 | 99.084 | 99.482
|  |  | 579 | 24:00 | 99.084 | 99.482
|  |  | 208 | 24:00 | 99.084 | 99.482
|  |  | 139 | 24:00 | 99.084 | 99.482
|  |  | 69 | 24:00 | 99.084 | 99.482
|  |  | 19 | 24:00 | 93.782 | 95.291
|  |  | 0 | 0:00
|  |  | 0 | 0:00
|  |  | 0 | 0:00
|  |  | 0 | 0:00
|  |  | 0 | 0:00
|  |  | 0 | 0:00
|  |  | 0 | 0:00
|  |  | 0 | 0:00
|  |  | 0 | 0:00
|  |  | 0 | 0:00
|  |  | 31 | 0:00
|  |  | 79 | 0:00
|  |  | 185 | 24:00 | 99.084 | 99.482
|  |  | 433 | 24:00 | 99.084 | 99.482
|  |  | 613 | 24:00 | 99.084 | 99.482
|  |  | 812 | 24:00 | 99.084 | 99.482
|  |  | 963 | 24:00 | 99.084 | 99.482
|  |  | 768 | 24:00 | 99.084 | 99.482
|  |  | 747 | 24:00 | 99.084 | 99.482
|  |  | 756 | 24:00 | 99.084 | 99.482
|  |  | 528 | 24:00 | 99.084 | 99.482
|  |  | 332 | 24:00 | 99.084 | 99.482
|  |  | 189 | 24:00 | 99.084 | 99.482
|  |  | 40 | 24:00 | 99.084 | 99.482
|  |  | 0 | 0:00
|  |  | 0 | 0:00
|  |  | 0 | 0:00
|  |  | 0 | 0:00
|  |  | 0 | 0:00
|  |  | 0 | 0:00
|  |  | 0 | 0:00
|  |  | 0 | 0:00
|  |  | 0 | 0:00
|  |  | 0 | 0:00
|  |  | 58 | 0:00
|  |  | 243 | 0:00
|  |  | 477 | 24:00 | 99.084 | 99.482
|  |  | 651 | 24:00 | 99.084 | 99.482
|  |  | 843 | 24:00 | 99.084 | 99.482
|  |  | 944 | 24:00 | 99.084 | 99.482
|  |  | 1014 | 24:00 | 99.084 | 99.482
|  |  | 940 | 24:00 | 99.084 | 99.482
|  |  | 849 | 24:00 | 99.084 | 99.482
|  |  | 787 | 24:00 | 99.084 | 99.482
|  |  | 619 | 24:00 | 99.084 | 99.482
|  |  | 424 | 24:00 | 99.084 | 99.482
|  |  | 199 | 24:00 | 99.084 | 99.482
|  |  | 41 | 24:00 | 99.084 | 99.482
|  |  | 0 | 0:00
|  |  | 0 | 0:00
|  |  | 0 | 0:00
|  |  | 0 | 0:00
|  |  | 0 | 0:00
|  |  | 0 | 0:00
|  |  | 0 | 0:00
|  |  | 0 | 0:00
|  |  | 0 | 0:00
|  |  | 0 | 0:00
|  |  | 63 | 0:00
|  |  | 178 | 0:00
|  |  | 224 | 24:00 | 99.084 | 99.482
|  |  | 463 | 24:00 | 99.084 | 99.482
|  |  | 560 | 24:00 | 99.084 | 99.482
|  |  | 667 | 24:00 | 99.084 | 99.482
|  |  | 849 | 24:00 | 99.084 | 99.482
|  |  | 750 | 24:00 | 99.084 | 99.482
|  |  | 349 | 24:00 | 99.084 | 99.482
|  |  | 560 | 24:00 | 99.084 | 99.482
|  |  | 488 | 24:00 | 99.084 | 99.482
|  |  | 316 | 24:00 | 99.084 | 99.482
|  |  | 166 | 24:00 | 99.084 | 99.482
|  |  | 34 | 24:00 | 99.084 | 99.482
|  |  | 0 | 0:00
|  |  | 0 | 0:00
|  |  | 0 | 0:00
|  |  | 0 | 0:00
|  |  | 0 | 0:00
|  |  | 0 | 0:00
|  |  | 0 | 0:00
|  |  | 0 | 0:00
|  |  | 0 | 0:00
|  |  | 0 | 0:00
|  |  | 47 | 0:00
|  |  | 244 | 0:00
|  |  | 393 | 24:00 | 99.084 | 99.482
|  |  | 651 | 24:00 | 99.084 | 99.482
|  |  | 729 | 24:00 | 99.084 | 99.482
|  |  | 929 | 24:00 | 99.084 | 99.482
|  |  | 960 | 24:00 | 99.084 | 99.482
|  |  | 1002 | 24:00 | 99.084 | 99.482
|  |  | 924 | 24:00 | 99.084 | 99.482
|  |  | 747 | 24:00 | 99.084 | 99.482
|  |  | 470 | 24:00 | 99.084 | 99.482
|  |  | 411 | 24:00 | 99.084 | 99.482
|  |  | 198 | 24:00 | 99.084 | 99.482
|  |  | 42 | 24:00 | 99.084 | 99.482
|  |  | 0 | 0:00
|  |  | 0 | 0:00
|  |  | 0 | 0:00
|  |  | 0 | 0:00
|  |  | 0 | 0:00
|  |  | 0 | 0:00
|  |  | 0 | 0:00
|  |  | 0 | 0:00
|  |  | 0 | 0:00
|  |  | 0 | 0:00
|  |  | 65 | 0:00
|  |  | 225 | 0:00
|  |  | 451 | 24:00 | 99.084 | 99.482
|  |  | 675 | 24:00 | 99.084 | 99.482
|  |  | 731 | 24:00 | 99.084 | 99.482
|  |  | 958 | 24:00 | 99.084 | 99.482
|  |  | 940 | 24:00 | 99.084 | 99.482
|  |  | 932 | 24:00 | 99.084 | 99.482
|  |  | 920 | 24:00 | 99.084 | 99.482
|  |  | 762 | 24:00 | 99.084 | 99.482
|  |  | 600 | 24:00 | 99.084 | 99.482
|  |  | 410 | 24:00 | 99.084 | 99.482
|  |  | 192 | 24:00 | 99.084 | 99.482
|  |  | 39 | 24:00 | 99.084 | 99.482
|  |  | 0 | 0:00
|  |  | 0 | 0:00
|  |  | 0 | 0:00
|  |  | 0 | 0:00
|  |  | 0 | 0:00
|  |  | 0 | 0:00
|  |  | 0 | 0:00
|  |  | 0 | 0:00
|  |  | 0 | 0:00
|  |  | 0 | 0:00
|  |  | 88 | 0:00
|  |  | 295 | 0:00
|  |  | 491 | 24:00 | 99.084 | 99.482
|  |  | 703 | 24:00 | 99.084 | 99.482
|  |  | 889 | 24:00 | 99.084 | 99.482
|  |  | 1005 | 24:00 | 99.084 | 99.482
|  |  | 1043 | 24:00 | 99.084 | 99.482
|  |  | 1057 | 24:00 | 99.084 | 99.482
|  |  | 990 | 24:00 | 99.084 | 99.482
|  |  | 867 | 24:00 | 99.084 | 99.482
|  |  | 694 | 24:00 | 99.084 | 99.482
|  |  | 486 | 24:00 | 99.084 | 99.482
|  |  | 260 | 24:00 | 99.084 | 99.482
|  |  | 60 | 24:00 | 99.084 | 99.482
|  |  | 0 | 0:00
|  |  | 0 | 0:00
|  |  | 0 | 0:00
|  |  | 0 | 0:00
|  |  | 0 | 0:00
|  |  | 0 | 0:00
|  |  | 0 | 0:00
|  |  | 0 | 0:00
|  |  | 0 | 0:00
|  |  | 0 | 0:00
|  |  | 82 | 0:00
|  |  | 275 | 0:00
|  |  | 483 | 24:00 | 99.084 | 99.482
|  |  | 696 | 24:00 | 99.084 | 99.482
|  |  | 848 | 24:00 | 99.084 | 99.482
|  |  | 931 | 24:00 | 99.084 | 99.482
|  |  | 991 | 24:00 | 99.084 | 99.482
|  |  | 976 | 24:00 | 99.084 | 99.482
|  |  | 916 | 24:00 | 99.084 | 99.482
|  |  | 719 | 24:00 | 99.084 | 99.482
|  |  | 414 | 24:00 | 99.084 | 99.482
|  |  | 212 | 24:00 | 99.084 | 99.482
|  |  | 155 | 24:00 | 99.084 | 99.482
|  |  | 57 | 24:00 | 99.084 | 99.482
|  |  | 0 | 0:00
|  |  | 0 | 0:00
|  |  | 0 | 0:00
|  |  | 0 | 0:00
|  |  | 0 | 0:00
|  |  | 0 | 0:00
|  |  | 0 | 0:00
|  |  | 0 | 0:00
|  |  | 0 | 0:00
|  |  | 0 | 0:00
|  |  | 70 | 0:00
|  |  | 223 | 0:00
|  |  | 378 | 24:00 | 99.084 | 99.482
|  |  | 552 | 24:00 | 99.084 | 99.482
|  |  | 594 | 24:00 | 99.084 | 99.482
|  |  | 899 | 24:00 | 99.084 | 99.482
|  |  | 956 | 24:00 | 99.084 | 99.482
|  |  | 773 | 24:00 | 99.084 | 99.482
|  |  | 690 | 24:00 | 99.084 | 99.482
|  |  | 787 | 24:00 | 99.084 | 99.482
|  |  | 584 | 24:00 | 99.084 | 99.482
|  |  | 400 | 24:00 | 99.084 | 99.482
|  |  | 214 | 24:00 | 99.084 | 99.482
|  |  | 50 | 24:00 | 99.084 | 99.482
|  |  | 0 | 0:00
|  |  | 0 | 0:00
|  |  | 0 | 0:00
|  |  | 0 | 0:00
|  |  | 0 | 0:00
|  |  | 0 | 0:00
|  |  | 0 | 0:00
|  |  | 0 | 0:00
|  |  | 0 | 0:00
|  |  | 0 | 0:00
|  |  | 80 | 0:00
|  |  | 246 | 0:00
|  |  | 377 | 24:00 | 99.084 | 99.482
|  |  | 230 | 24:00 | 99.084 | 99.482
|  |  | 284 | 24:00 | 99.084 | 99.482
|  |  | 322 | 24:00 | 99.084 | 99.482
|  |  | 340 | 24:00 | 99.084 | 99.482
|  |  | 339 | 24:00 | 99.084 | 99.482
|  |  | 317 | 24:00 | 99.084 | 99.482
|  |  | 276 | 24:00 | 99.084 | 99.482
|  |  | 466 | 24:00 | 99.084 | 99.482
|  |  | 401 | 24:00 | 99.084 | 99.482
|  |  | 155 | 24:00 | 99.084 | 99.482
|  |  | 44 | 24:00 | 99.084 | 99.482
|  |  | 0 | 0:00
|  |  | 0 | 0:00
|  |  | 0 | 0:00
|  |  | 0 | 0:00
|  |  | 0 | 0:00
|  |  | 0 | 0:00
|  |  | 0 | 0:00
|  |  | 0 | 0:00
|  |  | 0 | 0:00
|  |  | 0 | 0:00
|  |  | 28 | 0:00
|  |  | 76 | 0:00
|  |  | 115 | 24:00 | 99.084 | 99.482
|  |  | 226 | 24:00 | 99.084 | 99.482
|  |  | 282 | 24:00 | 99.084 | 99.482
|  |  | 540 | 24:00 | 99.084 | 99.482
|  |  | 339 | 24:00 | 99.084 | 99.482
|  |  | 954 | 24:00 | 99.084 | 99.482
|  |  | 453 | 24:00 | 99.084 | 99.482
|  |  | 384 | 24:00 | 99.084 | 99.482
|  |  | 475 | 24:00 | 99.084 | 99.482
|  |  | 419 | 24:00 | 99.084 | 99.482
|  |  | 113 | 24:00 | 99.084 | 99.482
|  |  | 40 | 24:00 | 99.084 | 99.482
|  |  | 0 | 0:00
|  |  | 0 | 0:00
|  |  | 0 | 0:00
|  |  | 0 | 0:00
|  |  | 0 | 0:00
|  |  | 0 | 0:00
|  |  | 0 | 0:00
|  |  | 0 | 0:00
|  |  | 0 | 0:00
|  |  | 0 | 0:00
|  |  | 83 | 0:00
|  |  | 275 | 0:00
|  |  | 469 | 24:00 | 99.084 | 99.482
|  |  | 692 | 24:00 | 99.084 | 99.482
|  |  | 550 | 24:00 | 99.084 | 99.482
|  |  | 920 | 24:00 | 99.084 | 99.482
|  |  | 981 | 24:00 | 99.084 | 99.482
|  |  | 884 | 24:00 | 99.084 | 99.482
|  |  | 717 | 24:00 | 99.084 | 99.482
|  |  | 767 | 24:00 | 99.084 | 99.482
|  |  | 616 | 24:00 | 99.084 | 99.482
|  |  | 274 | 24:00 | 99.084 | 99.482
|  |  | 79 | 24:00 | 99.084 | 99.482
|  |  | 35 | 24:00 | 99.084 | 99.482
|  |  | 0 | 0:00
|  |  | 0 | 0:00
|  |  | 0 | 0:00
|  |  | 0 | 0:00
|  |  | 0 | 0:00
|  |  | 0 | 0:00
|  |  | 0 | 0:00
|  |  | 0 | 0:00
|  |  | 0 | 0:00
|  |  | 0 | 0:00
|  |  | 57 | 0:00
|  |  | 239 | 0:00
|  |  | 453 | 24:00 | 99.084 | 99.482
|  |  | 647 | 24:00 | 99.084 | 99.482
|  |  | 725 | 24:00 | 99.084 | 99.482
|  |  | 898 | 24:00 | 99.084 | 99.482
|  |  | 908 | 24:00 | 99.084 | 99.482
|  |  | 955 | 24:00 | 99.084 | 99.482
|  |  | 873 | 24:00 | 99.084 | 99.482
|  |  | 719 | 24:00 | 99.084 | 99.482
|  |  | 578 | 24:00 | 99.084 | 99.482
|  |  | 453 | 24:00 | 99.084 | 99.482
|  |  | 227 | 24:00 | 99.084 | 99.482
|  |  | 53 | 24:00 | 99.084 | 99.482
|  |  | 0 | 0:00
|  |  | 0 | 0:00
|  |  | 0 | 0:00
|  |  | 0 | 0:00
|  |  | 0 | 0:00
|  |  | 0 | 0:00
|  |  | 0 | 0:00
|  |  | 0 | 0:00
|  |  | 0 | 0:00
|  |  | 0 | 0:00
|  |  | 85 | 0:00
|  |  | 282 | 0:00
|  |  | 492 | 24:00 | 99.084 | 99.482
|  |  | 704 | 24:00 | 99.084 | 99.482
|  |  | 858 | 24:00 | 99.084 | 99.482
|  |  | 922 | 24:00 | 99.084 | 99.482
|  |  | 945 | 24:00 | 99.084 | 99.482
|  |  | 936 | 24:00 | 99.084 | 99.482
|  |  | 943 | 24:00 | 99.084 | 99.482
|  |  | 484 | 24:00 | 99.084 | 99.482
|  |  | 340 | 24:00 | 99.084 | 99.482
|  |  | 152 | 24:00 | 99.084 | 99.482
|  |  | 175 | 24:00 | 99.084 | 99.482
|  |  | 45 | 24:00 | 99.084 | 99.482
|  |  | 0 | 0:00
|  |  | 0 | 0:00
|  |  | 0 | 0:00
|  |  | 0 | 0:00
|  |  | 0 | 0:00
|  |  | 0 | 0:00
|  |  | 0 | 0:00
|  |  | 0 | 0:00
|  |  | 0 | 0:00
|  |  | 0 | 0:00
|  |  | 67 | 0:00
|  |  | 279 | 0:00
|  |  | 389 | 24:00 | 99.084 | 99.482
|  |  | 534 | 24:00 | 99.084 | 99.482
|  |  | 674 | 24:00 | 99.084 | 99.482
|  |  | 676 | 24:00 | 99.084 | 99.482
|  |  | 426 | 24:00 | 99.084 | 99.482
|  |  | 388 | 24:00 | 99.084 | 99.482
|  |  | 405 | 24:00 | 99.084 | 99.482
|  |  | 534 | 24:00 | 99.084 | 99.482
|  |  | 281 | 24:00 | 99.084 | 99.482
|  |  | 200 | 24:00 | 99.084 | 99.482
|  |  | 65 | 24:00 | 99.084 | 99.482
|  |  | 70 | 24:00 | 99.084 | 99.482
|  |  | 0 | 0:00
|  |  | 0 | 0:00
|  |  | 0 | 0:00
|  |  | 0 | 0:00
|  |  | 0 | 0:00
|  |  | 0 | 0:00
|  |  | 0 | 0:00
|  |  | 0 | 0:00
|  |  | 0 | 0:00
|  |  | 0 | 0:00
|  |  | 64 | 0:00
|  |  | 252 | 0:00
|  |  | 206 | 24:00 | 99.084 | 99.482
|  |  | 607 | 24:00 | 99.084 | 99.482
|  |  | 616 | 24:00 | 99.084 | 99.482
|  |  | 841 | 24:00 | 99.084 | 99.482
|  |  | 805 | 24:00 | 99.084 | 99.482
|  |  | 797 | 24:00 | 99.084 | 99.482
|  |  | 989 | 24:00 | 99.084 | 99.482
|  |  | 353 | 24:00 | 99.084 | 99.482
|  |  | 223 | 24:00 | 99.084 | 99.482
|  |  | 192 | 24:00 | 99.084 | 99.482
|  |  | 106 | 24:00 | 99.084 | 99.482
|  |  | 31 | 24:00 | 99.084 | 99.482
|  |  | 0 | 0:00
|  |  | 0 | 0:00
|  |  | 0 | 0:00
|  |  | 0 | 0:00
|  |  | 0 | 0:00
|  |  | 0 | 0:00
|  |  | 0 | 0:00
|  |  | 0 | 0:00
|  |  | 0 | 0:00
|  |  | 0 | 0:00
|  |  | 49 | 0:00
|  |  | 251 | 0:00
|  |  | 378 | 24:00 | 99.084 | 99.482
|  |  | 573 | 24:00 | 99.084 | 99.482
|  |  | 756 | 24:00 | 99.084 | 99.482
|  |  | 793 | 24:00 | 99.084 | 99.482
|  |  | 939 | 24:00 | 99.084 | 99.482
|  |  | 991 | 24:00 | 99.084 | 99.482
|  |  | 903 | 24:00 | 99.084 | 99.482
|  |  | 273 | 24:00 | 99.084 | 99.482
|  |  | 319 | 24:00 | 99.084 | 99.482
|  |  | 144 | 24:00 | 99.084 | 99.482
|  |  | 75 | 24:00 | 99.084 | 99.482
|  |  | 31 | 24:00 | 99.084 | 99.482
|  |  | 0 | 0:00
|  |  | 0 | 0:00
|  |  | 0 | 0:00
|  |  | 0 | 0:00
|  |  | 0 | 0:00
|  |  | 0 | 0:00
|  |  | 0 | 0:00
|  |  | 0 | 0:00
|  |  | 0 | 0:00
|  |  | 0 | 0:00
|  |  | 76 | 0:00
|  |  | 80 | 0:00
|  |  | 208 | 24:00 | 99.084 | 99.482
|  |  | 428 | 24:00 | 99.084 | 99.482
|  |  | 710 | 24:00 | 99.084 | 99.482
|  |  | 846 | 24:00 | 99.084 | 99.482
|  |  | 341 | 24:00 | 99.084 | 99.482
|  |  | 340 | 24:00 | 99.084 | 99.482
|  |  | 490 | 24:00 | 99.084 | 99.482
|  |  | 276 | 24:00 | 99.084 | 99.482
|  |  | 218 | 24:00 | 99.084 | 99.482
|  |  | 349 | 24:00 | 99.084 | 99.482
|  |  | 116 | 24:00 | 99.084 | 99.482
|  |  | 29 | 24:00 | 98.602 | 99.101
|  |  | 0 | 0:00
|  |  | 0 | 0:00
|  |  | 0 | 0:00
|  |  | 0 | 0:00
|  |  | 0 | 0:00
|  |  | 0 | 0:00
|  |  | 0 | 0:00
|  |  | 0 | 0:00
|  |  | 0 | 0:00
|  |  | 0 | 0:00
|  |  | 28 | 0:00
|  |  | 201 | 0:00
|  |  | 329 | 24:00 | 99.084 | 99.482
|  |  | 635 | 24:00 | 99.084 | 99.482
|  |  | 246 | 24:00 | 99.084 | 99.482
|  |  | 605 | 24:00 | 99.084 | 99.482
|  |  | 492 | 24:00 | 99.084 | 99.482
|  |  | 891 | 24:00 | 99.084 | 99.482
|  |  | 479 | 24:00 | 99.084 | 99.482
|  |  | 780 | 24:00 | 99.084 | 99.482
|  |  | 590 | 24:00 | 99.084 | 99.482
|  |  | 235 | 24:00 | 99.084 | 99.482
|  |  | 230 | 24:00 | 99.084 | 99.482
|  |  | 61 | 24:00 | 99.084 | 99.482
|  |  | 0 | 0:00
|  |  | 0 | 0:00
|  |  | 0 | 0:00
|  |  | 0 | 0:00
|  |  | 0 | 0:00
|  |  | 0 | 0:00
|  |  | 0 | 0:00
|  |  | 0 | 0:00
|  |  | 0 | 0:00
|  |  | 0 | 0:00
|  |  | 105 | 0:00
|  |  | 310 | 0:00
|  |  | 525 | 24:00 | 99.084 | 99.482
|  |  | 721 | 24:00 | 99.084 | 99.482
|  |  | 880 | 24:00 | 99.084 | 99.482
|  |  | 930 | 24:00 | 99.084 | 99.482
|  |  | 978 | 24:00 | 99.084 | 99.482
|  |  | 918 | 24:00 | 99.084 | 99.482
|  |  | 899 | 24:00 | 99.084 | 99.482
|  |  | 647 | 24:00 | 99.084 | 99.482
|  |  | 678 | 24:00 | 99.084 | 99.482
|  |  | 444 | 24:00 | 99.084 | 99.482
|  |  | 234 | 24:00 | 99.084 | 99.482
|  |  | 55 | 24:00 | 99.084 | 99.482
|  |  | 0 | 0:00
|  |  | 0 | 0:00
|  |  | 0 | 0:00
|  |  | 0 | 0:00
|  |  | 0 | 0:00
|  |  | 0 | 0:00
|  |  | 0 | 0:00
|  |  | 0 | 0:00
|  |  | 0 | 0:00
|  |  | 0 | 0:00
|  |  | 101 | 0:00
|  |  | 300 | 0:00
|  |  | 516 | 24:00 | 99.084 | 99.482
|  |  | 679 | 24:00 | 99.084 | 99.482
|  |  | 845 | 24:00 | 99.084 | 99.482
|  |  | 646 | 24:00 | 99.084 | 99.482
|  |  | 567 | 24:00 | 99.084 | 99.482
|  |  | 910 | 24:00 | 99.084 | 99.482
|  |  | 806 | 24:00 | 99.084 | 99.482
|  |  | 675 | 24:00 | 99.084 | 99.482
|  |  | 595 | 24:00 | 99.084 | 99.482
|  |  | 361 | 24:00 | 99.084 | 99.482
|  |  | 208 | 24:00 | 99.084 | 99.482
|  |  | 78 | 24:00 | 99.084 | 99.482
|  |  | 0 | 0:00
|  |  | 0 | 0:00
|  |  | 0 | 0:00
|  |  | 0 | 0:00
|  |  | 0 | 0:00
|  |  | 0 | 0:00
|  |  | 0 | 0:00
|  |  | 0 | 0:00
|  |  | 0 | 0:00
|  |  | 0 | 0:00
|  |  | 38 | 0:00
|  |  | 203 | 0:00
|  |  | 409 | 24:00 | 99.084 | 99.482
|  |  | 238 | 24:00 | 99.084 | 99.482
|  |  | 537 | 24:00 | 99.084 | 99.482
|  |  | 602 | 24:00 | 99.084 | 99.482
|  |  | 989 | 24:00 | 99.084 | 99.482
|  |  | 851 | 24:00 | 99.084 | 99.482
|  |  | 943 | 24:00 | 99.084 | 99.482
|  |  | 568 | 24:00 | 99.084 | 99.482
|  |  | 602 | 24:00 | 99.084 | 99.482
|  |  | 356 | 24:00 | 99.084 | 99.482
|  |  | 263 | 24:00 | 99.084 | 99.482
|  |  | 72 | 24:00 | 99.084 | 99.482
|  |  | 0 | 0:00
|  |  | 0 | 0:00
|  |  | 0 | 0:00
|  |  | 0 | 0:00
|  |  | 0 | 0:00
|  |  | 0 | 0:00
|  |  | 0 | 0:00
|  |  | 0 | 0:00
|  |  | 0 | 0:00
|  |  | 0 | 0:00
|  |  | 33 | 0:00
|  |  | 88 | 0:00
|  |  | 367 | 24:00 | 99.084 | 99.482
|  |  | 672 | 24:00 | 99.084 | 99.482
|  |  | 879 | 24:00 | 99.084 | 99.482
|  |  | 943 | 24:00 | 99.084 | 99.482
|  |  | 963 | 24:00 | 99.084 | 99.482
|  |  | 983 | 24:00 | 99.084 | 99.482
|  |  | 745 | 24:00 | 99.084 | 99.482
|  |  | 833 | 24:00 | 99.084 | 99.482
|  |  | 617 | 24:00 | 99.084 | 99.482
|  |  | 435 | 24:00 | 99.084 | 99.482
|  |  | 209 | 24:00 | 99.084 | 99.482
|  |  | 82 | 24:00 | 99.084 | 99.482
|  |  | 0 | 0:00
|  |  | 0 | 0:00
|  |  | 0 | 0:00
|  |  | 0 | 0:00
|  |  | 0 | 0:00
|  |  | 0 | 0:00
|  |  | 0 | 0:00
|  |  | 0 | 0:00
|  |  | 0 | 0:00
|  |  | 0 | 0:00
|  |  | 96 | 0:00
|  |  | 286 | 0:00
|  |  | 512 | 24:00 | 99.084 | 99.482
|  |  | 708 | 24:00 | 99.084 | 99.482
|  |  | 838 | 24:00 | 99.084 | 99.482
|  |  | 954 | 24:00 | 99.084 | 99.482
|  |  | 1010 | 24:00 | 99.084 | 99.482
|  |  | 1056 | 24:00 | 99.084 | 99.482
|  |  | 939 | 24:00 | 99.084 | 99.482
|  |  | 587 | 24:00 | 99.084 | 99.482
|  |  | 589 | 24:00 | 99.084 | 99.482
|  |  | 437 | 24:00 | 99.084 | 99.482
|  |  | 212 | 24:00 | 99.084 | 99.482
|  |  | 71 | 24:00 | 99.084 | 99.482
|  |  | 0 | 0:00
|  |  | 0 | 0:00
|  |  | 0 | 0:00
|  |  | 0 | 0:00
|  |  | 0 | 0:00
|  |  | 0 | 0:00
|  |  | 0 | 0:00
|  |  | 0 | 0:00
|  |  | 0 | 0:00
|  |  | 0 | 0:00
|  |  | 87 | 0:00
|  |  | 266 | 0:00
|  |  | 505 | 24:00 | 99.084 | 99.482
|  |  | 644 | 24:00 | 99.084 | 99.482
|  |  | 770 | 24:00 | 99.084 | 99.482
|  |  | 746 | 24:00 | 99.084 | 99.482
|  |  | 1029 | 24:00 | 99.084 | 99.482
|  |  | 1074 | 24:00 | 99.084 | 99.482
|  |  | 933 | 24:00 | 99.084 | 99.482
|  |  | 814 | 24:00 | 99.084 | 99.482
|  |  | 527 | 24:00 | 99.084 | 99.482
|  |  | 304 | 24:00 | 99.084 | 99.482
|  |  | 235 | 24:00 | 99.084 | 99.482
|  |  | 69 | 24:00 | 99.084 | 99.482
|  |  | 0 | 0:00
|  |  | 0 | 0:00
|  |  | 0 | 0:00
|  |  | 0 | 0:00
|  |  | 0 | 0:00
|  |  | 0 | 0:00
|  |  | 0 | 0:00
|  |  | 0 | 0:00
|  |  | 0 | 0:00
|  |  | 0 | 0:00
|  |  | 92 | 0:00
|  |  | 206 | 0:00
|  |  | 377 | 24:00 | 99.084 | 99.482
|  |  | 550 | 24:00 | 99.084 | 99.482
|  |  | 636 | 24:00 | 99.084 | 99.482
|  |  | 721 | 24:00 | 99.084 | 99.482
|  |  | 764 | 24:00 | 99.084 | 99.482
|  |  | 942 | 24:00 | 99.084 | 99.482
|  |  | 722 | 24:00 | 99.084 | 99.482
|  |  | 569 | 24:00 | 99.084 | 99.482
|  |  | 490 | 24:00 | 99.084 | 99.482
|  |  | 267 | 24:00 | 99.084 | 99.482
|  |  | 101 | 24:00 | 99.084 | 99.482
|  |  | 37 | 24:00 | 99.084 | 99.482
|  |  | 0 | 0:00
|  |  | 0 | 0:00
|  |  | 0 | 0:00
|  |  | 0 | 0:00
|  |  | 0 | 0:00
|  |  | 0 | 0:00
|  |  | 0 | 0:00
|  |  | 0 | 0:00
|  |  | 0 | 0:00
|  |  | 0 | 0:00
|  |  | 103 | 0:00
|  |  | 263 | 0:00
|  |  | 498 | 24:00 | 99.084 | 99.482
|  |  | 701 | 24:00 | 99.084 | 99.482
|  |  | 858 | 24:00 | 99.084 | 99.482
|  |  | 932 | 24:00 | 99.084 | 99.482
|  |  | 980 | 24:00 | 99.084 | 99.482
|  |  | 986 | 24:00 | 99.084 | 99.482
|  |  | 920 | 24:00 | 99.084 | 99.482
|  |  | 848 | 24:00 | 99.084 | 99.482
|  |  | 676 | 24:00 | 99.084 | 99.482
|  |  | 481 | 24:00 | 99.084 | 99.482
|  |  | 250 | 24:00 | 99.084 | 99.482
|  |  | 50 | 24:00 | 99.084 | 99.482
|  |  | 0 | 0:00
|  |  | 0 | 0:00
|  |  | 0 | 0:00
|  |  | 0 | 0:00
|  |  | 0 | 0:00
|  |  | 0 | 0:00
|  |  | 0 | 0:00
|  |  | 0 | 0:00
|  |  | 0 | 0:00
|  |  | 0 | 0:00
|  |  | 60 | 0:00
|  |  | 236 | 0:00
|  |  | 401 | 24:00 | 99.084 | 99.482
|  |  | 511 | 24:00 | 99.084 | 99.482
|  |  | 817 | 24:00 | 99.084 | 99.482
|  |  | 665 | 24:00 | 99.084 | 99.482
|  |  | 1036 | 24:00 | 99.084 | 99.482
|  |  | 913 | 24:00 | 99.084 | 99.482
|  |  | 473 | 24:00 | 99.084 | 99.482
|  |  | 277 | 24:00 | 99.084 | 99.482
|  |  | 535 | 24:00 | 99.084 | 99.482
|  |  | 186 | 24:00 | 99.084 | 99.482
|  |  | 220 | 24:00 | 99.084 | 99.482
|  |  | 82 | 24:00 | 99.084 | 99.482
|  |  | 0 | 0:00
|  |  | 0 | 0:00
|  |  | 0 | 0:00
|  |  | 0 | 0:00
|  |  | 0 | 0:00
|  |  | 0 | 0:00
|  |  | 0 | 0:00
|  |  | 0 | 0:00
|  |  | 0 | 0:00
|  |  | 0 | 0:00
|  |  | 102 | 0:00
|  |  | 68 | 0:00
|  |  | 467 | 24:00 | 99.084 | 99.482
|  |  | 597 | 24:00 | 99.084 | 99.482
|  |  | 797 | 24:00 | 99.084 | 99.482
|  |  | 888 | 24:00 | 99.084 | 99.482
|  |  | 589 | 24:00 | 99.084 | 99.482
|  |  | 740 | 24:00 | 99.084 | 99.482
|  |  | 512 | 24:00 | 99.084 | 99.482
|  |  | 678 | 24:00 | 99.084 | 99.482
|  |  | 391 | 24:00 | 99.084 | 99.482
|  |  | 295 | 24:00 | 99.084 | 99.482
|  |  | 197 | 24:00 | 99.084 | 99.482
|  |  | 61 | 24:00 | 99.084 | 99.482
|  |  | 0 | 0:00
|  |  | 0 | 0:00
|  |  | 0 | 0:00
|  |  | 0 | 0:00
|  |  | 0 | 0:00
|  |  | 0 | 0:00
|  |  | 0 | 0:00
|  |  | 0 | 0:00
|  |  | 0 | 0:00
|  |  | 0 | 0:00
|  |  | 68 | 0:00
|  |  | 106 | 0:00
|  |  | 343 | 24:00 | 99.084 | 99.482
|  |  | 492 | 24:00 | 99.084 | 99.482
|  |  | 659 | 24:00 | 99.084 | 99.482
|  |  | 693 | 24:00 | 99.084 | 99.482
|  |  | 574 | 24:00 | 99.084 | 99.482
|  |  | 851 | 24:00 | 99.084 | 99.482
|  |  | 913 | 24:00 | 99.084 | 99.482
|  |  | 795 | 24:00 | 99.084 | 99.482
|  |  | 663 | 24:00 | 99.084 | 99.482
|  |  | 481 | 24:00 | 99.084 | 99.482
|  |  | 118 | 24:00 | 99.084 | 99.482
|  |  | 56 | 24:00 | 99.084 | 99.482
|  |  | 0 | 0:00
|  |  | 0 | 0:00
|  |  | 0 | 0:00
|  |  | 0 | 0:00
|  |  | 0 | 0:00
|  |  | 0 | 0:00
|  |  | 0 | 0:00
|  |  | 0 | 0:00
|  |  | 0 | 0:00
|  |  | 0 | 0:00
|  |  | 107 | 0:00
|  |  | 302 | 0:00
|  |  | 525 | 24:00 | 99.084 | 99.482
|  |  | 736 | 24:00 | 99.084 | 99.482
|  |  | 871 | 24:00 | 99.084 | 99.482
|  |  | 968 | 24:00 | 99.084 | 99.482
|  |  | 1028 | 24:00 | 99.084 | 99.482
|  |  | 969 | 24:00 | 99.084 | 99.482
|  |  | 951 | 24:00 | 99.084 | 99.482
|  |  | 807 | 24:00 | 99.084 | 99.482
|  |  | 702 | 24:00 | 99.084 | 99.482
|  |  | 495 | 24:00 | 99.084 | 99.482
|  |  | 242 | 24:00 | 99.084 | 99.482
|  |  | 92 | 24:00 | 99.084 | 99.482
|  |  | 0 | 0:00
|  |  | 0 | 0:00
|  |  | 0 | 0:00
|  |  | 0 | 0:00
|  |  | 0 | 0:00
|  |  | 0 | 0:00
|  |  | 0 | 0:00
|  |  | 0 | 0:00
|  |  | 0 | 0:00
|  |  | 0 | 0:00
|  |  | 110 | 0:00
|  |  | 306 | 0:00
|  |  | 529 | 24:00 | 99.084 | 99.482
|  |  | 714 | 24:00 | 99.084 | 99.482
|  |  | 873 | 24:00 | 99.084 | 99.482
|  |  | 983 | 24:00 | 99.084 | 99.482
|  |  | 986 | 24:00 | 99.084 | 99.482
|  |  | 993 | 24:00 | 99.084 | 99.482
|  |  | 994 | 24:00 | 99.084 | 99.482
|  |  | 630 | 24:00 | 99.084 | 99.482
|  |  | 546 | 24:00 | 99.084 | 99.482
|  |  | 307 | 24:00 | 99.084 | 99.482
|  |  | 233 | 24:00 | 99.084 | 99.482
|  |  | 92 | 24:00 | 99.084 | 99.482
|  |  | 0 | 0:00
|  |  | 0 | 0:00
|  |  | 0 | 0:00
|  |  | 0 | 0:00
|  |  | 0 | 0:00
|  |  | 0 | 0:00
|  |  | 0 | 0:00
|  |  | 0 | 0:00
|  |  | 0 | 0:00
|  |  | 0 | 0:00
|  |  | 78 | 0:00
|  |  | 210 | 0:00
|  |  | 540 | 24:00 | 99.084 | 99.482
|  |  | 725 | 24:00 | 99.084 | 99.482
|  |  | 879 | 24:00 | 99.084 | 99.482
|  |  | 966 | 24:00 | 99.084 | 99.482
|  |  | 988 | 24:00 | 99.084 | 99.482
|  |  | 1051 | 24:00 | 99.084 | 99.482
|  |  | 769 | 24:00 | 99.084 | 99.482
|  |  | 667 | 24:00 | 99.084 | 99.482
|  |  | 605 | 24:00 | 99.084 | 99.482
|  |  | 499 | 24:00 | 99.084 | 99.482
|  |  | 196 | 24:00 | 99.084 | 99.482
|  |  | 60 | 24:00 | 99.084 | 99.482
|  |  | 0 | 0:00
|  |  | 0 | 0:00
|  |  | 0 | 0:00
|  |  | 0 | 0:00
|  |  | 0 | 0:00
|  |  | 0 | 0:00
|  |  | 0 | 0:00
|  |  | 0 | 0:00
|  |  | 0 | 0:00
|  |  | 0 | 0:00
|  |  | 115 | 0:00
|  |  | 316 | 0:00
|  |  | 528 | 24:00 | 99.084 | 99.482
|  |  | 723 | 24:00 | 99.084 | 99.482
|  |  | 882 | 24:00 | 99.084 | 99.482
|  |  | 993 | 24:00 | 99.084 | 99.482
|  |  | 982 | 24:00 | 99.084 | 99.482
|  |  | 994 | 24:00 | 99.084 | 99.482
|  |  | 898 | 24:00 | 99.084 | 99.482
|  |  | 675 | 24:00 | 99.084 | 99.482
|  |  | 655 | 24:00 | 99.084 | 99.482
|  |  | 429 | 24:00 | 99.084 | 99.482
|  |  | 264 | 24:00 | 99.084 | 99.482
|  |  | 84 | 24:00 | 99.084 | 99.482
|  |  | 0 | 0:00
|  |  | 0 | 0:00
|  |  | 0 | 0:00
|  |  | 0 | 0:00
|  |  | 0 | 0:00
|  |  | 0 | 0:00
|  |  | 0 | 0:00
|  |  | 0 | 0:00
|  |  | 0 | 0:00
|  |  | 0 | 0:00
|  |  | 98 | 0:00
|  |  | 257 | 0:00
|  |  | 464 | 24:00 | 99.084 | 99.482
|  |  | 684 | 24:00 | 99.084 | 99.482
|  |  | 861 | 24:00 | 99.084 | 99.482
|  |  | 988 | 24:00 | 99.084 | 99.482
|  |  | 1054 | 24:00 | 99.084 | 99.482
|  |  | 1051 | 24:00 | 99.084 | 99.482
|  |  | 944 | 24:00 | 99.084 | 99.482
|  |  | 705 | 24:00 | 99.084 | 99.482
|  |  | 303 | 24:00 | 99.084 | 99.482
|  |  | 184 | 24:00 | 99.084 | 99.482
|  |  | 247 | 24:00 | 99.084 | 99.482
|  |  | 86 | 24:00 | 99.084 | 99.482
|  |  | 0 | 0:00
|  |  | 0 | 0:00
|  |  | 0 | 0:00
|  |  | 0 | 0:00
|  |  | 0 | 0:00
|  |  | 0 | 0:00
|  |  | 0 | 0:00
|  |  | 0 | 0:00
|  |  | 0 | 0:00
|  |  | 0 | 0:00
|  |  | 121 | 0:00
|  |  | 326 | 0:00
|  |  | 540 | 24:00 | 99.084 | 99.482
|  |  | 735 | 24:00 | 99.084 | 99.482
|  |  | 892 | 24:00 | 99.084 | 99.482
|  |  | 1003 | 24:00 | 99.084 | 99.482
|  |  | 1018 | 24:00 | 99.084 | 99.482
|  |  | 934 | 24:00 | 99.084 | 99.482
|  |  | 962 | 24:00 | 99.084 | 99.482
|  |  | 907 | 24:00 | 99.084 | 99.482
|  |  | 678 | 24:00 | 99.084 | 99.482
|  |  | 497 | 24:00 | 99.084 | 99.482
|  |  | 285 | 24:00 | 99.084 | 99.482
|  |  | 111 | 24:00 | 99.084 | 99.482
|  |  | 0 | 0:00
|  |  | 0 | 0:00
|  |  | 0 | 0:00
|  |  | 0 | 0:00
|  |  | 0 | 0:00
|  |  | 0 | 0:00
|  |  | 0 | 0:00
|  |  | 0 | 0:00
|  |  | 0 | 0:00
|  |  | 0 | 0:00
|  |  | 109 | 0:00
|  |  | 318 | 0:00
|  |  | 533 | 24:00 | 99.084 | 99.482
|  |  | 728 | 24:00 | 99.084 | 99.482
|  |  | 885 | 24:00 | 99.084 | 99.482
|  |  | 996 | 24:00 | 99.084 | 99.482
|  |  | 1052 | 24:00 | 99.084 | 99.482
|  |  | 1002 | 24:00 | 99.084 | 99.482
|  |  | 976 | 24:00 | 99.084 | 99.482
|  |  | 798 | 24:00 | 99.084 | 99.482
|  |  | 554 | 24:00 | 99.084 | 99.482
|  |  | 447 | 24:00 | 99.084 | 99.482
|  |  | 190 | 24:00 | 99.084 | 99.482
|  |  | 98 | 24:00 | 99.084 | 99.482
|  |  | 0 | 0:00
|  |  | 0 | 0:00
|  |  | 0 | 0:00
|  |  | 0 | 0:00
|  |  | 0 | 0:00
|  |  | 0 | 0:00
|  |  | 0 | 0:00
|  |  | 0 | 0:00
|  |  | 0 | 0:00
|  |  | 0 | 0:00
|  |  | 102 | 0:00
|  |  | 269 | 0:00
|  |  | 489 | 24:00 | 99.084 | 99.482
|  |  | 644 | 24:00 | 99.084 | 99.482
|  |  | 827 | 24:00 | 99.084 | 99.482
|  |  | 859 | 24:00 | 99.084 | 99.482
|  |  | 935 | 24:00 | 99.084 | 99.482
|  |  | 538 | 24:00 | 99.084 | 99.482
|  |  | 543 | 24:00 | 99.084 | 99.482
|  |  | 779 | 24:00 | 99.084 | 99.482
|  |  | 286 | 24:00 | 99.084 | 99.482
|  |  | 205 | 24:00 | 99.084 | 99.482
|  |  | 120 | 24:00 | 99.084 | 99.482
|  |  | 45 | 24:00 | 99.084 | 99.482
|  |  | 0 | 0:00
|  |  | 0 | 0:00
|  |  | 0 | 0:00
|  |  | 0 | 0:00
|  |  | 0 | 0:00
|  |  | 0 | 0:00
|  |  | 0 | 0:00
|  |  | 0 | 0:00
|  |  | 0 | 0:00
|  |  | 0 | 0:00
|  |  | 115 | 0:00
|  |  | 309 | 0:00
|  |  | 462 | 24:00 | 99.084 | 99.482
|  |  | 675 | 24:00 | 99.084 | 99.482
|  |  | 792 | 24:00 | 99.084 | 99.482
|  |  | 964 | 24:00 | 99.084 | 99.482
|  |  | 948 | 24:00 | 99.084 | 99.482
|  |  | 1066 | 24:00 | 99.084 | 99.482
|  |  | 772 | 24:00 | 99.084 | 99.482
|  |  | 685 | 24:00 | 99.084 | 99.482
|  |  | 340 | 24:00 | 99.084 | 99.482
|  |  | 256 | 24:00 | 99.084 | 99.482
|  |  | 191 | 24:00 | 99.084 | 99.482
|  |  | 49 | 24:00 | 99.084 | 99.482
|  |  | 0 | 0:00
|  |  | 0 | 0:00
|  |  | 0 | 0:00
|  |  | 0 | 0:00
|  |  | 0 | 0:00
|  |  | 0 | 0:00
|  |  | 0 | 0:00
|  |  | 0 | 0:00
|  |  | 0 | 0:00
|  |  | 0 | 0:00
|  |  | 95 | 0:00
|  |  | 261 | 0:00
|  |  | 410 | 24:00 | 99.084 | 99.482
|  |  | 562 | 24:00 | 99.084 | 99.482
|  |  | 481 | 24:00 | 99.084 | 99.482
|  |  | 583 | 24:00 | 99.084 | 99.482
|  |  | 961 | 24:00 | 99.084 | 99.482
|  |  | 929 | 24:00 | 99.084 | 99.482
|  |  | 1015 | 24:00 | 99.084 | 99.482
|  |  | 785 | 24:00 | 99.084 | 99.482
|  |  | 665 | 24:00 | 99.084 | 99.482
|  |  | 388 | 24:00 | 99.084 | 99.482
|  |  | 256 | 24:00 | 99.084 | 99.482
|  |  | 93 | 24:00 | 99.084 | 99.482
|  |  | 0 | 0:00
|  |  | 0 | 0:00
|  |  | 0 | 0:00
|  |  | 0 | 0:00
|  |  | 0 | 0:00
|  |  | 0 | 0:00
|  |  | 0 | 0:00
|  |  | 0 | 0:00
|  |  | 0 | 0:00
|  |  | 0 | 0:00
|  |  | 116 | 0:00
|  |  | 286 | 0:00
|  |  | 446 | 24:00 | 99.084 | 99.482
|  |  | 562 | 24:00 | 99.084 | 99.482
|  |  | 669 | 24:00 | 99.084 | 99.482
|  |  | 941 | 24:00 | 99.084 | 99.482
|  |  | 1064 | 24:00 | 99.084 | 99.482
|  |  | 1062 | 24:00 | 99.084 | 99.482
|  |  | 1004 | 24:00 | 99.084 | 99.482
|  |  | 892 | 24:00 | 99.084 | 99.482
|  |  | 730 | 24:00 | 99.084 | 99.482
|  |  | 500 | 24:00 | 99.084 | 99.482
|  |  | 324 | 24:00 | 99.084 | 99.482
|  |  | 122 | 24:00 | 99.084 | 99.482
|  |  | 0 | 0:00
|  |  | 0 | 0:00
|  |  | 0 | 0:00
|  |  | 0 | 0:00
|  |  | 0 | 0:00
|  |  | 0 | 0:00
|  |  | 0 | 0:00
|  |  | 0 | 0:00
|  |  | 0 | 0:00
|  |  | 0 | 0:00
|  |  | 32 | 0:00
|  |  | 85 | 0:00
|  |  | 144 | 24:00 | 99.084 | 99.482
|  |  | 234 | 24:00 | 99.084 | 99.482
|  |  | 675 | 24:00 | 99.084 | 99.482
|  |  | 673 | 24:00 | 99.084 | 99.482
|  |  | 1005 | 24:00 | 99.084 | 99.482
|  |  | 1043 | 24:00 | 99.084 | 99.482
|  |  | 984 | 24:00 | 99.084 | 99.482
|  |  | 872 | 24:00 | 99.084 | 99.482
|  |  | 579 | 24:00 | 99.084 | 99.482
|  |  | 530 | 24:00 | 99.084 | 99.482
|  |  | 306 | 24:00 | 99.084 | 99.482
|  |  | 109 | 24:00 | 99.084 | 99.482
|  |  | 0 | 0:00
|  |  | 0 | 0:00
|  |  | 0 | 0:00
|  |  | 0 | 0:00
|  |  | 0 | 0:00
|  |  | 0 | 0:00
|  |  | 0 | 0:00
|  |  | 0 | 0:00
|  |  | 0 | 0:00
|  |  | 0 | 0:00
|  |  | 26 | 0:00
|  |  | 97 | 0:00
|  |  | 302 | 24:00 | 99.084 | 99.482
|  |  | 526 | 24:00 | 99.084 | 99.482
|  |  | 696 | 24:00 | 99.084 | 99.482
|  |  | 878 | 24:00 | 99.084 | 99.482
|  |  | 946 | 24:00 | 99.084 | 99.482
|  |  | 986 | 24:00 | 99.084 | 99.482
|  |  | 940 | 24:00 | 99.084 | 99.482
|  |  | 773 | 24:00 | 99.084 | 99.482
|  |  | 760 | 24:00 | 99.084 | 99.482
|  |  | 466 | 24:00 | 99.084 | 99.482
|  |  | 205 | 24:00 | 99.084 | 99.482
|  |  | 85 | 24:00 | 99.084 | 99.482
|  |  | 0 | 0:00
|  |  | 0 | 0:00
|  |  | 0 | 0:00
|  |  | 0 | 0:00
|  |  | 0 | 0:00
|  |  | 0 | 0:00
|  |  | 0 | 0:00
|  |  | 0 | 0:00
|  |  | 0 | 0:00
|  |  | 0 | 0:00
|  |  | 33 | 0:00
|  |  | 65 | 0:00
|  |  | 136 | 24:00 | 99.084 | 99.482
|  |  | 542 | 24:00 | 99.084 | 99.482
|  |  | 845 | 24:00 | 99.084 | 99.482
|  |  | 806 | 24:00 | 99.084 | 99.482
|  |  | 775 | 24:00 | 99.084 | 99.482
|  |  | 776 | 24:00 | 99.084 | 99.482
|  |  | 322 | 24:00 | 99.084 | 99.482
|  |  | 346 | 24:00 | 99.084 | 99.482
|  |  | 278 | 24:00 | 99.084 | 99.482
|  |  | 197 | 24:00 | 99.084 | 99.482
|  |  | 112 | 24:00 | 99.084 | 99.482
|  |  | 48 | 24:00 | 99.084 | 99.482
|  |  | 0 | 0:00
|  |  | 0 | 0:00
|  |  | 0 | 0:00
|  |  | 0 | 0:00
|  |  | 0 | 0:00
|  |  | 0 | 0:00
|  |  | 0 | 0:00
|  |  | 0 | 0:00
|  |  | 0 | 0:00
|  |  | 0 | 0:00
|  |  | 114 | 0:00
|  |  | 284 | 0:00
|  |  | 498 | 24:00 | 99.084 | 99.482
|  |  | 712 | 24:00 | 99.084 | 99.482
|  |  | 817 | 24:00 | 99.084 | 99.482
|  |  | 980 | 24:00 | 99.084 | 99.482
|  |  | 925 | 24:00 | 99.084 | 99.482
|  |  | 826 | 24:00 | 99.084 | 99.482
|  |  | 714 | 24:00 | 99.084 | 99.482
|  |  | 759 | 24:00 | 99.084 | 99.482
|  |  | 624 | 24:00 | 99.084 | 99.482
|  |  | 338 | 24:00 | 99.084 | 99.482
|  |  | 124 | 24:00 | 99.084 | 99.482
|  |  | 39 | 24:00 | 99.084 | 99.482
|  |  | 0 | 0:00
|  |  | 0 | 0:00
|  |  | 0 | 0:00
|  |  | 0 | 0:00
|  |  | 0 | 0:00
|  |  | 0 | 0:00
|  |  | 0 | 0:00
|  |  | 0 | 0:00
|  |  | 0 | 0:00
|  |  | 0 | 0:00
|  |  | 86 | 0:00
|  |  | 173 | 0:00
|  |  | 434 | 24:00 | 99.084 | 99.482
|  |  | 576 | 24:00 | 99.084 | 99.482
|  |  | 660 | 24:00 | 99.084 | 99.482
|  |  | 944 | 24:00 | 99.084 | 99.482
|  |  | 984 | 24:00 | 99.084 | 99.482
|  |  | 680 | 24:00 | 99.084 | 99.482
|  |  | 821 | 24:00 | 99.084 | 99.482
|  |  | 720 | 24:00 | 99.084 | 99.482
|  |  | 225 | 24:00 | 99.084 | 99.482
|  |  | 159 | 24:00 | 99.084 | 99.482
|  |  | 89 | 24:00 | 99.084 | 99.482
|  |  | 41 | 24:00 | 99.084 | 99.482
|  |  | 0 | 0:00
|  |  | 0 | 0:00
|  |  | 0 | 0:00
|  |  | 0 | 0:00
|  |  | 0 | 0:00
|  |  | 0 | 0:00
|  |  | 0 | 0:00
|  |  | 0 | 0:00
|  |  | 0 | 0:00
|  |  | 0 | 0:00
|  |  | 83 | 0:00
|  |  | 137 | 0:00
|  |  | 415 | 24:00 | 99.084 | 99.482
|  |  | 669 | 24:00 | 99.084 | 99.482
|  |  | 760 | 24:00 | 99.084 | 99.482
|  |  | 935 | 24:00 | 99.084 | 99.482
|  |  | 1003 | 24:00 | 99.084 | 99.482
|  |  | 791 | 24:00 | 99.084 | 99.482
|  |  | 637 | 24:00 | 99.084 | 99.482
|  |  | 476 | 24:00 | 99.084 | 99.482
|  |  | 440 | 24:00 | 99.084 | 99.482
|  |  | 364 | 24:00 | 99.084 | 99.482
|  |  | 133 | 24:00 | 99.084 | 99.482
|  |  | 44 | 24:00 | 99.084 | 99.482
|  |  | 0 | 0:00
|  |  | 0 | 0:00
|  |  | 0 | 0:00
|  |  | 0 | 0:00
|  |  | 0 | 0:00
|  |  | 0 | 0:00
|  |  | 0 | 0:00
|  |  | 0 | 0:00
|  |  | 0 | 0:00
|  |  | 0 | 0:00
|  |  | 85 | 0:00
|  |  | 210 | 0:00
|  |  | 363 | 24:00 | 99.084 | 99.482
|  |  | 438 | 24:00 | 99.084 | 99.482
|  |  | 291 | 24:00 | 99.084 | 99.482
|  |  | 329 | 24:00 | 99.084 | 99.482
|  |  | 350 | 24:00 | 99.084 | 99.482
|  |  | 370 | 24:00 | 99.084 | 99.482
|  |  | 594 | 24:00 | 99.084 | 99.482
|  |  | 830 | 24:00 | 99.084 | 99.482
|  |  | 520 | 24:00 | 99.084 | 99.482
|  |  | 469 | 24:00 | 99.084 | 99.482
|  |  | 161 | 24:00 | 99.084 | 99.482
|  |  | 71 | 24:00 | 99.084 | 99.482
|  |  | 0 | 0:00
|  |  | 0 | 0:00
|  |  | 0 | 0:00
|  |  | 0 | 0:00
|  |  | 0 | 0:00
|  |  | 0 | 0:00
|  |  | 0 | 0:00
|  |  | 0 | 0:00
|  |  | 0 | 0:00
|  |  | 0 | 0:00
|  |  | 106 | 0:00
|  |  | 297 | 0:00
|  |  | 516 | 24:00 | 99.084 | 99.482
|  |  | 699 | 24:00 | 99.084 | 99.482
|  |  | 856 | 24:00 | 99.084 | 99.482
|  |  | 967 | 24:00 | 99.084 | 99.482
|  |  | 1024 | 24:00 | 99.084 | 99.482
|  |  | 984 | 24:00 | 99.084 | 99.482
|  |  | 779 | 24:00 | 99.084 | 99.482
|  |  | 612 | 24:00 | 99.084 | 99.482
|  |  | 615 | 24:00 | 99.084 | 99.482
|  |  | 448 | 24:00 | 99.084 | 99.482
|  |  | 233 | 24:00 | 99.084 | 99.482
|  |  | 110 | 24:00 | 99.084 | 99.482
|  |  | 0 | 0:00
|  |  | 0 | 0:00
|  |  | 0 | 0:00
|  |  | 0 | 0:00
|  |  | 0 | 0:00
|  |  | 0 | 0:00
|  |  | 0 | 0:00
|  |  | 0 | 0:00
|  |  | 0 | 0:00
|  |  | 0 | 0:00
|  |  | 114 | 0:00
|  |  | 316 | 0:00
|  |  | 527 | 24:00 | 99.084 | 99.482
|  |  | 720 | 24:00 | 99.084 | 99.482
|  |  | 879 | 24:00 | 99.084 | 99.482
|  |  | 991 | 24:00 | 99.084 | 99.482
|  |  | 1049 | 24:00 | 99.084 | 99.482
|  |  | 967 | 24:00 | 99.084 | 99.482
|  |  | 947 | 24:00 | 99.084 | 99.482
|  |  | 831 | 24:00 | 99.084 | 99.482
|  |  | 686 | 24:00 | 99.084 | 99.482
|  |  | 500 | 24:00 | 99.084 | 99.482
|  |  | 211 | 24:00 | 99.084 | 99.482
|  |  | 108 | 24:00 | 99.084 | 99.482
|  |  | 0 | 0:00
|  |  | 0 | 0:00
|  |  | 0 | 0:00
|  |  | 0 | 0:00
|  |  | 0 | 0:00
|  |  | 0 | 0:00
|  |  | 0 | 0:00
|  |  | 0 | 0:00
|  |  | 0 | 0:00
|  |  | 0 | 0:00
|  |  | 99 | 0:00
|  |  | 225 | 0:00
|  |  | 446 | 24:00 | 99.084 | 99.482
|  |  | 619 | 24:00 | 99.084 | 99.482
|  |  | 642 | 24:00 | 99.084 | 99.482
|  |  | 923 | 24:00 | 99.084 | 99.482
|  |  | 954 | 24:00 | 99.084 | 99.482
|  |  | 951 | 24:00 | 99.084 | 99.482
|  |  | 921 | 24:00 | 99.084 | 99.482
|  |  | 858 | 24:00 | 99.084 | 99.482
|  |  | 720 | 24:00 | 99.084 | 99.482
|  |  | 538 | 24:00 | 99.084 | 99.482
|  |  | 314 | 24:00 | 99.084 | 99.482
|  |  | 116 | 24:00 | 99.084 | 99.482
|  |  | 0 | 0:00
|  |  | 0 | 0:00
|  |  | 0 | 0:00
|  |  | 0 | 0:00
|  |  | 0 | 0:00
|  |  | 0 | 0:00
|  |  | 0 | 0:00
|  |  | 0 | 0:00
|  |  | 0 | 0:00
|  |  | 0 | 0:00
|  |  | 101 | 0:00
|  |  | 250 | 0:00
|  |  | 513 | 24:00 | 99.084 | 99.482
|  |  | 725 | 24:00 | 99.084 | 99.482
|  |  | 864 | 24:00 | 99.084 | 99.482
|  |  | 976 | 24:00 | 99.084 | 99.482
|  |  | 1036 | 24:00 | 99.084 | 99.482
|  |  | 1037 | 24:00 | 99.084 | 99.482
|  |  | 981 | 24:00 | 99.084 | 99.482
|  |  | 869 | 24:00 | 99.084 | 99.482
|  |  | 734 | 24:00 | 99.084 | 99.482
|  |  | 524 | 24:00 | 99.084 | 99.482
|  |  | 310 | 24:00 | 99.084 | 99.482
|  |  | 110 | 24:00 | 99.084 | 99.482
|  |  | 0 | 0:00
|  |  | 0 | 0:00
|  |  | 0 | 0:00
|  |  | 0 | 0:00
|  |  | 0 | 0:00
|  |  | 0 | 0:00
|  |  | 0 | 0:00
|  |  | 0 | 0:00
|  |  | 0 | 0:00
|  |  | 0 | 0:00
|  |  | 90 | 0:00
|  |  | 254 | 0:00
|  |  | 494 | 24:00 | 99.084 | 99.482
|  |  | 703 | 24:00 | 99.084 | 99.482
|  |  | 838 | 24:00 | 99.084 | 99.482
|  |  | 975 | 24:00 | 99.084 | 99.482
|  |  | 1007 | 24:00 | 99.084 | 99.482
|  |  | 982 | 24:00 | 99.084 | 99.482
|  |  | 933 | 24:00 | 99.084 | 99.482
|  |  | 838 | 24:00 | 99.084 | 99.482
|  |  | 618 | 24:00 | 99.084 | 99.482
|  |  | 495 | 24:00 | 99.084 | 99.482
|  |  | 253 | 24:00 | 99.084 | 99.482
|  |  | 83 | 24:00 | 99.084 | 99.482
|  |  | 0 | 0:00
|  |  | 0 | 0:00
|  |  | 0 | 0:00
|  |  | 0 | 0:00
|  |  | 0 | 0:00
|  |  | 0 | 0:00
|  |  | 0 | 0:00
|  |  | 0 | 0:00
|  |  | 0 | 0:00
|  |  | 0 | 0:00
|  |  | 108 | 0:00
|  |  | 307 | 0:00
|  |  | 496 | 24:00 | 99.084 | 99.482
|  |  | 675 | 24:00 | 99.084 | 99.482
|  |  | 842 | 24:00 | 99.084 | 99.482
|  |  | 825 | 24:00 | 99.084 | 99.482
|  |  | 968 | 24:00 | 99.084 | 99.482
|  |  | 1059 | 24:00 | 99.084 | 99.482
|  |  | 933 | 24:00 | 99.084 | 99.482
|  |  | 872 | 24:00 | 99.084 | 99.482
|  |  | 497 | 24:00 | 99.084 | 99.482
|  |  | 424 | 24:00 | 99.084 | 99.482
|  |  | 180 | 24:00 | 99.084 | 99.482
|  |  | 96 | 24:00 | 99.084 | 99.482
|  |  | 0 | 0:00
|  |  | 0 | 0:00
|  |  | 0 | 0:00
|  |  | 0 | 0:00
|  |  | 0 | 0:00
|  |  | 0 | 0:00
|  |  | 0 | 0:00
|  |  | 0 | 0:00
|  |  | 0 | 0:00
|  |  | 0 | 0:00
|  |  | 99 | 0:00
|  |  | 266 | 0:00
|  |  | 402 | 24:00 | 99.084 | 99.482
|  |  | 691 | 24:00 | 99.084 | 99.482
|  |  | 201 | 24:00 | 99.084 | 99.482
|  |  | 753 | 24:00 | 99.084 | 99.482
|  |  | 977 | 24:00 | 99.084 | 99.482
|  |  | 1020 | 24:00 | 99.084 | 99.482
|  |  | 890 | 24:00 | 99.084 | 99.482
|  |  | 774 | 24:00 | 99.084 | 99.482
|  |  | 377 | 24:00 | 99.084 | 99.482
|  |  | 193 | 24:00 | 99.084 | 99.482
|  |  | 263 | 24:00 | 99.084 | 99.482
|  |  | 46 | 24:00 | 99.084 | 99.482
|  |  | 0 | 0:00
|  |  | 0 | 0:00
|  |  | 0 | 0:00
|  |  | 0 | 0:00
|  |  | 0 | 0:00
|  |  | 0 | 0:00
|  |  | 0 | 0:00
|  |  | 0 | 0:00
|  |  | 0 | 0:00
|  |  | 0 | 0:00
|  |  | 104 | 0:00
|  |  | 301 | 0:00
|  |  | 525 | 24:00 | 99.084 | 99.482
|  |  | 708 | 24:00 | 99.084 | 99.482
|  |  | 818 | 24:00 | 99.084 | 99.482
|  |  | 670 | 24:00 | 99.084 | 99.482
|  |  | 1020 | 24:00 | 99.084 | 99.482
|  |  | 949 | 24:00 | 99.084 | 99.482
|  |  | 934 | 24:00 | 99.084 | 99.482
|  |  | 690 | 24:00 | 99.084 | 99.482
|  |  | 665 | 24:00 | 99.084 | 99.482
|  |  | 458 | 24:00 | 99.084 | 99.482
|  |  | 247 | 24:00 | 99.084 | 99.482
|  |  | 63 | 24:00 | 99.084 | 99.482
|  |  | 0 | 0:00
|  |  | 0 | 0:00
|  |  | 0 | 0:00
|  |  | 0 | 0:00
|  |  | 0 | 0:00
|  |  | 0 | 0:00
|  |  | 0 | 0:00
|  |  | 0 | 0:00
|  |  | 0 | 0:00
|  |  | 0 | 0:00
|  |  | 93 | 0:00
|  |  | 287 | 0:00
|  |  | 497 | 24:00 | 99.084 | 99.482
|  |  | 707 | 24:00 | 99.084 | 99.482
|  |  | 849 | 24:00 | 99.084 | 99.482
|  |  | 963 | 24:00 | 99.084 | 99.482
|  |  | 1023 | 24:00 | 99.084 | 99.482
|  |  | 1025 | 24:00 | 99.084 | 99.482
|  |  | 969 | 24:00 | 99.084 | 99.482
|  |  | 859 | 24:00 | 99.084 | 99.482
|  |  | 672 | 24:00 | 99.084 | 99.482
|  |  | 475 | 24:00 | 99.084 | 99.482
|  |  | 188 | 24:00 | 99.084 | 99.482
|  |  | 71 | 24:00 | 99.084 | 99.482
|  |  | 0 | 0:00
|  |  | 0 | 0:00
|  |  | 0 | 0:00
|  |  | 0 | 0:00
|  |  | 0 | 0:00
|  |  | 0 | 0:00
|  |  | 0 | 0:00
|  |  | 0 | 0:00
|  |  | 0 | 0:00
|  |  | 0 | 0:00
|  |  | 101 | 0:00
|  |  | 301 | 0:00
|  |  | 508 | 24:00 | 99.084 | 99.482
|  |  | 635 | 24:00 | 99.084 | 99.482
|  |  | 771 | 24:00 | 99.084 | 99.482
|  |  | 911 | 24:00 | 99.084 | 99.482
|  |  | 987 | 24:00 | 99.084 | 99.482
|  |  | 927 | 24:00 | 99.084 | 99.482
|  |  | 924 | 24:00 | 99.084 | 99.482
|  |  | 845 | 24:00 | 99.084 | 99.482
|  |  | 684 | 24:00 | 99.084 | 99.482
|  |  | 413 | 24:00 | 99.084 | 99.482
|  |  | 298 | 24:00 | 99.084 | 99.482
|  |  | 103 | 24:00 | 99.084 | 99.482
|  |  | 0 | 0:00
|  |  | 0 | 0:00
|  |  | 0 | 0:00
|  |  | 0 | 0:00
|  |  | 0 | 0:00
|  |  | 0 | 0:00
|  |  | 0 | 0:00
|  |  | 0 | 0:00
|  |  | 0 | 0:00
|  |  | 0 | 0:00
|  |  | 105 | 0:00
|  |  | 304 | 0:00
|  |  | 514 | 24:00 | 99.084 | 99.482
|  |  | 708 | 24:00 | 99.084 | 99.482
|  |  | 867 | 24:00 | 99.084 | 99.482
|  |  | 916 | 24:00 | 99.084 | 99.482
|  |  | 1000 | 24:00 | 99.084 | 99.482
|  |  | 1013 | 24:00 | 99.084 | 99.482
|  |  | 927 | 24:00 | 99.084 | 99.482
|  |  | 848 | 24:00 | 99.084 | 99.482
|  |  | 566 | 24:00 | 99.084 | 99.482
|  |  | 425 | 24:00 | 99.084 | 99.482
|  |  | 167 | 24:00 | 99.084 | 99.482
|  |  | 94 | 24:00 | 99.084 | 99.482
|  |  | 0 | 0:00
|  |  | 0 | 0:00
|  |  | 0 | 0:00
|  |  | 0 | 0:00
|  |  | 0 | 0:00
|  |  | 0 | 0:00
|  |  | 0 | 0:00
|  |  | 0 | 0:00
|  |  | 0 | 0:00
|  |  | 0 | 0:00
|  |  | 90 | 0:00
|  |  | 282 | 0:00
|  |  | 493 | 24:00 | 99.084 | 99.482
|  |  | 704 | 24:00 | 99.084 | 99.482
|  |  | 848 | 24:00 | 99.084 | 99.482
|  |  | 962 | 24:00 | 99.084 | 99.482
|  |  | 908 | 24:00 | 99.084 | 99.482
|  |  | 976 | 24:00 | 99.084 | 99.482
|  |  | 971 | 24:00 | 99.084 | 99.482
|  |  | 803 | 24:00 | 99.084 | 99.482
|  |  | 700 | 24:00 | 99.084 | 99.482
|  |  | 508 | 24:00 | 99.084 | 99.482
|  |  | 288 | 24:00 | 99.084 | 99.482
|  |  | 67 | 24:00 | 99.084 | 99.482
|  |  | 0 | 0:00
|  |  | 0 | 0:00
|  |  | 0 | 0:00
|  |  | 0 | 0:00
|  |  | 0 | 0:00
|  |  | 0 | 0:00
|  |  | 0 | 0:00
|  |  | 0 | 0:00
|  |  | 0 | 0:00
|  |  | 0 | 0:00
|  |  | 98 | 0:00
|  |  | 294 | 0:00
|  |  | 520 | 24:00 | 99.084 | 99.482
|  |  | 705 | 24:00 | 99.084 | 99.482
|  |  | 867 | 24:00 | 99.084 | 99.482
|  |  | 928 | 24:00 | 99.084 | 99.482
|  |  | 1015 | 24:00 | 99.084 | 99.482
|  |  | 1026 | 24:00 | 99.084 | 99.482
|  |  | 906 | 24:00 | 99.084 | 99.482
|  |  | 748 | 24:00 | 99.084 | 99.482
|  |  | 583 | 24:00 | 99.084 | 99.482
|  |  | 209 | 24:00 | 99.084 | 99.482
|  |  | 314 | 24:00 | 99.084 | 99.482
|  |  | 108 | 24:00 | 99.084 | 99.482
|  |  | 0 | 0:00
|  |  | 0 | 0:00
|  |  | 0 | 0:00
|  |  | 0 | 0:00
|  |  | 0 | 0:00
|  |  | 0 | 0:00
|  |  | 0 | 0:00
|  |  | 0 | 0:00
|  |  | 0 | 0:00
|  |  | 0 | 0:00
|  |  | 88 | 0:00
|  |  | 259 | 0:00
|  |  | 449 | 24:00 | 99.084 | 99.482
|  |  | 144 | 24:00 | 99.084 | 99.482
|  |  | 632 | 24:00 | 99.084 | 99.482
|  |  | 912 | 24:00 | 99.084 | 99.482
|  |  | 761 | 24:00 | 99.084 | 99.482
|  |  | 563 | 24:00 | 99.084 | 99.482
|  |  | 498 | 24:00 | 99.084 | 99.482
|  |  | 559 | 24:00 | 99.084 | 99.482
|  |  | 620 | 24:00 | 99.084 | 99.482
|  |  | 362 | 24:00 | 99.084 | 99.482
|  |  | 272 | 24:00 | 99.084 | 99.482
|  |  | 89 | 24:00 | 99.084 | 99.482
|  |  | 0 | 0:00
|  |  | 0 | 0:00
|  |  | 0 | 0:00
|  |  | 0 | 0:00
|  |  | 0 | 0:00
|  |  | 0 | 0:00
|  |  | 0 | 0:00
|  |  | 0 | 0:00
|  |  | 0 | 0:00
|  |  | 0 | 0:00
|  |  | 38 | 0:00
|  |  | 122 | 0:00
|  |  | 296 | 24:00 | 99.084 | 99.482
|  |  | 543 | 24:00 | 99.084 | 99.482
|  |  | 816 | 24:00 | 99.084 | 99.482
|  |  | 885 | 24:00 | 99.084 | 99.482
|  |  | 970 | 24:00 | 99.084 | 99.482
|  |  | 966 | 24:00 | 99.084 | 99.482
|  |  | 538 | 24:00 | 99.084 | 99.482
|  |  | 828 | 24:00 | 99.084 | 99.482
|  |  | 549 | 24:00 | 99.084 | 99.482
|  |  | 258 | 24:00 | 99.084 | 99.482
|  |  | 275 | 24:00 | 99.084 | 99.482
|  |  | 94 | 24:00 | 99.084 | 99.482
|  |  | 0 | 0:00
|  |  | 0 | 0:00
|  |  | 0 | 0:00
|  |  | 0 | 0:00
|  |  | 0 | 0:00
|  |  | 0 | 0:00
|  |  | 0 | 0:00
|  |  | 0 | 0:00
|  |  | 0 | 0:00
|  |  | 0 | 0:00
|  |  | 44 | 0:00
|  |  | 65 | 0:00
|  |  | 333 | 24:00 | 99.084 | 99.482
|  |  | 288 | 24:00 | 99.084 | 99.482
|  |  | 666 | 24:00 | 99.084 | 99.482
|  |  | 901 | 24:00 | 99.084 | 99.482
|  |  | 857 | 24:00 | 99.084 | 99.482
|  |  | 688 | 24:00 | 99.084 | 99.482
|  |  | 747 | 24:00 | 99.084 | 99.482
|  |  | 294 | 24:00 | 99.084 | 99.482
|  |  | 530 | 24:00 | 99.084 | 99.482
|  |  | 337 | 24:00 | 99.084 | 99.482
|  |  | 295 | 24:00 | 99.084 | 99.482
|  |  | 90 | 24:00 | 99.084 | 99.482
|  |  | 0 | 0:00
|  |  | 0 | 0:00
|  |  | 0 | 0:00
|  |  | 0 | 0:00
|  |  | 0 | 0:00
|  |  | 0 | 0:00
|  |  | 0 | 0:00
|  |  | 0 | 0:00
|  |  | 0 | 0:00
|  |  | 0 | 0:00
|  |  | 94 | 0:00
|  |  | 295 | 0:00
|  |  | 400 | 24:00 | 99.084 | 99.482
|  |  | 679 | 24:00 | 99.084 | 99.482
|  |  | 758 | 24:00 | 99.084 | 99.482
|  |  | 686 | 24:00 | 99.084 | 99.482
|  |  | 969 | 24:00 | 99.084 | 99.482
|  |  | 1052 | 24:00 | 99.084 | 99.482
|  |  | 1026 | 24:00 | 99.084 | 99.482
|  |  | 593 | 24:00 | 99.084 | 99.482
|  |  | 576 | 24:00 | 99.084 | 99.482
|  |  | 382 | 24:00 | 99.084 | 99.482
|  |  | 164 | 24:00 | 99.084 | 99.482
|  |  | 44 | 24:00 | 99.084 | 99.482
|  |  | 0 | 0:00
|  |  | 0 | 0:00
|  |  | 0 | 0:00
|  |  | 0 | 0:00
|  |  | 0 | 0:00
|  |  | 0 | 0:00
|  |  | 0 | 0:00
|  |  | 0 | 0:00
|  |  | 0 | 0:00
|  |  | 0 | 0:00
|  |  | 100 | 0:00
|  |  | 296 | 0:00
|  |  | 481 | 24:00 | 99.084 | 99.482
|  |  | 662 | 24:00 | 99.084 | 99.482
|  |  | 754 | 24:00 | 99.084 | 99.482
|  |  | 876 | 24:00 | 99.084 | 99.482
|  |  | 922 | 24:00 | 99.084 | 99.482
|  |  | 816 | 24:00 | 99.084 | 99.482
|  |  | 849 | 24:00 | 99.084 | 99.482
|  |  | 917 | 24:00 | 99.084 | 99.482
|  |  | 314 | 24:00 | 99.084 | 99.482
|  |  | 494 | 24:00 | 99.084 | 99.482
|  |  | 298 | 24:00 | 99.084 | 99.482
|  |  | 91 | 24:00 | 99.084 | 99.482
|  |  | 0 | 0:00
|  |  | 0 | 0:00
|  |  | 0 | 0:00
|  |  | 0 | 0:00
|  |  | 0 | 0:00
|  |  | 0 | 0:00
|  |  | 0 | 0:00
|  |  | 0 | 0:00
|  |  | 0 | 0:00
|  |  | 0 | 0:00
|  |  | 41 | 0:00
|  |  | 97 | 0:00
|  |  | 333 | 24:00 | 99.084 | 99.482
|  |  | 463 | 24:00 | 99.084 | 99.482
|  |  | 813 | 24:00 | 99.084 | 99.482
|  |  | 911 | 24:00 | 99.084 | 99.482
|  |  | 1013 | 24:00 | 99.084 | 99.482
|  |  | 916 | 24:00 | 99.084 | 99.482
|  |  | 491 | 24:00 | 99.084 | 99.482
|  |  | 391 | 24:00 | 99.084 | 99.482
|  |  | 458 | 24:00 | 99.084 | 99.482
|  |  | 274 | 24:00 | 99.084 | 99.482
|  |  | 208 | 24:00 | 99.084 | 99.482
|  |  | 82 | 24:00 | 99.084 | 99.482
|  |  | 0 | 0:00
|  |  | 0 | 0:00
|  |  | 0 | 0:00
|  |  | 0 | 0:00
|  |  | 0 | 0:00
|  |  | 0 | 0:00
|  |  | 0 | 0:00
|  |  | 0 | 0:00
|  |  | 0 | 0:00
|  |  | 0 | 0:00
|  |  | 82 | 0:00
|  |  | 267 | 0:00
|  |  | 487 | 24:00 | 99.084 | 99.482
|  |  | 698 | 24:00 | 99.084 | 99.482
|  |  | 761 | 24:00 | 99.084 | 99.482
|  |  | 881 | 24:00 | 99.084 | 99.482
|  |  | 1061 | 24:00 | 99.084 | 99.482
|  |  | 538 | 24:00 | 99.084 | 99.482
|  |  | 816 | 24:00 | 99.084 | 99.482
|  |  | 286 | 24:00 | 99.084 | 99.482
|  |  | 232 | 24:00 | 99.084 | 99.482
|  |  | 393 | 24:00 | 99.084 | 99.482
|  |  | 76 | 24:00 | 99.084 | 99.482
|  |  | 64 | 24:00 | 99.084 | 99.482
|  |  | 0 | 0:00
|  |  | 0 | 0:00
|  |  | 0 | 0:00
|  |  | 0 | 0:00
|  |  | 0 | 0:00
|  |  | 0 | 0:00
|  |  | 0 | 0:00
|  |  | 0 | 0:00
|  |  | 0 | 0:00
|  |  | 0 | 0:00
|  |  | 85 | 0:00
|  |  | 276 | 0:00
|  |  | 498 | 24:00 | 99.084 | 99.482
|  |  | 682 | 24:00 | 99.084 | 99.482
|  |  | 844 | 24:00 | 99.084 | 99.482
|  |  | 960 | 24:00 | 99.084 | 99.482
|  |  | 1022 | 24:00 | 99.084 | 99.482
|  |  | 947 | 24:00 | 99.084 | 99.482
|  |  | 898 | 24:00 | 99.084 | 99.482
|  |  | 798 | 24:00 | 99.084 | 99.482
|  |  | 596 | 24:00 | 99.084 | 99.482
|  |  | 347 | 24:00 | 99.084 | 99.482
|  |  | 237 | 24:00 | 99.084 | 99.482
|  |  | 108 | 24:00 | 99.084 | 99.482
|  |  | 0 | 0:00
|  |  | 0 | 0:00
|  |  | 0 | 0:00
|  |  | 0 | 0:00
|  |  | 0 | 0:00
|  |  | 0 | 0:00
|  |  | 0 | 0:00
|  |  | 0 | 0:00
|  |  | 0 | 0:00
|  |  | 0 | 0:00
|  |  | 95 | 0:00
|  |  | 292 | 0:00
|  |  | 505 | 24:00 | 99.084 | 99.482
|  |  | 703 | 24:00 | 99.084 | 99.482
|  |  | 867 | 24:00 | 99.084 | 99.482
|  |  | 983 | 24:00 | 99.084 | 99.482
|  |  | 1047 | 24:00 | 99.084 | 99.482
|  |  | 1050 | 24:00 | 99.084 | 99.482
|  |  | 997 | 24:00 | 99.084 | 99.482
|  |  | 888 | 24:00 | 99.084 | 99.482
|  |  | 731 | 24:00 | 99.084 | 99.482
|  |  | 537 | 24:00 | 99.084 | 99.482
|  |  | 324 | 24:00 | 99.084 | 99.482
|  |  | 120 | 24:00 | 99.084 | 99.482
|  |  | 0 | 0:00
|  |  | 0 | 0:00
|  |  | 0 | 0:00
|  |  | 0 | 0:00
|  |  | 0 | 0:00
|  |  | 0 | 0:00
|  |  | 0 | 0:00
|  |  | 0 | 0:00
|  |  | 0 | 0:00
|  |  | 0 | 0:00
|  |  | 84 | 0:00
|  |  | 278 | 0:00
|  |  | 493 | 24:00 | 99.084 | 99.482
|  |  | 692 | 24:00 | 99.084 | 99.482
|  |  | 855 | 24:00 | 99.084 | 99.482
|  |  | 973 | 24:00 | 99.084 | 99.482
|  |  | 985 | 24:00 | 99.084 | 99.482
|  |  | 968 | 24:00 | 99.084 | 99.482
|  |  | 787 | 24:00 | 99.084 | 99.482
|  |  | 873 | 24:00 | 99.084 | 99.482
|  |  | 664 | 24:00 | 99.084 | 99.482
|  |  | 473 | 24:00 | 99.084 | 99.482
|  |  | 227 | 24:00 | 99.084 | 99.482
|  |  | 97 | 24:00 | 99.084 | 99.482
|  |  | 0 | 0:00
|  |  | 0 | 0:00
|  |  | 0 | 0:00
|  |  | 0 | 0:00
|  |  | 0 | 0:00
|  |  | 0 | 0:00
|  |  | 0 | 0:00
|  |  | 0 | 0:00
|  |  | 0 | 0:00
|  |  | 0 | 0:00
|  |  | 68 | 0:00
|  |  | 245 | 0:00
|  |  | 464 | 24:00 | 99.084 | 99.482
|  |  | 672 | 24:00 | 99.084 | 99.482
|  |  | 829 | 24:00 | 99.084 | 99.482
|  |  | 961 | 24:00 | 99.084 | 99.482
|  |  | 991 | 24:00 | 99.084 | 99.482
|  |  | 1021 | 24:00 | 99.084 | 99.482
|  |  | 922 | 24:00 | 99.084 | 99.482
|  |  | 735 | 24:00 | 99.084 | 99.482
|  |  | 638 | 24:00 | 99.084 | 99.482
|  |  | 387 | 24:00 | 99.084 | 99.482
|  |  | 255 | 24:00 | 99.084 | 99.482
|  |  | 72 | 24:00 | 99.084 | 99.482
|  |  | 0 | 0:00
|  |  | 0 | 0:00
|  |  | 0 | 0:00
|  |  | 0 | 0:00
|  |  | 0 | 0:00
|  |  | 0 | 0:00
|  |  | 0 | 0:00
|  |  | 0 | 0:00
|  |  | 0 | 0:00
|  |  | 0 | 0:00
|  |  | 77 | 0:00
|  |  | 263 | 0:00
|  |  | 485 | 24:00 | 99.084 | 99.482
|  |  | 674 | 24:00 | 99.084 | 99.482
|  |  | 836 | 24:00 | 99.084 | 99.482
|  |  | 953 | 24:00 | 99.084 | 99.482
|  |  | 986 | 24:00 | 99.084 | 99.482
|  |  | 1017 | 24:00 | 99.084 | 99.482
|  |  | 956 | 24:00 | 99.084 | 99.482
|  |  | 743 | 24:00 | 99.084 | 99.482
|  |  | 614 | 24:00 | 99.084 | 99.482
|  |  | 286 | 24:00 | 99.084 | 99.482
|  |  | 247 | 24:00 | 99.084 | 99.482
|  |  | 51 | 24:00 | 99.084 | 99.482
|  |  | 0 | 0:00
|  |  | 0 | 0:00
|  |  | 0 | 0:00
|  |  | 0 | 0:00
|  |  | 0 | 0:00
|  |  | 0 | 0:00
|  |  | 0 | 0:00
|  |  | 0 | 0:00
|  |  | 0 | 0:00
|  |  | 0 | 0:00
|  |  | 63 | 0:00
|  |  | 232 | 0:00
|  |  | 369 | 24:00 | 99.084 | 99.482
|  |  | 589 | 24:00 | 99.084 | 99.482
|  |  | 808 | 24:00 | 99.084 | 99.482
|  |  | 912 | 24:00 | 99.084 | 99.482
|  |  | 785 | 24:00 | 99.084 | 99.482
|  |  | 690 | 24:00 | 99.084 | 99.482
|  |  | 947 | 24:00 | 99.084 | 99.482
|  |  | 422 | 24:00 | 99.084 | 99.482
|  |  | 339 | 24:00 | 99.084 | 99.482
|  |  | 307 | 24:00 | 99.084 | 99.482
|  |  | 104 | 24:00 | 99.084 | 99.482
|  |  | 43 | 24:00 | 99.084 | 99.482
|  |  | 0 | 0:00
|  |  | 0 | 0:00
|  |  | 0 | 0:00
|  |  | 0 | 0:00
|  |  | 0 | 0:00
|  |  | 0 | 0:00
|  |  | 0 | 0:00
|  |  | 0 | 0:00
|  |  | 0 | 0:00
|  |  | 0 | 0:00
|  |  | 61 | 0:00
|  |  | 229 | 0:00
|  |  | 420 | 24:00 | 99.084 | 99.482
|  |  | 640 | 24:00 | 99.084 | 99.482
|  |  | 777 | 24:00 | 99.084 | 99.482
|  |  | 793 | 24:00 | 99.084 | 99.482
|  |  | 959 | 24:00 | 99.084 | 99.482
|  |  | 789 | 24:00 | 99.084 | 99.482
|  |  | 805 | 24:00 | 99.084 | 99.482
|  |  | 356 | 24:00 | 99.084 | 99.482
|  |  | 519 | 24:00 | 99.084 | 99.482
|  |  | 336 | 24:00 | 99.084 | 99.482
|  |  | 104 | 24:00 | 99.084 | 99.482
|  |  | 75 | 24:00 | 99.084 | 99.482
|  |  | 0 | 0:00
|  |  | 0 | 0:00
|  |  | 0 | 0:00
|  |  | 0 | 0:00
|  |  | 0 | 0:00
|  |  | 0 | 0:00
|  |  | 0 | 0:00
|  |  | 0 | 0:00
|  |  | 0 | 0:00
|  |  | 0 | 0:00
|  |  | 69 | 0:00
|  |  | 200 | 0:00
|  |  | 432 | 24:00 | 99.084 | 99.482
|  |  | 579 | 24:00 | 99.084 | 99.482
|  |  | 689 | 24:00 | 99.084 | 99.482
|  |  | 837 | 24:00 | 99.084 | 99.482
|  |  | 799 | 24:00 | 99.084 | 99.482
|  |  | 870 | 24:00 | 99.084 | 99.482
|  |  | 902 | 24:00 | 99.084 | 99.482
|  |  | 496 | 24:00 | 99.084 | 99.482
|  |  | 267 | 24:00 | 99.084 | 99.482
|  |  | 312 | 24:00 | 99.084 | 99.482
|  |  | 96 | 24:00 | 99.084 | 99.482
|  |  | 34 | 24:00 | 99.084 | 99.482
|  |  | 0 | 0:00
|  |  | 0 | 0:00
|  |  | 0 | 0:00
|  |  | 0 | 0:00
|  |  | 0 | 0:00
|  |  | 0 | 0:00
|  |  | 0 | 0:00
|  |  | 0 | 0:00
|  |  | 0 | 0:00
|  |  | 0 | 0:00
|  |  | 58 | 0:00
|  |  | 125 | 0:00
|  |  | 315 | 24:00 | 99.084 | 99.482
|  |  | 641 | 24:00 | 99.084 | 99.482
|  |  | 801 | 24:00 | 99.084 | 99.482
|  |  | 856 | 24:00 | 99.084 | 99.482
|  |  | 767 | 24:00 | 99.084 | 99.482
|  |  | 688 | 24:00 | 99.084 | 99.482
|  |  | 487 | 24:00 | 99.084 | 99.482
|  |  | 563 | 24:00 | 99.084 | 99.482
|  |  | 449 | 24:00 | 99.084 | 99.482
|  |  | 351 | 24:00 | 99.084 | 99.482
|  |  | 109 | 24:00 | 99.084 | 99.482
|  |  | 52 | 24:00 | 99.084 | 99.482
|  |  | 0 | 0:00
|  |  | 0 | 0:00
|  |  | 0 | 0:00
|  |  | 0 | 0:00
|  |  | 0 | 0:00
|  |  | 0 | 0:00
|  |  | 0 | 0:00
|  |  | 0 | 0:00
|  |  | 0 | 0:00
|  |  | 0 | 0:00
|  |  | 35 | 0:00
|  |  | 140 | 0:00
|  |  | 288 | 24:00 | 99.084 | 99.482
|  |  | 375 | 24:00 | 99.084 | 99.482
|  |  | 344 | 24:00 | 99.084 | 99.482
|  |  | 555 | 24:00 | 99.084 | 99.482
|  |  | 779 | 24:00 | 99.084 | 99.482
|  |  | 642 | 24:00 | 99.084 | 99.482
|  |  | 325 | 24:00 | 99.084 | 99.482
|  |  | 287 | 24:00 | 99.084 | 99.482
|  |  | 235 | 24:00 | 99.084 | 99.482
|  |  | 171 | 24:00 | 99.084 | 99.482
|  |  | 101 | 24:00 | 99.084 | 99.482
|  |  | 26 | 24:00 | 97.156 | 97.958
|  |  | 0 | 0:00
|  |  | 0 | 0:00
|  |  | 0 | 0:00
|  |  | 0 | 0:00
|  |  | 0 | 0:00
|  |  | 0 | 0:00
|  |  | 0 | 0:00
|  |  | 0 | 0:00
|  |  | 0 | 0:00
|  |  | 0 | 0:00
|  |  | 28 | 0:00
|  |  | 54 | 0:00
|  |  | 104 | 24:00 | 99.084 | 99.482
|  |  | 214 | 24:00 | 99.084 | 99.482
|  |  | 230 | 24:00 | 99.084 | 99.482
|  |  | 225 | 24:00 | 99.084 | 99.482
|  |  | 335 | 24:00 | 99.084 | 99.482
|  |  | 336 | 24:00 | 99.084 | 99.482
|  |  | 317 | 24:00 | 99.084 | 99.482
|  |  | 641 | 24:00 | 99.084 | 99.482
|  |  | 223 | 24:00 | 99.084 | 99.482
|  |  | 157 | 24:00 | 99.084 | 99.482
|  |  | 87 | 24:00 | 99.084 | 99.482
|  |  | 45 | 24:00 | 99.084 | 99.482
|  |  | 0 | 0:00
|  |  | 0 | 0:00
|  |  | 0 | 0:00
|  |  | 0 | 0:00
|  |  | 0 | 0:00
|  |  | 0 | 0:00
|  |  | 0 | 0:00
|  |  | 0 | 0:00
|  |  | 0 | 0:00
|  |  | 0 | 0:00
|  |  | 29 | 0:00
|  |  | 74 | 0:00
|  |  | 322 | 24:00 | 99.084 | 99.482
|  |  | 211 | 24:00 | 99.084 | 99.482
|  |  | 270 | 24:00 | 99.084 | 99.482
|  |  | 311 | 24:00 | 99.084 | 99.482
|  |  | 334 | 24:00 | 99.084 | 99.482
|  |  | 335 | 24:00 | 99.084 | 99.482
|  |  | 316 | 24:00 | 99.084 | 99.482
|  |  | 277 | 24:00 | 99.084 | 99.482
|  |  | 273 | 24:00 | 99.084 | 99.482
|  |  | 191 | 24:00 | 99.084 | 99.482
|  |  | 155 | 24:00 | 99.084 | 99.482
|  |  | 57 | 24:00 | 99.084 | 99.482
|  |  | 0 | 0:00
|  |  | 0 | 0:00
|  |  | 0 | 0:00
|  |  | 0 | 0:00
|  |  | 0 | 0:00
|  |  | 0 | 0:00
|  |  | 0 | 0:00
|  |  | 0 | 0:00
|  |  | 0 | 0:00
|  |  | 0 | 0:00
|  |  | 36 | 0:00
|  |  | 122 | 0:00
|  |  | 421 | 24:00 | 99.084 | 99.482
|  |  | 584 | 24:00 | 99.084 | 99.482
|  |  | 787 | 24:00 | 99.084 | 99.482
|  |  | 984 | 24:00 | 99.084 | 99.482
|  |  | 905 | 24:00 | 99.084 | 99.482
|  |  | 1068 | 24:00 | 99.084 | 99.482
|  |  | 580 | 24:00 | 99.084 | 99.482
|  |  | 204 | 24:00 | 99.084 | 99.482
|  |  | 342 | 24:00 | 99.084 | 99.482
|  |  | 436 | 24:00 | 99.084 | 99.482
|  |  | 250 | 24:00 | 99.084 | 99.482
|  |  | 45 | 24:00 | 99.084 | 99.482
|  |  | 0 | 0:00
|  |  | 0 | 0:00
|  |  | 0 | 0:00
|  |  | 0 | 0:00
|  |  | 0 | 0:00
|  |  | 0 | 0:00
|  |  | 0 | 0:00
|  |  | 0 | 0:00
|  |  | 0 | 0:00
|  |  | 0 | 0:00
|  |  | 56 | 0:00
|  |  | 234 | 0:00
|  |  | 415 | 24:00 | 99.084 | 99.482
|  |  | 660 | 24:00 | 99.084 | 99.482
|  |  | 723 | 24:00 | 99.084 | 99.482
|  |  | 824 | 24:00 | 99.084 | 99.482
|  |  | 845 | 24:00 | 99.084 | 99.482
|  |  | 412 | 24:00 | 99.084 | 99.482
|  |  | 617 | 24:00 | 99.084 | 99.482
|  |  | 278 | 24:00 | 99.084 | 99.482
|  |  | 274 | 24:00 | 99.084 | 99.482
|  |  | 267 | 24:00 | 99.084 | 99.482
|  |  | 218 | 24:00 | 99.084 | 99.482
|  |  | 59 | 24:00 | 99.084 | 99.482
|  |  | 0 | 0:00
|  |  | 0 | 0:00
|  |  | 0 | 0:00
|  |  | 0 | 0:00
|  |  | 0 | 0:00
|  |  | 0 | 0:00
|  |  | 0 | 0:00
|  |  | 0 | 0:00
|  |  | 0 | 0:00
|  |  | 0 | 0:00
|  |  | 59 | 0:00
|  |  | 243 | 0:00
|  |  | 464 | 24:00 | 99.084 | 99.482
|  |  | 649 | 24:00 | 99.084 | 99.482
|  |  | 790 | 24:00 | 99.084 | 99.482
|  |  | 925 | 24:00 | 99.084 | 99.482
|  |  | 767 | 24:00 | 99.084 | 99.482
|  |  | 1033 | 24:00 | 99.084 | 99.482
|  |  | 791 | 24:00 | 99.084 | 99.482
|  |  | 720 | 24:00 | 99.084 | 99.482
|  |  | 651 | 24:00 | 99.084 | 99.482
|  |  | 482 | 24:00 | 99.084 | 99.482
|  |  | 263 | 24:00 | 99.084 | 99.482
|  |  | 84 | 24:00 | 99.084 | 99.482
|  |  | 0 | 0:00
|  |  | 0 | 0:00
|  |  | 0 | 0:00
|  |  | 0 | 0:00
|  |  | 0 | 0:00
|  |  | 0 | 0:00
|  |  | 0 | 0:00
|  |  | 0 | 0:00
|  |  | 0 | 0:00
|  |  | 0 | 0:00
|  |  | 52 | 0:00
|  |  | 227 | 0:00
|  |  | 449 | 24:00 | 99.084 | 99.482
|  |  | 651 | 24:00 | 99.084 | 99.482
|  |  | 835 | 24:00 | 99.084 | 99.482
|  |  | 927 | 24:00 | 99.084 | 99.482
|  |  | 992 | 24:00 | 99.084 | 99.482
|  |  | 997 | 24:00 | 99.084 | 99.482
|  |  | 930 | 24:00 | 99.084 | 99.482
|  |  | 798 | 24:00 | 99.084 | 99.482
|  |  | 649 | 24:00 | 99.084 | 99.482
|  |  | 459 | 24:00 | 99.084 | 99.482
|  |  | 247 | 24:00 | 99.084 | 99.482
|  |  | 67 | 24:00 | 99.084 | 99.482
|  |  | 0 | 0:00
|  |  | 0 | 0:00
|  |  | 0 | 0:00
|  |  | 0 | 0:00
|  |  | 0 | 0:00
|  |  | 0 | 0:00
|  |  | 0 | 0:00
|  |  | 0 | 0:00
|  |  | 0 | 0:00
|  |  | 0 | 0:00
|  |  | 49 | 0:00
|  |  | 220 | 0:00
|  |  | 446 | 24:00 | 99.084 | 99.482
|  |  | 648 | 24:00 | 99.084 | 99.482
|  |  | 832 | 24:00 | 99.084 | 99.482
|  |  | 925 | 24:00 | 99.084 | 99.482
|  |  | 990 | 24:00 | 99.084 | 99.482
|  |  | 957 | 24:00 | 99.084 | 99.482
|  |  | 938 | 24:00 | 99.084 | 99.482
|  |  | 779 | 24:00 | 99.084 | 99.482
|  |  | 631 | 24:00 | 99.084 | 99.482
|  |  | 445 | 24:00 | 99.084 | 99.482
|  |  | 220 | 24:00 | 99.084 | 99.482
|  |  | 68 | 24:00 | 99.084 | 99.482
|  |  | 0 | 0:00
|  |  | 0 | 0:00
|  |  | 0 | 0:00
|  |  | 0 | 0:00
|  |  | 0 | 0:00
|  |  | 0 | 0:00
|  |  | 0 | 0:00
|  |  | 0 | 0:00
|  |  | 0 | 0:00
|  |  | 0 | 0:00
|  |  | 49 | 0:00
|  |  | 208 | 0:00
|  |  | 435 | 24:00 | 99.084 | 99.482
|  |  | 513 | 24:00 | 99.084 | 99.482
|  |  | 805 | 24:00 | 99.084 | 99.482
|  |  | 777 | 24:00 | 99.084 | 99.482
|  |  | 1040 | 24:00 | 99.084 | 99.482
|  |  | 806 | 24:00 | 99.084 | 99.482
|  |  | 785 | 24:00 | 99.084 | 99.482
|  |  | 698 | 24:00 | 99.084 | 99.482
|  |  | 258 | 24:00 | 99.084 | 99.482
|  |  | 267 | 24:00 | 99.084 | 99.482
|  |  | 186 | 24:00 | 99.084 | 99.482
|  |  | 50 | 24:00 | 99.084 | 99.482
|  |  | 0 | 0:00
|  |  | 0 | 0:00
|  |  | 0 | 0:00
|  |  | 0 | 0:00
|  |  | 0 | 0:00
|  |  | 0 | 0:00
|  |  | 0 | 0:00
|  |  | 0 | 0:00
|  |  | 0 | 0:00
|  |  | 0 | 0:00
|  |  | 50 | 0:00
|  |  | 228 | 0:00
|  |  | 442 | 24:00 | 99.084 | 99.482
|  |  | 658 | 24:00 | 99.084 | 99.482
|  |  | 807 | 24:00 | 99.084 | 99.482
|  |  | 886 | 24:00 | 99.084 | 99.482
|  |  | 947 | 24:00 | 99.084 | 99.482
|  |  | 980 | 24:00 | 99.084 | 99.482
|  |  | 889 | 24:00 | 99.084 | 99.482
|  |  | 733 | 24:00 | 99.084 | 99.482
|  |  | 434 | 24:00 | 99.084 | 99.482
|  |  | 414 | 24:00 | 99.084 | 99.482
|  |  | 201 | 24:00 | 99.084 | 99.482
|  |  | 66 | 24:00 | 99.084 | 99.482
|  |  | 0 | 0:00
|  |  | 0 | 0:00
|  |  | 0 | 0:00
|  |  | 0 | 0:00
|  |  | 0 | 0:00
|  |  | 0 | 0:00
|  |  | 0 | 0:00
|  |  | 0 | 0:00
|  |  | 0 | 0:00
|  |  | 0 | 0:00
|  |  | 0 | 0:00
|  |  | 192 | 0:00
|  |  | 152 | 24:00 | 99.084 | 99.482
|  |  | 243 | 24:00 | 99.084 | 99.482
|  |  | 694 | 24:00 | 99.084 | 99.482
|  |  | 876 | 24:00 | 99.084 | 99.482
|  |  | 968 | 24:00 | 99.084 | 99.482
|  |  | 981 | 24:00 | 99.084 | 99.482
|  |  | 914 | 24:00 | 99.084 | 99.482
|  |  | 398 | 24:00 | 99.084 | 99.482
|  |  | 125 | 24:00 | 99.084 | 99.482
|  |  | 204 | 24:00 | 99.084 | 99.482
|  |  | 268 | 24:00 | 99.084 | 99.482
|  |  | 72 | 24:00 | 99.084 | 99.482
|  |  | 0 | 0:00
|  |  | 0 | 0:00
|  |  | 0 | 0:00
|  |  | 0 | 0:00
|  |  | 0 | 0:00
|  |  | 0 | 0:00
|  |  | 0 | 0:00
|  |  | 0 | 0:00
|  |  | 0 | 0:00
|  |  | 0 | 0:00
|  |  | 0 | 0:00
|  |  | 243 | 0:00
|  |  | 457 | 24:00 | 99.084 | 99.482
|  |  | 671 | 24:00 | 99.084 | 99.482
|  |  | 827 | 24:00 | 99.084 | 99.482
|  |  | 932 | 24:00 | 99.084 | 99.482
|  |  | 1005 | 24:00 | 99.084 | 99.482
|  |  | 993 | 24:00 | 99.084 | 99.482
|  |  | 957 | 24:00 | 99.084 | 99.482
|  |  | 159 | 24:00 | 99.084 | 99.482
|  |  | 132 | 24:00 | 99.084 | 99.482
|  |  | 86 | 24:00 | 99.084 | 99.482
|  |  | 111 | 24:00 | 99.084 | 99.482
|  |  | 70 | 24:00 | 99.084 | 99.482
|  |  | 0 | 0:00
|  |  | 0 | 0:00
|  |  | 0 | 0:00
|  |  | 0 | 0:00
|  |  | 0 | 0:00
|  |  | 0 | 0:00
|  |  | 0 | 0:00
|  |  | 0 | 0:00
|  |  | 0 | 0:00
|  |  | 0 | 0:00
|  |  | 0 | 0:00
|  |  | 243 | 0:00
|  |  | 472 | 24:00 | 99.084 | 99.482
|  |  | 661 | 24:00 | 99.084 | 99.482
|  |  | 803 | 24:00 | 99.084 | 99.482
|  |  | 907 | 24:00 | 99.084 | 99.482
|  |  | 980 | 24:00 | 99.084 | 99.482
|  |  | 985 | 24:00 | 99.084 | 99.482
|  |  | 937 | 24:00 | 99.084 | 99.482
|  |  | 841 | 24:00 | 99.084 | 99.482
|  |  | 670 | 24:00 | 99.084 | 99.482
|  |  | 478 | 24:00 | 99.084 | 99.482
|  |  | 262 | 24:00 | 99.084 | 99.482
|  |  | 69 | 24:00 | 99.084 | 99.482
|  |  | 0 | 0:00
|  |  | 0 | 0:00
|  |  | 0 | 0:00
|  |  | 0 | 0:00
|  |  | 0 | 0:00
|  |  | 0 | 0:00
|  |  | 0 | 0:00
|  |  | 0 | 0:00
|  |  | 0 | 0:00
|  |  | 0 | 0:00
|  |  | 0 | 0:00
|  |  | 248 | 0:00
|  |  | 430 | 24:00 | 99.084 | 99.482
|  |  | 643 | 24:00 | 99.084 | 99.482
|  |  | 776 | 24:00 | 99.084 | 99.482
|  |  | 886 | 24:00 | 99.084 | 99.482
|  |  | 967 | 24:00 | 99.084 | 99.482
|  |  | 986 | 24:00 | 99.084 | 99.482
|  |  | 972 | 24:00 | 99.084 | 99.482
|  |  | 609 | 24:00 | 99.084 | 99.482
|  |  | 638 | 24:00 | 99.084 | 99.482
|  |  | 209 | 24:00 | 99.084 | 99.482
|  |  | 53 | 24:00 | 99.084 | 99.482
|  |  | 63 | 24:00 | 99.084 | 99.482
|  |  | 0 | 0:00
|  |  | 0 | 0:00
|  |  | 0 | 0:00
|  |  | 0 | 0:00
|  |  | 0 | 0:00
|  |  | 0 | 0:00
|  |  | 0 | 0:00
|  |  | 0 | 0:00
|  |  | 0 | 0:00
|  |  | 0 | 0:00
|  |  | 0 | 0:00
|  |  | 225 | 0:00
|  |  | 409 | 24:00 | 99.084 | 99.482
|  |  | 637 | 24:00 | 99.084 | 99.482
|  |  | 774 | 24:00 | 99.084 | 99.482
|  |  | 883 | 24:00 | 99.084 | 99.482
|  |  | 949 | 24:00 | 99.084 | 99.482
|  |  | 952 | 24:00 | 99.084 | 99.482
|  |  | 913 | 24:00 | 99.084 | 99.482
|  |  | 818 | 24:00 | 99.084 | 99.482
|  |  | 667 | 24:00 | 99.084 | 99.482
|  |  | 480 | 24:00 | 99.084 | 99.482
|  |  | 245 | 24:00 | 99.084 | 99.482
|  |  | 46 | 24:00 | 99.084 | 99.482
|  |  | 0 | 0:00
|  |  | 0 | 0:00
|  |  | 0 | 0:00
|  |  | 0 | 0:00
|  |  | 0 | 0:00
|  |  | 0 | 0:00
|  |  | 0 | 0:00
|  |  | 0 | 0:00
|  |  | 0 | 0:00
|  |  | 0 | 0:00
|  |  | 0 | 0:00
|  |  | 174 | 0:00
|  |  | 398 | 24:00 | 99.084 | 99.482
|  |  | 591 | 24:00 | 99.084 | 99.482
|  |  | 779 | 24:00 | 99.084 | 99.482
|  |  | 842 | 24:00 | 99.084 | 99.482
|  |  | 950 | 24:00 | 99.084 | 99.482
|  |  | 949 | 24:00 | 99.084 | 99.482
|  |  | 904 | 24:00 | 99.084 | 99.482
|  |  | 792 | 24:00 | 99.084 | 99.482
|  |  | 244 | 24:00 | 99.084 | 99.482
|  |  | 86 | 24:00 | 99.084 | 99.482
|  |  | 47 | 24:00 | 99.084 | 99.482
|  |  | 57 | 24:00 | 99.084 | 99.482
|  |  | 0 | 0:00
|  |  | 0 | 0:00
|  |  | 0 | 0:00
|  |  | 0 | 0:00
|  |  | 0 | 0:00
|  |  | 0 | 0:00
|  |  | 0 | 0:00
|  |  | 0 | 0:00
|  |  | 0 | 0:00
|  |  | 0 | 0:00
|  |  | 0 | 0:00
|  |  | 214 | 0:00
|  |  | 443 | 24:00 | 99.084 | 99.482
|  |  | 617 | 24:00 | 99.084 | 99.482
|  |  | 820 | 24:00 | 99.084 | 99.482
|  |  | 918 | 24:00 | 99.084 | 99.482
|  |  | 938 | 24:00 | 99.084 | 99.482
|  |  | 974 | 24:00 | 99.084 | 99.482
|  |  | 933 | 24:00 | 99.084 | 99.482
|  |  | 437 | 24:00 | 99.084 | 99.482
|  |  | 613 | 24:00 | 99.084 | 99.482
|  |  | 462 | 24:00 | 99.084 | 99.482
|  |  | 255 | 24:00 | 99.084 | 99.482
|  |  | 55 | 24:00 | 99.084 | 99.482
|  |  | 0 | 0:00
|  |  | 0 | 0:00
|  |  | 0 | 0:00
|  |  | 0 | 0:00
|  |  | 0 | 0:00
|  |  | 0 | 0:00
|  |  | 0 | 0:00
|  |  | 0 | 0:00
|  |  | 0 | 0:00
|  |  | 0 | 0:00
|  |  | 0 | 0:00
|  |  | 215 | 0:00
|  |  | 436 | 24:00 | 99.084 | 99.482
|  |  | 633 | 24:00 | 99.084 | 99.482
|  |  | 771 | 24:00 | 99.084 | 99.482
|  |  | 875 | 24:00 | 99.084 | 99.482
|  |  | 933 | 24:00 | 99.084 | 99.482
|  |  | 958 | 24:00 | 99.084 | 99.482
|  |  | 890 | 24:00 | 99.084 | 99.482
|  |  | 800 | 24:00 | 99.084 | 99.482
|  |  | 637 | 24:00 | 99.084 | 99.482
|  |  | 456 | 24:00 | 99.084 | 99.482
|  |  | 247 | 24:00 | 99.084 | 99.482
|  |  | 14 | 24:00 | 91.372 | 93.386
|  |  | 0 | 0:00
|  |  | 0 | 0:00
|  |  | 0 | 0:00
|  |  | 0 | 0:00
|  |  | 0 | 0:00
|  |  | 0 | 0:00
|  |  | 0 | 0:00
|  |  | 0 | 0:00
|  |  | 0 | 0:00
|  |  | 0 | 0:00
|  |  | 0 | 0:00
|  |  | 58 | 0:00
|  |  | 84 | 24:00 | 99.084 | 99.482
|  |  | 121 | 24:00 | 99.084 | 99.482
|  |  | 150 | 24:00 | 99.084 | 99.482
|  |  | 178 | 24:00 | 99.084 | 99.482
|  |  | 241 | 24:00 | 99.084 | 99.482
|  |  | 339 | 24:00 | 99.084 | 99.482
|  |  | 238 | 24:00 | 99.084 | 99.482
|  |  | 473 | 24:00 | 99.084 | 99.482
|  |  | 304 | 24:00 | 99.084 | 99.482
|  |  | 258 | 24:00 | 99.084 | 99.482
|  |  | 94 | 24:00 | 99.084 | 99.482
|  |  | 8 | 24:00 | 88.48 | 91.1
|  |  | 0 | 0:00
|  |  | 0 | 0:00
|  |  | 0 | 0:00
|  |  | 0 | 0:00
|  |  | 0 | 0:00
|  |  | 0 | 0:00
|  |  | 0 | 0:00
|  |  | 0 | 0:00
|  |  | 0 | 0:00
|  |  | 0 | 0:00
|  |  | 0 | 0:00
|  |  | 40 | 0:00
|  |  | 84 | 24:00 | 99.084 | 99.482
|  |  | 187 | 24:00 | 99.084 | 99.482
|  |  | 681 | 24:00 | 99.084 | 99.482
|  |  | 875 | 24:00 | 99.084 | 99.482
|  |  | 942 | 24:00 | 99.084 | 99.482
|  |  | 568 | 24:00 | 99.084 | 99.482
|  |  | 474 | 24:00 | 99.084 | 99.482
|  |  | 789 | 24:00 | 99.084 | 99.482
|  |  | 494 | 24:00 | 99.084 | 99.482
|  |  | 84 | 24:00 | 99.084 | 99.482
|  |  | 46 | 24:00 | 99.084 | 99.482
|  |  | 29 | 24:00 | 98.602 | 99.101
|  |  | 0 | 0:00
|  |  | 0 | 0:00
|  |  | 0 | 0:00
|  |  | 0 | 0:00
|  |  | 0 | 0:00
|  |  | 0 | 0:00
|  |  | 0 | 0:00
|  |  | 0 | 0:00
|  |  | 0 | 0:00
|  |  | 0 | 0:00
|  |  | 0 | 0:00
|  |  | 126 | 0:00
|  |  | 408 | 24:00 | 99.084 | 99.482
|  |  | 615 | 24:00 | 99.084 | 99.482
|  |  | 786 | 24:00 | 99.084 | 99.482
|  |  | 896 | 24:00 | 99.084 | 99.482
|  |  | 962 | 24:00 | 99.084 | 99.482
|  |  | 963 | 24:00 | 99.084 | 99.482
|  |  | 921 | 24:00 | 99.084 | 99.482
|  |  | 707 | 24:00 | 99.084 | 99.482
|  |  | 590 | 24:00 | 99.084 | 99.482
|  |  | 404 | 24:00 | 99.084 | 99.482
|  |  | 190 | 24:00 | 99.084 | 99.482
|  |  | 45 | 24:00 | 99.084 | 99.482
|  |  | 0 | 0:00
|  |  | 0 | 0:00
|  |  | 0 | 0:00
|  |  | 0 | 0:00
|  |  | 0 | 0:00
|  |  | 0 | 0:00
|  |  | 0 | 0:00
|  |  | 0 | 0:00
|  |  | 0 | 0:00
|  |  | 0 | 0:00
|  |  | 0 | 0:00
|  |  | 217 | 0:00
|  |  | 420 | 24:00 | 99.084 | 99.482
|  |  | 608 | 24:00 | 99.084 | 99.482
|  |  | 763 | 24:00 | 99.084 | 99.482
|  |  | 876 | 24:00 | 99.084 | 99.482
|  |  | 964 | 24:00 | 99.084 | 99.482
|  |  | 950 | 24:00 | 99.084 | 99.482
|  |  | 910 | 24:00 | 99.084 | 99.482
|  |  | 793 | 24:00 | 99.084 | 99.482
|  |  | 624 | 24:00 | 99.084 | 99.482
|  |  | 378 | 24:00 | 99.084 | 99.482
|  |  | 221 | 24:00 | 99.084 | 99.482
|  |  | 43 | 24:00 | 99.084 | 99.482
|  |  | 0 | 0:00
|  |  | 0 | 0:00
|  |  | 0 | 0:00
|  |  | 0 | 0:00
|  |  | 0 | 0:00
|  |  | 0 | 0:00
|  |  | 0 | 0:00
|  |  | 0 | 0:00
|  |  | 0 | 0:00
|  |  | 0 | 0:00
|  |  | 0 | 0:00
|  |  | 216 | 0:00
|  |  | 279 | 24:00 | 99.084 | 99.482
|  |  | 599 | 24:00 | 99.084 | 99.482
|  |  | 753 | 24:00 | 99.084 | 99.482
|  |  | 882 | 24:00 | 99.084 | 99.482
|  |  | 923 | 24:00 | 99.084 | 99.482
|  |  | 565 | 24:00 | 99.084 | 99.482
|  |  | 843 | 24:00 | 99.084 | 99.482
|  |  | 151 | 24:00 | 99.084 | 99.482
|  |  | 488 | 24:00 | 99.084 | 99.482
|  |  | 79 | 24:00 | 99.084 | 99.482
|  |  | 46 | 24:00 | 99.084 | 99.482
|  |  | 41 | 24:00 | 99.084 | 99.482
|  |  | 0 | 0:00
|  |  | 0 | 0:00
|  |  | 0 | 0:00
|  |  | 0 | 0:00
|  |  | 0 | 0:00
|  |  | 0 | 0:00
|  |  | 0 | 0:00
|  |  | 0 | 0:00
|  |  | 0 | 0:00
|  |  | 0 | 0:00
|  |  | 0 | 0:00
|  |  | 213 | 0:00
|  |  | 272 | 24:00 | 99.084 | 99.482
|  |  | 527 | 24:00 | 99.084 | 99.482
|  |  | 336 | 24:00 | 99.084 | 99.482
|  |  | 856 | 24:00 | 99.084 | 99.482
|  |  | 490 | 24:00 | 99.084 | 99.482
|  |  | 366 | 24:00 | 99.084 | 99.482
|  |  | 537 | 24:00 | 99.084 | 99.482
|  |  | 380 | 24:00 | 99.084 | 99.482
|  |  | 123 | 24:00 | 99.084 | 99.482
|  |  | 271 | 24:00 | 99.084 | 99.482
|  |  | 215 | 24:00 | 99.084 | 99.482
|  |  | 27 | 24:00 | 97.638 | 98.339
|  |  | 0 | 0:00
|  |  | 0 | 0:00
|  |  | 0 | 0:00
|  |  | 0 | 0:00
|  |  | 0 | 0:00
|  |  | 0 | 0:00
|  |  | 0 | 0:00
|  |  | 0 | 0:00
|  |  | 0 | 0:00
|  |  | 0 | 0:00
|  |  | 0 | 0:00
|  |  | 145 | 0:00
|  |  | 393 | 24:00 | 99.084 | 99.482
|  |  | 568 | 24:00 | 99.084 | 99.482
|  |  | 608 | 24:00 | 99.084 | 99.482
|  |  | 745 | 24:00 | 99.084 | 99.482
|  |  | 945 | 24:00 | 99.084 | 99.482
|  |  | 720 | 24:00 | 99.084 | 99.482
|  |  | 232 | 24:00 | 99.084 | 99.482
|  |  | 157 | 24:00 | 99.084 | 99.482
|  |  | 496 | 24:00 | 99.084 | 99.482
|  |  | 176 | 24:00 | 99.084 | 99.482
|  |  | 139 | 24:00 | 99.084 | 99.482
|  |  | 34 | 24:00 | 99.084 | 99.482
|  |  | 0 | 0:00
|  |  | 0 | 0:00
|  |  | 0 | 0:00
|  |  | 0 | 0:00
|  |  | 0 | 0:00
|  |  | 0 | 0:00
|  |  | 0 | 0:00
|  |  | 0 | 0:00
|  |  | 0 | 0:00
|  |  | 0 | 0:00
|  |  | 0 | 0:00
|  |  | 199 | 0:00
|  |  | 419 | 24:00 | 99.084 | 99.482
|  |  | 587 | 24:00 | 99.084 | 99.482
|  |  | 460 | 24:00 | 99.084 | 99.482
|  |  | 524 | 24:00 | 99.084 | 99.482
|  |  | 900 | 24:00 | 99.084 | 99.482
|  |  | 963 | 24:00 | 99.084 | 99.482
|  |  | 883 | 24:00 | 99.084 | 99.482
|  |  | 733 | 24:00 | 99.084 | 99.482
|  |  | 348 | 24:00 | 99.084 | 99.482
|  |  | 371 | 24:00 | 99.084 | 99.482
|  |  | 189 | 24:00 | 99.084 | 99.482
|  |  | 36 | 24:00 | 99.084 | 99.482
|  |  | 0 | 0:00
|  |  | 0 | 0:00
|  |  | 0 | 0:00
|  |  | 0 | 0:00
|  |  | 0 | 0:00
|  |  | 0 | 0:00
|  |  | 0 | 0:00
|  |  | 0 | 0:00
|  |  | 0 | 0:00
|  |  | 0 | 0:00
|  |  | 0 | 0:00
|  |  | 190 | 0:00
|  |  | 411 | 24:00 | 99.084 | 99.482
|  |  | 615 | 24:00 | 99.084 | 99.482
|  |  | 763 | 24:00 | 99.084 | 99.482
|  |  | 887 | 24:00 | 99.084 | 99.482
|  |  | 926 | 24:00 | 99.084 | 99.482
|  |  | 950 | 24:00 | 99.084 | 99.482
|  |  | 915 | 24:00 | 99.084 | 99.482
|  |  | 795 | 24:00 | 99.084 | 99.482
|  |  | 626 | 24:00 | 99.084 | 99.482
|  |  | 423 | 24:00 | 99.084 | 99.482
|  |  | 181 | 24:00 | 99.084 | 99.482
|  |  | 33 | 24:00 | 99.084 | 99.482
|  |  | 0 | 0:00
|  |  | 0 | 0:00
|  |  | 0 | 0:00
|  |  | 0 | 0:00
|  |  | 0 | 0:00
|  |  | 0 | 0:00
|  |  | 0 | 0:00
|  |  | 0 | 0:00
|  |  | 0 | 0:00
|  |  | 0 | 0:00
|  |  | 0 | 0:00
|  |  | 202 | 0:00
|  |  | 413 | 24:00 | 99.084 | 99.482
|  |  | 588 | 24:00 | 99.084 | 99.482
|  |  | 733 | 24:00 | 99.084 | 99.482
|  |  | 835 | 24:00 | 99.084 | 99.482
|  |  | 885 | 24:00 | 99.084 | 99.482
|  |  | 889 | 24:00 | 99.084 | 99.482
|  |  | 845 | 24:00 | 99.084 | 99.482
|  |  | 740 | 24:00 | 99.084 | 99.482
|  |  | 587 | 24:00 | 99.084 | 99.482
|  |  | 402 | 24:00 | 99.084 | 99.482
|  |  | 198 | 24:00 | 99.084 | 99.482
|  |  | 30 | 24:00 | 99.084 | 99.482
|  |  | 0 | 0:00
|  |  | 0 | 0:00
|  |  | 0 | 0:00
|  |  | 0 | 0:00
|  |  | 0 | 0:00
|  |  | 0 | 0:00
|  |  | 0 | 0:00
|  |  | 0 | 0:00
|  |  | 0 | 0:00
|  |  | 0 | 0:00
|  |  | 19 | 0:00
|  |  | 202 | 0:00
|  |  | 385 | 24:00 | 99.084 | 99.482
|  |  | 587 | 24:00 | 99.084 | 99.482
|  |  | 740 | 24:00 | 99.084 | 99.482
|  |  | 888 | 24:00 | 99.084 | 99.482
|  |  | 939 | 24:00 | 99.084 | 99.482
|  |  | 851 | 24:00 | 99.084 | 99.482
|  |  | 795 | 24:00 | 99.084 | 99.482
|  |  | 287 | 24:00 | 99.084 | 99.482
|  |  | 330 | 24:00 | 99.084 | 99.482
|  |  | 231 | 24:00 | 99.084 | 99.482
|  |  | 111 | 24:00 | 99.084 | 99.482
|  |  | 27 | 24:00 | 97.638 | 98.339
|  |  | 0 | 0:00
|  |  | 0 | 0:00
|  |  | 0 | 0:00
|  |  | 0 | 0:00
|  |  | 0 | 0:00
|  |  | 0 | 0:00
|  |  | 0 | 0:00
|  |  | 0 | 0:00
|  |  | 0 | 0:00
|  |  | 0 | 0:00
|  |  | 17 | 0:00
|  |  | 203 | 0:00
|  |  | 352 | 24:00 | 99.084 | 99.482
|  |  | 525 | 24:00 | 99.084 | 99.482
|  |  | 679 | 24:00 | 99.084 | 99.482
|  |  | 401 | 24:00 | 99.084 | 99.482
|  |  | 810 | 24:00 | 99.084 | 99.482
|  |  | 896 | 24:00 | 99.084 | 99.482
|  |  | 350 | 24:00 | 99.084 | 99.482
|  |  | 241 | 24:00 | 99.084 | 99.482
|  |  | 179 | 24:00 | 99.084 | 99.482
|  |  | 364 | 24:00 | 99.084 | 99.482
|  |  | 83 | 24:00 | 99.084 | 99.482
|  |  | 20 | 24:00 | 94.264 | 95.672
|  |  | 0 | 0:00
|  |  | 0 | 0:00
|  |  | 0 | 0:00
|  |  | 0 | 0:00
|  |  | 0 | 0:00
|  |  | 0 | 0:00
|  |  | 0 | 0:00
|  |  | 0 | 0:00
|  |  | 0 | 0:00
|  |  | 0 | 0:00
|  |  | 14 | 0:00
|  |  | 181 | 0:00
|  |  | 377 | 24:00 | 99.084 | 99.482
|  |  | 548 | 24:00 | 99.084 | 99.482
|  |  | 708 | 24:00 | 99.084 | 99.482
|  |  | 713 | 24:00 | 99.084 | 99.482
|  |  | 931 | 24:00 | 99.084 | 99.482
|  |  | 933 | 24:00 | 99.084 | 99.482
|  |  | 869 | 24:00 | 99.084 | 99.482
|  |  | 710 | 24:00 | 99.084 | 99.482
|  |  | 592 | 24:00 | 99.084 | 99.482
|  |  | 400 | 24:00 | 99.084 | 99.482
|  |  | 49 | 24:00 | 99.084 | 99.482
|  |  | 16 | 24:00 | 92.336 | 94.148
|  |  | 0 | 0:00
|  |  | 0 | 0:00
|  |  | 0 | 0:00
|  |  | 0 | 0:00
|  |  | 0 | 0:00
|  |  | 0 | 0:00
|  |  | 0 | 0:00
|  |  | 0 | 0:00
|  |  | 0 | 0:00
|  |  | 0 | 0:00
|  |  | 10 | 0:00
|  |  | 164 | 0:00
|  |  | 205 | 24:00 | 99.084 | 99.482
|  |  | 317 | 24:00 | 99.084 | 99.482
|  |  | 697 | 24:00 | 99.084 | 99.482
|  |  | 776 | 24:00 | 99.084 | 99.482
|  |  | 802 | 24:00 | 99.084 | 99.482
|  |  | 801 | 24:00 | 99.084 | 99.482
|  |  | 651 | 24:00 | 99.084 | 99.482
|  |  | 348 | 24:00 | 99.084 | 99.482
|  |  | 166 | 24:00 | 99.084 | 99.482
|  |  | 77 | 24:00 | 99.084 | 99.482
|  |  | 33 | 24:00 | 99.084 | 99.482
|  |  | 19 | 24:00 | 93.782 | 95.291
|  |  | 0 | 0:00
|  |  | 0 | 0:00
|  |  | 0 | 0:00
|  |  | 0 | 0:00
|  |  | 0 | 0:00
|  |  | 0 | 0:00
|  |  | 0 | 0:00
|  |  | 0 | 0:00
|  |  | 0 | 0:00
|  |  | 0 | 0:00
|  |  | 15 | 0:00
|  |  | 198 | 0:00
|  |  | 384 | 24:00 | 99.084 | 99.482
|  |  | 354 | 24:00 | 99.084 | 99.482
|  |  | 207 | 24:00 | 99.084 | 99.482
|  |  | 579 | 24:00 | 99.084 | 99.482
|  |  | 870 | 24:00 | 99.084 | 99.482
|  |  | 942 | 24:00 | 99.084 | 99.482
|  |  | 894 | 24:00 | 99.084 | 99.482
|  |  | 706 | 24:00 | 99.084 | 99.482
|  |  | 520 | 24:00 | 99.084 | 99.482
|  |  | 317 | 24:00 | 99.084 | 99.482
|  |  | 167 | 24:00 | 99.084 | 99.482
|  |  | 20 | 24:00 | 94.264 | 95.672
|  |  | 0 | 0:00
|  |  | 0 | 0:00
|  |  | 0 | 0:00
|  |  | 0 | 0:00
|  |  | 0 | 0:00
|  |  | 0 | 0:00
|  |  | 0 | 0:00
|  |  | 0 | 0:00
|  |  | 0 | 0:00
|  |  | 0 | 0:00
|  |  | 13 | 0:00
|  |  | 189 | 0:00
|  |  | 382 | 24:00 | 99.084 | 99.482
|  |  | 574 | 24:00 | 99.084 | 99.482
|  |  | 711 | 24:00 | 99.084 | 99.482
|  |  | 830 | 24:00 | 99.084 | 99.482
|  |  | 911 | 24:00 | 99.084 | 99.482
|  |  | 968 | 24:00 | 99.084 | 99.482
|  |  | 719 | 24:00 | 99.084 | 99.482
|  |  | 644 | 24:00 | 99.084 | 99.482
|  |  | 439 | 24:00 | 99.084 | 99.482
|  |  | 150 | 24:00 | 99.084 | 99.482
|  |  | 103 | 24:00 | 99.084 | 99.482
|  |  | 1 | 24:00 | 78.61 | 77.45
|  |  | 0 | 0:00
|  |  | 0 | 0:00
|  |  | 0 | 0:00
|  |  | 0 | 0:00
|  |  | 0 | 0:00
|  |  | 0 | 0:00
|  |  | 0 | 0:00
|  |  | 0 | 0:00
|  |  | 0 | 0:00
|  |  | 0 | 0:00
|  |  | 1 | 0:00
|  |  | 33 | 0:00
|  |  | 78 | 24:00 | 99.084 | 99.482
|  |  | 113 | 24:00 | 99.084 | 99.482
|  |  | 214 | 24:00 | 99.084 | 99.482
|  |  | 318 | 24:00 | 99.084 | 99.482
|  |  | 685 | 24:00 | 99.084 | 99.482
|  |  | 848 | 24:00 | 99.084 | 99.482
|  |  | 796 | 24:00 | 99.084 | 99.482
|  |  | 447 | 24:00 | 99.084 | 99.482
|  |  | 549 | 24:00 | 99.084 | 99.482
|  |  | 374 | 24:00 | 99.084 | 99.482
|  |  | 177 | 24:00 | 99.084 | 99.482
|  |  | 12 | 24:00 | 90.408 | 92.624
|  |  | 0 | 0:00
|  |  | 0 | 0:00
|  |  | 0 | 0:00
|  |  | 0 | 0:00
|  |  | 0 | 0:00
|  |  | 0 | 0:00
|  |  | 0 | 0:00
|  |  | 0 | 0:00
|  |  | 0 | 0:00
|  |  | 0 | 0:00
|  |  | 9 | 0:00
|  |  | 167 | 0:00
|  |  | 397 | 24:00 | 99.084 | 99.482
|  |  | 597 | 24:00 | 99.084 | 99.482
|  |  | 729 | 24:00 | 99.084 | 99.482
|  |  | 836 | 24:00 | 99.084 | 99.482
|  |  | 882 | 24:00 | 99.084 | 99.482
|  |  | 924 | 24:00 | 99.084 | 99.482
|  |  | 857 | 24:00 | 99.084 | 99.482
|  |  | 747 | 24:00 | 99.084 | 99.482
|  |  | 591 | 24:00 | 99.084 | 99.482
|  |  | 389 | 24:00 | 99.084 | 99.482
|  |  | 166 | 24:00 | 99.084 | 99.482
|  |  | 11 | 24:00 | 89.926 | 92.243
|  |  | 0 | 0:00
|  |  | 0 | 0:00
|  |  | 0 | 0:00
|  |  | 0 | 0:00
|  |  | 0 | 0:00
|  |  | 0 | 0:00
|  |  | 0 | 0:00
|  |  | 0 | 0:00
|  |  | 0 | 0:00
|  |  | 0 | 0:00
|  |  | 9 | 0:00
|  |  | 184 | 0:00
|  |  | 357 | 24:00 | 99.084 | 99.482
|  |  | 542 | 24:00 | 99.084 | 99.482
|  |  | 711 | 24:00 | 99.084 | 99.482
|  |  | 814 | 24:00 | 99.084 | 99.482
|  |  | 897 | 24:00 | 99.084 | 99.482
|  |  | 949 | 24:00 | 99.084 | 99.482
|  |  | 375 | 24:00 | 99.084 | 99.482
|  |  | 517 | 24:00 | 99.084 | 99.482
|  |  | 448 | 24:00 | 99.084 | 99.482
|  |  | 126 | 24:00 | 99.084 | 99.482
|  |  | 158 | 24:00 | 99.084 | 99.482
|  |  | 3 | 24:00 | 81.43 | 81.35
|  |  | 0 | 0:00
|  |  | 0 | 0:00
|  |  | 0 | 0:00
|  |  | 0 | 0:00
|  |  | 0 | 0:00
|  |  | 0 | 0:00
|  |  | 0 | 0:00
|  |  | 0 | 0:00
|  |  | 0 | 0:00
|  |  | 0 | 0:00
|  |  | 2 | 0:00
|  |  | 110 | 0:00
|  |  | 363 | 24:00 | 99.084 | 99.482
|  |  | 575 | 24:00 | 99.084 | 99.482
|  |  | 683 | 24:00 | 99.084 | 99.482
|  |  | 816 | 24:00 | 99.084 | 99.482
|  |  | 866 | 24:00 | 99.084 | 99.482
|  |  | 460 | 24:00 | 99.084 | 99.482
|  |  | 725 | 24:00 | 99.084 | 99.482
|  |  | 511 | 24:00 | 99.084 | 99.482
|  |  | 479 | 24:00 | 99.084 | 99.482
|  |  | 132 | 24:00 | 99.084 | 99.482
|  |  | 162 | 24:00 | 99.084 | 99.482
|  |  | 9 | 24:00 | 88.962 | 91.481
|  |  | 0 | 0:00
|  |  | 0 | 0:00
|  |  | 0 | 0:00
|  |  | 0 | 0:00
|  |  | 0 | 0:00
|  |  | 0 | 0:00
|  |  | 0 | 0:00
|  |  | 0 | 0:00
|  |  | 0 | 0:00
|  |  | 0 | 0:00
|  |  | 7 | 0:00
|  |  | 169 | 0:00
|  |  | 372 | 24:00 | 99.084 | 99.482
|  |  | 562 | 24:00 | 99.084 | 99.482
|  |  | 712 | 24:00 | 99.084 | 99.482
|  |  | 812 | 24:00 | 99.084 | 99.482
|  |  | 853 | 24:00 | 99.084 | 99.482
|  |  | 870 | 24:00 | 99.084 | 99.482
|  |  | 848 | 24:00 | 99.084 | 99.482
|  |  | 711 | 24:00 | 99.084 | 99.482
|  |  | 421 | 24:00 | 99.084 | 99.482
|  |  | 251 | 24:00 | 99.084 | 99.482
|  |  | 103 | 24:00 | 99.084 | 99.482
|  |  | 6 | 24:00 | 85.66 | 87.2
|  |  | 0 | 0:00
|  |  | 0 | 0:00
|  |  | 0 | 0:00
|  |  | 0 | 0:00
|  |  | 0 | 0:00
|  |  | 0 | 0:00
|  |  | 0 | 0:00
|  |  | 0 | 0:00
|  |  | 0 | 0:00
|  |  | 0 | 0:00
|  |  | 7 | 0:00
|  |  | 171 | 0:00
|  |  | 379 | 24:00 | 99.084 | 99.482
|  |  | 536 | 24:00 | 99.084 | 99.482
|  |  | 695 | 24:00 | 99.084 | 99.482
|  |  | 811 | 24:00 | 99.084 | 99.482
|  |  | 881 | 24:00 | 99.084 | 99.482
|  |  | 925 | 24:00 | 99.084 | 99.482
|  |  | 835 | 24:00 | 99.084 | 99.482
|  |  | 531 | 24:00 | 99.084 | 99.482
|  |  | 108 | 24:00 | 99.084 | 99.482
|  |  | 69 | 24:00 | 99.084 | 99.482
|  |  | 150 | 24:00 | 99.084 | 99.482
|  |  | 0 | 24:00 | 77.2 | 75.5
|  |  | 0 | 0:00
|  |  | 0 | 0:00
|  |  | 0 | 0:00
|  |  | 0 | 0:00
|  |  | 0 | 0:00
|  |  | 0 | 0:00
|  |  | 0 | 0:00
|  |  | 0 | 0:00
|  |  | 0 | 0:00
|  |  | 0 | 0:00
|  |  | 3 | 0:00
|  |  | 111 | 0:00
|  |  | 348 | 24:00 | 99.084 | 99.482
|  |  | 379 | 24:00 | 99.084 | 99.482
|  |  | 599 | 24:00 | 99.084 | 99.482
|  |  | 652 | 24:00 | 99.084 | 99.482
|  |  | 866 | 24:00 | 99.084 | 99.482
|  |  | 389 | 24:00 | 99.084 | 99.482
|  |  | 162 | 24:00 | 99.084 | 99.482
|  |  | 524 | 24:00 | 99.084 | 99.482
|  |  | 157 | 24:00 | 99.084 | 99.482
|  |  | 86 | 24:00 | 99.084 | 99.482
|  |  | 54 | 24:00 | 99.084 | 99.482
|  |  | 0 | 24:00 | 77.2 | 75.5
|  |  | 0 | 0:00
|  |  | 0 | 0:00
|  |  | 0 | 0:00
|  |  | 0 | 0:00
|  |  | 0 | 0:00
|  |  | 0 | 0:00
|  |  | 0 | 0:00
|  |  | 0 | 0:00
|  |  | 0 | 0:00
|  |  | 0 | 0:00
|  |  | 0 | 0:00
|  |  | 181 | 0:00
|  |  | 390 | 24:00 | 99.084 | 99.482
|  |  | 591 | 24:00 | 99.084 | 99.482
|  |  | 754 | 24:00 | 99.084 | 99.482
|  |  | 862 | 24:00 | 99.084 | 99.482
|  |  | 933 | 24:00 | 99.084 | 99.482
|  |  | 930 | 24:00 | 99.084 | 99.482
|  |  | 836 | 24:00 | 99.084 | 99.482
|  |  | 741 | 24:00 | 99.084 | 99.482
|  |  | 571 | 24:00 | 99.084 | 99.482
|  |  | 368 | 24:00 | 99.084 | 99.482
|  |  | 150 | 24:00 | 99.084 | 99.482
|  |  | 0 | 24:00 | 77.2 | 75.5
|  |  | 0 | 0:00
|  |  | 0 | 0:00
|  |  | 0 | 0:00
|  |  | 0 | 0:00
|  |  | 0 | 0:00
|  |  | 0 | 0:00
|  |  | 0 | 0:00
|  |  | 0 | 0:00
|  |  | 0 | 0:00
|  |  | 0 | 0:00
|  |  | 0 | 0:00
|  |  | 175 | 0:00
|  |  | 370 | 24:00 | 99.084 | 99.482
|  |  | 613 | 24:00 | 99.084 | 99.482
|  |  | 728 | 24:00 | 99.084 | 99.482
|  |  | 827 | 24:00 | 99.084 | 99.482
|  |  | 894 | 24:00 | 99.084 | 99.482
|  |  | 907 | 24:00 | 99.084 | 99.482
|  |  | 876 | 24:00 | 99.084 | 99.482
|  |  | 747 | 24:00 | 99.084 | 99.482
|  |  | 434 | 24:00 | 99.084 | 99.482
|  |  | 304 | 24:00 | 99.084 | 99.482
|  |  | 130 | 24:00 | 99.084 | 99.482
|  |  | 0 | 24:00 | 77.2 | 75.5
|  |  | 0 | 0:00
|  |  | 0 | 0:00
|  |  | 0 | 0:00
|  |  | 0 | 0:00
|  |  | 0 | 0:00
|  |  | 0 | 0:00
|  |  | 0 | 0:00
|  |  | 0 | 0:00
|  |  | 0 | 0:00
|  |  | 0 | 0:00
|  |  | 0 | 0:00
|  |  | 177 | 0:00
|  |  | 379 | 24:00 | 99.084 | 99.482
|  |  | 568 | 24:00 | 99.084 | 99.482
|  |  | 718 | 24:00 | 99.084 | 99.482
|  |  | 822 | 24:00 | 99.084 | 99.482
|  |  | 912 | 24:00 | 99.084 | 99.482
|  |  | 824 | 24:00 | 99.084 | 99.482
|  |  | 868 | 24:00 | 99.084 | 99.482
|  |  | 663 | 24:00 | 99.084 | 99.482
|  |  | 489 | 24:00 | 99.084 | 99.482
|  |  | 310 | 24:00 | 99.084 | 99.482
|  |  | 130 | 24:00 | 99.084 | 99.482
|  |  | 0 | 24:00 | 77.2 | 75.5
|  |  | 0 | 0:00
|  |  | 0 | 0:00
|  |  | 0 | 0:00
|  |  | 0 | 0:00
|  |  | 0 | 0:00
|  |  | 0 | 0:00
|  |  | 0 | 0:00
|  |  | 0 | 0:00
|  |  | 0 | 0:00
|  |  | 0 | 0:00
|  |  | 0 | 0:00
|  |  | 169 | 0:00
|  |  | 383 | 24:00 | 99.084 | 99.482
|  |  | 573 | 24:00 | 99.084 | 99.482
|  |  | 747 | 24:00 | 99.084 | 99.482
|  |  | 856 | 24:00 | 99.084 | 99.482
|  |  | 883 | 24:00 | 99.084 | 99.482
|  |  | 897 | 24:00 | 99.084 | 99.482
|  |  | 845 | 24:00 | 99.084 | 99.482
|  |  | 715 | 24:00 | 99.084 | 99.482
|  |  | 566 | 24:00 | 99.084 | 99.482
|  |  | 337 | 24:00 | 99.084 | 99.482
|  |  | 134 | 24:00 | 99.084 | 99.482
|  |  | 0 | 24:00 | 77.2 | 75.5
|  |  | 0 | 0:00
|  |  | 0 | 0:00
|  |  | 0 | 0:00
|  |  | 0 | 0:00
|  |  | 0 | 0:00
|  |  | 0 | 0:00
|  |  | 0 | 0:00
|  |  | 0 | 0:00
|  |  | 0 | 0:00
|  |  | 0 | 0:00
|  |  | 0 | 0:00
|  |  | 171 | 0:00
|  |  | 209 | 24:00 | 99.084 | 99.482
|  |  | 567 | 24:00 | 99.084 | 99.482
|  |  | 710 | 24:00 | 99.084 | 99.482
|  |  | 857 | 24:00 | 99.084 | 99.482
|  |  | 884 | 24:00 | 99.084 | 99.482
|  |  | 853 | 24:00 | 99.084 | 99.482
|  |  | 422 | 24:00 | 99.084 | 99.482
|  |  | 589 | 24:00 | 99.084 | 99.482
|  |  | 150 | 24:00 | 99.084 | 99.482
|  |  | 341 | 24:00 | 99.084 | 99.482
|  |  | 106 | 24:00 | 99.084 | 99.482
|  |  | 0 | 24:00 | 77.2 | 75.5
|  |  | 0 | 0:00
|  |  | 0 | 0:00
|  |  | 0 | 0:00
|  |  | 0 | 0:00
|  |  | 0 | 0:00
|  |  | 0 | 0:00
|  |  | 0 | 0:00
|  |  | 0 | 0:00
|  |  | 0 | 0:00
|  |  | 0 | 0:00
|  |  | 0 | 0:00
|  |  | 166 | 0:00
|  |  | 273 | 24:00 | 99.084 | 99.482
|  |  | 432 | 24:00 | 99.084 | 99.482
|  |  | 427 | 24:00 | 99.084 | 99.482
|  |  | 457 | 24:00 | 99.084 | 99.482
|  |  | 175 | 24:00 | 99.084 | 99.482
|  |  | 935 | 24:00 | 99.084 | 99.482
|  |  | 783 | 24:00 | 99.084 | 99.482
|  |  | 301 | 24:00 | 99.084 | 99.482
|  |  | 344 | 24:00 | 99.084 | 99.482
|  |  | 319 | 24:00 | 99.084 | 99.482
|  |  | 29 | 24:00 | 98.602 | 99.101
|  |  | 0 | 24:00 | 77.2 | 75.5
|  |  | 0 | 0:00
|  |  | 0 | 0:00
|  |  | 0 | 0:00
|  |  | 0 | 0:00
|  |  | 0 | 0:00
|  |  | 0 | 0:00
|  |  | 0 | 0:00
|  |  | 0 | 0:00
|  |  | 0 | 0:00
|  |  | 0 | 0:00
|  |  | 0 | 0:00
|  |  | 168 | 0:00
|  |  | 371 | 24:00 | 99.084 | 99.482
|  |  | 545 | 24:00 | 99.084 | 99.482
|  |  | 750 | 24:00 | 99.084 | 99.482
|  |  | 815 | 24:00 | 99.084 | 99.482
|  |  | 875 | 24:00 | 99.084 | 99.482
|  |  | 868 | 24:00 | 99.084 | 99.482
|  |  | 838 | 24:00 | 99.084 | 99.482
|  |  | 716 | 24:00 | 99.084 | 99.482
|  |  | 562 | 24:00 | 99.084 | 99.482
|  |  | 313 | 24:00 | 99.084 | 99.482
|  |  | 112 | 24:00 | 99.084 | 99.482
|  |  | 0 | 24:00 | 77.2 | 75.5
|  |  | 0 | 0:00
|  |  | 0 | 0:00
|  |  | 0 | 0:00
|  |  | 0 | 0:00
|  |  | 0 | 0:00
|  |  | 0 | 0:00
|  |  | 0 | 0:00
|  |  | 0 | 0:00
|  |  | 0 | 0:00
|  |  | 0 | 0:00
|  |  | 0 | 0:00
|  |  | 164 | 0:00
|  |  | 372 | 24:00 | 99.084 | 99.482
|  |  | 526 | 24:00 | 99.084 | 99.482
|  |  | 671 | 24:00 | 99.084 | 99.482
|  |  | 440 | 24:00 | 99.084 | 99.482
|  |  | 930 | 24:00 | 99.084 | 99.482
|  |  | 855 | 24:00 | 99.084 | 99.482
|  |  | 564 | 24:00 | 99.084 | 99.482
|  |  | 668 | 24:00 | 99.084 | 99.482
|  |  | 113 | 24:00 | 99.084 | 99.482
|  |  | 126 | 24:00 | 99.084 | 99.482
|  |  | 27 | 24:00 | 97.638 | 98.339
|  |  | 0 | 24:00 | 77.2 | 75.5
|  |  | 0 | 0:00
|  |  | 0 | 0:00
|  |  | 0 | 0:00
|  |  | 0 | 0:00
|  |  | 0 | 0:00
|  |  | 0 | 0:00
|  |  | 0 | 0:00
|  |  | 0 | 0:00
|  |  | 0 | 0:00
|  |  | 0 | 0:00
|  |  | 0 | 0:00
|  |  | 165 | 0:00
|  |  | 364 | 24:00 | 99.084 | 99.482
|  |  | 559 | 24:00 | 99.084 | 99.482
|  |  | 664 | 24:00 | 99.084 | 99.482
|  |  | 434 | 24:00 | 99.084 | 99.482
|  |  | 864 | 24:00 | 99.084 | 99.482
|  |  | 838 | 24:00 | 99.084 | 99.482
|  |  | 720 | 24:00 | 99.084 | 99.482
|  |  | 285 | 24:00 | 99.084 | 99.482
|  |  | 207 | 24:00 | 99.084 | 99.482
|  |  | 72 | 24:00 | 99.084 | 99.482
|  |  | 18 | 24:00 | 93.3 | 94.91
|  |  | 0 | 24:00 | 77.2 | 75.5
|  |  | 0 | 0:00
|  |  | 0 | 0:00
|  |  | 0 | 0:00
|  |  | 0 | 0:00
|  |  | 0 | 0:00
|  |  | 0 | 0:00
|  |  | 0 | 0:00
|  |  | 0 | 0:00
|  |  | 0 | 0:00
|  |  | 0 | 0:00
|  |  | 0 | 0:00
|  |  | 36 | 0:00
|  |  | 155 | 24:00 | 99.084 | 99.482
|  |  | 335 | 24:00 | 99.084 | 99.482
|  |  | 605 | 24:00 | 99.084 | 99.482
|  |  | 812 | 24:00 | 99.084 | 99.482
|  |  | 896 | 24:00 | 99.084 | 99.482
|  |  | 821 | 24:00 | 99.084 | 99.482
|  |  | 820 | 24:00 | 99.084 | 99.482
|  |  | 671 | 24:00 | 99.084 | 99.482
|  |  | 513 | 24:00 | 99.084 | 99.482
|  |  | 317 | 24:00 | 99.084 | 99.482
|  |  | 99 | 24:00 | 99.084 | 99.482
|  |  | 0 | 24:00 | 77.2 | 75.5
|  |  | 0 | 0:00
|  |  | 0 | 0:00
|  |  | 0 | 0:00
|  |  | 0 | 0:00
|  |  | 0 | 0:00
|  |  | 0 | 0:00
|  |  | 0 | 0:00
|  |  | 0 | 0:00
|  |  | 0 | 0:00
|  |  | 0 | 0:00
|  |  | 0 | 0:00
|  |  | 159 | 0:00
|  |  | 338 | 24:00 | 99.084 | 99.482
|  |  | 543 | 24:00 | 99.084 | 99.482
|  |  | 660 | 24:00 | 99.084 | 99.482
|  |  | 796 | 24:00 | 99.084 | 99.482
|  |  | 888 | 24:00 | 99.084 | 99.482
|  |  | 877 | 24:00 | 99.084 | 99.482
|  |  | 819 | 24:00 | 99.084 | 99.482
|  |  | 691 | 24:00 | 99.084 | 99.482
|  |  | 524 | 24:00 | 99.084 | 99.482
|  |  | 296 | 24:00 | 99.084 | 99.482
|  |  | 81 | 24:00 | 99.084 | 99.482
|  |  | 0 | 24:00 | 77.2 | 75.5
|  |  | 0 | 0:00
|  |  | 0 | 0:00
|  |  | 0 | 0:00
|  |  | 0 | 0:00
|  |  | 0 | 0:00
|  |  | 0 | 0:00
|  |  | 0 | 0:00
|  |  | 0 | 0:00
|  |  | 0 | 0:00
|  |  | 0 | 0:00
|  |  | 0 | 0:00
|  |  | 137 | 0:00
|  |  | 338 | 24:00 | 99.084 | 99.482
|  |  | 529 | 24:00 | 99.084 | 99.482
|  |  | 677 | 24:00 | 99.084 | 99.482
|  |  | 779 | 24:00 | 99.084 | 99.482
|  |  | 857 | 24:00 | 99.084 | 99.482
|  |  | 839 | 24:00 | 99.084 | 99.482
|  |  | 801 | 24:00 | 99.084 | 99.482
|  |  | 676 | 24:00 | 99.084 | 99.482
|  |  | 466 | 24:00 | 99.084 | 99.482
|  |  | 302 | 24:00 | 99.084 | 99.482
|  |  | 17 | 24:00 | 92.818 | 94.529
|  |  | 0 | 24:00 | 77.2 | 75.5
|  |  | 0 | 0:00
|  |  | 0 | 0:00
|  |  | 0 | 0:00
|  |  | 0 | 0:00
|  |  | 0 | 0:00
|  |  | 0 | 0:00
|  |  | 0 | 0:00
|  |  | 0 | 0:00
|  |  | 0 | 0:00
|  |  | 0 | 0:00
|  |  | 0 | 0:00
|  |  | 120 | 0:00
|  |  | 271 | 24:00 | 99.084 | 99.482
|  |  | 263 | 24:00 | 99.084 | 99.482
|  |  | 508 | 24:00 | 99.084 | 99.482
|  |  | 764 | 24:00 | 99.084 | 99.482
|  |  | 850 | 24:00 | 99.084 | 99.482
|  |  | 849 | 24:00 | 99.084 | 99.482
|  |  | 773 | 24:00 | 99.084 | 99.482
|  |  | 678 | 24:00 | 99.084 | 99.482
|  |  | 304 | 24:00 | 99.084 | 99.482
|  |  | 75 | 24:00 | 99.084 | 99.482
|  |  | 20 | 24:00 | 94.264 | 95.672
|  |  | 0 | 24:00 | 77.2 | 75.5
|  |  | 0 | 0:00
|  |  | 0 | 0:00
|  |  | 0 | 0:00
|  |  | 0 | 0:00
|  |  | 0 | 0:00
|  |  | 0 | 0:00
|  |  | 0 | 0:00
|  |  | 0 | 0:00
|  |  | 0 | 0:00
|  |  | 0 | 0:00
|  |  | 0 | 0:00
|  |  | 141 | 0:00
|  |  | 353 | 24:00 | 99.084 | 99.482
|  |  | 567 | 24:00 | 99.084 | 99.482
|  |  | 688 | 24:00 | 99.084 | 99.482
|  |  | 770 | 24:00 | 99.084 | 99.482
|  |  | 842 | 24:00 | 99.084 | 99.482
|  |  | 840 | 24:00 | 99.084 | 99.482
|  |  | 178 | 24:00 | 99.084 | 99.482
|  |  | 126 | 24:00 | 99.084 | 99.482
|  |  | 93 | 24:00 | 99.084 | 99.482
|  |  | 152 | 24:00 | 99.084 | 99.482
|  |  | 63 | 24:00 | 99.084 | 99.482
|  |  | 0 | 24:00 | 77.2 | 75.5
|  |  | 0 | 0:00
|  |  | 0 | 0:00
|  |  | 0 | 0:00
|  |  | 0 | 0:00
|  |  | 0 | 0:00
|  |  | 0 | 0:00
|  |  | 0 | 0:00
|  |  | 0 | 0:00
|  |  | 0 | 0:00
|  |  | 0 | 0:00
|  |  | 0 | 0:00
|  |  | 132 | 0:00
|  |  | 322 | 24:00 | 99.084 | 99.482
|  |  | 507 | 24:00 | 99.084 | 99.482
|  |  | 653 | 24:00 | 99.084 | 99.482
|  |  | 766 | 24:00 | 99.084 | 99.482
|  |  | 836 | 24:00 | 99.084 | 99.482
|  |  | 832 | 24:00 | 99.084 | 99.482
|  |  | 779 | 24:00 | 99.084 | 99.482
|  |  | 673 | 24:00 | 99.084 | 99.482
|  |  | 487 | 24:00 | 99.084 | 99.482
|  |  | 284 | 24:00 | 99.084 | 99.482
|  |  | 74 | 24:00 | 99.084 | 99.482
|  |  | 0 | 24:00 | 77.2 | 75.5
|  |  | 0 | 0:00
|  |  | 0 | 0:00
|  |  | 0 | 0:00
|  |  | 0 | 0:00
|  |  | 0 | 0:00
|  |  | 0 | 0:00
|  |  | 0 | 0:00
|  |  | 0 | 0:00
|  |  | 0 | 0:00
|  |  | 0 | 0:00
|  |  | 0 | 0:00
|  |  | 115 | 0:00
|  |  | 293 | 24:00 | 99.084 | 99.482
|  |  | 285 | 24:00 | 99.084 | 99.482
|  |  | 464 | 24:00 | 99.084 | 99.482
|  |  | 541 | 24:00 | 99.084 | 99.482
|  |  | 290 | 24:00 | 99.084 | 99.482
|  |  | 376 | 24:00 | 99.084 | 99.482
|  |  | 514 | 24:00 | 99.084 | 99.482
|  |  | 611 | 24:00 | 99.084 | 99.482
|  |  | 485 | 24:00 | 99.084 | 99.482
|  |  | 272 | 24:00 | 99.084 | 99.482
|  |  | 12 | 24:00 | 90.408 | 92.624
|  |  | 0 | 24:00 | 77.2 | 75.5
|  |  | 0 | 0:00
|  |  | 0 | 0:00
|  |  | 0 | 0:00
|  |  | 0 | 0:00
|  |  | 0 | 0:00
|  |  | 0 | 0:00
|  |  | 0 | 0:00
|  |  | 0 | 0:00
|  |  | 0 | 0:00
|  |  | 0 | 0:00
|  |  | 0 | 0:00
|  |  | 126 | 0:00
|  |  | 329 | 24:00 | 99.084 | 99.482
|  |  | 486 | 24:00 | 99.084 | 99.482
|  |  | 721 | 24:00 | 99.084 | 99.482
|  |  | 835 | 24:00 | 99.084 | 99.482
|  |  | 892 | 24:00 | 99.084 | 99.482
|  |  | 873 | 24:00 | 99.084 | 99.482
|  |  | 788 | 24:00 | 99.084 | 99.482
|  |  | 655 | 24:00 | 99.084 | 99.482
|  |  | 486 | 24:00 | 99.084 | 99.482
|  |  | 276 | 24:00 | 99.084 | 99.482
|  |  | 61 | 24:00 | 99.084 | 99.482
|  |  | 0 | 24:00 | 77.2 | 75.5
|  |  | 0 | 0:00
|  |  | 0 | 0:00
|  |  | 0 | 0:00
|  |  | 0 | 0:00
|  |  | 0 | 0:00
|  |  | 0 | 0:00
|  |  | 0 | 0:00
|  |  | 0 | 0:00
|  |  | 0 | 0:00
|  |  | 0 | 0:00
|  |  | 0 | 0:00
|  |  | 128 | 0:00
|  |  | 301 | 24:00 | 99.084 | 99.482
|  |  | 491 | 24:00 | 99.084 | 99.482
|  |  | 663 | 24:00 | 99.084 | 99.482
|  |  | 809 | 24:00 | 99.084 | 99.482
|  |  | 752 | 24:00 | 99.084 | 99.482
|  |  | 770 | 24:00 | 99.084 | 99.482
|  |  | 578 | 24:00 | 99.084 | 99.482
|  |  | 635 | 24:00 | 99.084 | 99.482
|  |  | 469 | 24:00 | 99.084 | 99.482
|  |  | 253 | 24:00 | 99.084 | 99.482
|  |  | 58 | 24:00 | 99.084 | 99.482
|  |  | 0 | 24:00 | 77.2 | 75.5
|  |  | 0 | 0:00
|  |  | 0 | 0:00
|  |  | 0 | 0:00
|  |  | 0 | 0:00
|  |  | 0 | 0:00
|  |  | 0 | 0:00
|  |  | 0 | 0:00
|  |  | 0 | 0:00
|  |  | 0 | 0:00
|  |  | 0 | 0:00
|  |  | 0 | 0:00
|  |  | 86 | 0:00
|  |  | 95 | 24:00 | 99.084 | 99.482
|  |  | 279 | 24:00 | 99.084 | 99.482
|  |  | 648 | 24:00 | 99.084 | 99.482
|  |  | 769 | 24:00 | 99.084 | 99.482
|  |  | 812 | 24:00 | 99.084 | 99.482
|  |  | 832 | 24:00 | 99.084 | 99.482
|  |  | 776 | 24:00 | 99.084 | 99.482
|  |  | 649 | 24:00 | 99.084 | 99.482
|  |  | 476 | 24:00 | 99.084 | 99.482
|  |  | 242 | 24:00 | 99.084 | 99.482
|  |  | 56 | 24:00 | 99.084 | 99.482
|  |  | 0 | 24:00 | 77.2 | 75.5
|  |  | 0 | 0:00
|  |  | 0 | 0:00
|  |  | 0 | 0:00
|  |  | 0 | 0:00
|  |  | 0 | 0:00
|  |  | 0 | 0:00
|  |  | 0 | 0:00
|  |  | 0 | 0:00
|  |  | 0 | 0:00
|  |  | 0 | 0:00
|  |  | 0 | 0:00
|  |  | 121 | 0:00
|  |  | 309 | 24:00 | 99.084 | 99.482
|  |  | 490 | 24:00 | 99.084 | 99.482
|  |  | 657 | 24:00 | 99.084 | 99.482
|  |  | 733 | 24:00 | 99.084 | 99.482
|  |  | 795 | 24:00 | 99.084 | 99.482
|  |  | 728 | 24:00 | 99.084 | 99.482
|  |  | 764 | 24:00 | 99.084 | 99.482
|  |  | 615 | 24:00 | 99.084 | 99.482
|  |  | 438 | 24:00 | 99.084 | 99.482
|  |  | 137 | 24:00 | 99.084 | 99.482
|  |  | 23 | 24:00 | 95.71 | 96.815
|  |  | 0 | 24:00 | 77.2 | 75.5
|  |  | 0 | 0:00
|  |  | 0 | 0:00
|  |  | 0 | 0:00
|  |  | 0 | 0:00
|  |  | 0 | 0:00
|  |  | 0 | 0:00
|  |  | 0 | 0:00
|  |  | 0 | 0:00
|  |  | 0 | 0:00
|  |  | 0 | 0:00
|  |  | 0 | 0:00
|  |  | 91 | 0:00
|  |  | 196 | 24:00 | 99.084 | 99.482
|  |  | 496 | 24:00 | 99.084 | 99.482
|  |  | 619 | 24:00 | 99.084 | 99.482
|  |  | 468 | 24:00 | 99.084 | 99.482
|  |  | 269 | 24:00 | 99.084 | 99.482
|  |  | 270 | 24:00 | 99.084 | 99.482
|  |  | 184 | 24:00 | 99.084 | 99.482
|  |  | 118 | 24:00 | 99.084 | 99.482
|  |  | 270 | 24:00 | 99.084 | 99.482
|  |  | 162 | 24:00 | 99.084 | 99.482
|  |  | 10 | 24:00 | 89.444 | 91.862
|  |  | 0 | 24:00 | 77.2 | 75.5
|  |  | 0 | 0:00
|  |  | 0 | 0:00
|  |  | 0 | 0:00
|  |  | 0 | 0:00
|  |  | 0 | 0:00
|  |  | 0 | 0:00
|  |  | 0 | 0:00
|  |  | 0 | 0:00
|  |  | 0 | 0:00
|  |  | 0 | 0:00
|  |  | 0 | 0:00
|  |  | 70 | 0:00
|  |  | 188 | 24:00 | 99.084 | 99.482
|  |  | 500 | 24:00 | 99.084 | 99.482
|  |  | 565 | 24:00 | 99.084 | 99.482
|  |  | 616 | 24:00 | 99.084 | 99.482
|  |  | 814 | 24:00 | 99.084 | 99.482
|  |  | 750 | 24:00 | 99.084 | 99.482
|  |  | 456 | 24:00 | 99.084 | 99.482
|  |  | 236 | 24:00 | 99.084 | 99.482
|  |  | 96 | 24:00 | 99.084 | 99.482
|  |  | 46 | 24:00 | 99.084 | 99.482
|  |  | 6 | 24:00 | 85.66 | 87.2
|  |  | 0 | 24:00 | 77.2 | 75.5
|  |  | 0 | 0:00
|  |  | 0 | 0:00
|  |  | 0 | 0:00
|  |  | 0 | 0:00
|  |  | 0 | 0:00
|  |  | 0 | 0:00
|  |  | 0 | 0:00
|  |  | 0 | 0:00
|  |  | 0 | 0:00
|  |  | 0 | 0:00
|  |  | 0 | 0:00
|  |  | 116 | 0:00
|  |  | 298 | 24:00 | 99.084 | 99.482
|  |  | 475 | 24:00 | 99.084 | 99.482
|  |  | 613 | 24:00 | 99.084 | 99.482
|  |  | 733 | 24:00 | 99.084 | 99.482
|  |  | 788 | 24:00 | 99.084 | 99.482
|  |  | 782 | 24:00 | 99.084 | 99.482
|  |  | 389 | 24:00 | 99.084 | 99.482
|  |  | 391 | 24:00 | 99.084 | 99.482
|  |  | 281 | 24:00 | 99.084 | 99.482
|  |  | 170 | 24:00 | 99.084 | 99.482
|  |  | 39 | 24:00 | 99.084 | 99.482
|  |  | 0 | 24:00 | 77.2 | 75.5
|  |  | 0 | 0:00
|  |  | 0 | 0:00
|  |  | 0 | 0:00
|  |  | 0 | 0:00
|  |  | 0 | 0:00
|  |  | 0 | 0:00
|  |  | 0 | 0:00
|  |  | 0 | 0:00
|  |  | 0 | 0:00
|  |  | 0 | 0:00
|  |  | 0 | 0:00
|  |  | 16 | 0:00
|  |  | 54 | 24:00 | 99.084 | 99.482
|  |  | 127 | 24:00 | 99.084 | 99.482
|  |  | 535 | 24:00 | 99.084 | 99.482
|  |  | 416 | 24:00 | 99.084 | 99.482
|  |  | 433 | 24:00 | 99.084 | 99.482
|  |  | 513 | 24:00 | 99.084 | 99.482
|  |  | 668 | 24:00 | 99.084 | 99.482
|  |  | 557 | 24:00 | 99.084 | 99.482
|  |  | 333 | 24:00 | 99.084 | 99.482
|  |  | 212 | 24:00 | 99.084 | 99.482
|  |  | 37 | 24:00 | 99.084 | 99.482
|  |  | 0 | 24:00 | 77.2 | 75.5
|  |  | 0 | 0:00
|  |  | 0 | 0:00
|  |  | 0 | 0:00
|  |  | 0 | 0:00
|  |  | 0 | 0:00
|  |  | 0 | 0:00
|  |  | 0 | 0:00
|  |  | 0 | 0:00
|  |  | 0 | 0:00
|  |  | 0 | 0:00
|  |  | 0 | 0:00
|  |  | 46 | 0:00
|  |  | 71 | 24:00 | 99.084 | 99.482
|  |  | 127 | 24:00 | 99.084 | 99.482
|  |  | 378 | 24:00 | 99.084 | 99.482
|  |  | 614 | 24:00 | 99.084 | 99.482
|  |  | 769 | 24:00 | 99.084 | 99.482
|  |  | 794 | 24:00 | 99.084 | 99.482
|  |  | 727 | 24:00 | 99.084 | 99.482
|  |  | 571 | 24:00 | 99.084 | 99.482
|  |  | 435 | 24:00 | 99.084 | 99.482
|  |  | 211 | 24:00 | 99.084 | 99.482
|  |  | 27 | 24:00 | 97.638 | 98.339
|  |  | 0 | 24:00 | 77.2 | 75.5
|  |  | 0 | 0:00
|  |  | 0 | 0:00
|  |  | 0 | 0:00
|  |  | 0 | 0:00
|  |  | 0 | 0:00
|  |  | 0 | 0:00
|  |  | 0 | 0:00
|  |  | 0 | 0:00
|  |  | 0 | 0:00
|  |  | 0 | 0:00
|  |  | 0 | 0:00
|  |  | 100 | 0:00
|  |  | 314 | 24:00 | 99.084 | 99.482
|  |  | 484 | 24:00 | 99.084 | 99.482
|  |  | 619 | 24:00 | 99.084 | 99.482
|  |  | 720 | 24:00 | 99.084 | 99.482
|  |  | 799 | 24:00 | 99.084 | 99.482
|  |  | 774 | 24:00 | 99.084 | 99.482
|  |  | 716 | 24:00 | 99.084 | 99.482
|  |  | 589 | 24:00 | 99.084 | 99.482
|  |  | 422 | 24:00 | 99.084 | 99.482
|  |  | 208 | 24:00 | 99.084 | 99.482
|  |  | 27 | 24:00 | 97.638 | 98.339
|  |  | 0 | 24:00 | 77.2 | 75.5
|  |  | 0 | 0:00
|  |  | 0 | 0:00
|  |  | 0 | 0:00
|  |  | 0 | 0:00
|  |  | 0 | 0:00
|  |  | 0 | 0:00
|  |  | 0 | 0:00
|  |  | 0 | 0:00
|  |  | 0 | 0:00
|  |  | 0 | 0:00
|  |  | 0 | 0:00
|  |  | 100 | 0:00
|  |  | 165 | 24:00 | 99.084 | 99.482
|  |  | 458 | 24:00 | 99.084 | 99.482
|  |  | 397 | 24:00 | 99.084 | 99.482
|  |  | 622 | 24:00 | 99.084 | 99.482
|  |  | 812 | 24:00 | 99.084 | 99.482
|  |  | 779 | 24:00 | 99.084 | 99.482
|  |  | 592 | 24:00 | 99.084 | 99.482
|  |  | 166 | 24:00 | 99.084 | 99.482
|  |  | 373 | 24:00 | 99.084 | 99.482
|  |  | 121 | 24:00 | 99.084 | 99.482
|  |  | 7 | 24:00 | 87.07 | 89.15
|  |  | 0 | 24:00 | 77.2 | 75.5
|  |  | 0 | 0:00
|  |  | 0 | 0:00
|  |  | 0 | 0:00
|  |  | 0 | 0:00
|  |  | 0 | 0:00
|  |  | 0 | 0:00
|  |  | 0 | 0:00
|  |  | 0 | 0:00
|  |  | 0 | 0:00
|  |  | 0 | 0:00
|  |  | 0 | 0:00
|  |  | 92 | 0:00
|  |  | 72 | 24:00 | 99.084 | 99.482
|  |  | 90 | 24:00 | 99.084 | 99.482
|  |  | 133 | 24:00 | 99.084 | 99.482
|  |  | 324 | 24:00 | 99.084 | 99.482
|  |  | 420 | 24:00 | 99.084 | 99.482
|  |  | 589 | 24:00 | 99.084 | 99.482
|  |  | 287 | 24:00 | 99.084 | 99.482
|  |  | 320 | 24:00 | 99.084 | 99.482
|  |  | 185 | 24:00 | 99.084 | 99.482
|  |  | 93 | 24:00 | 99.084 | 99.482
|  |  | 19 | 24:00 | 93.782 | 95.291
|  |  | 0 | 24:00 | 77.2 | 75.5
|  |  | 0 | 0:00
|  |  | 0 | 0:00
|  |  | 0 | 0:00
|  |  | 0 | 0:00
|  |  | 0 | 0:00
|  |  | 0 | 0:00
|  |  | 0 | 0:00
|  |  | 0 | 0:00
|  |  | 0 | 0:00
|  |  | 0 | 0:00
|  |  | 0 | 0:00
|  |  | 19 | 0:00
|  |  | 142 | 24:00 | 99.084 | 99.482
|  |  | 445 | 24:00 | 99.084 | 99.482
|  |  | 196 | 24:00 | 99.084 | 99.482
|  |  | 500 | 24:00 | 99.084 | 99.482
|  |  | 669 | 24:00 | 99.084 | 99.482
|  |  | 389 | 24:00 | 99.084 | 99.482
|  |  | 666 | 24:00 | 99.084 | 99.482
|  |  | 389 | 24:00 | 99.084 | 99.482
|  |  | 266 | 24:00 | 99.084 | 99.482
|  |  | 100 | 24:00 | 99.084 | 99.482
|  |  | 14 | 24:00 | 91.372 | 93.386
|  |  | 0 | 24:00 | 77.2 | 75.5
|  |  | 0 | 0:00
|  |  | 0 | 0:00
|  |  | 0 | 0:00
|  |  | 0 | 0:00
|  |  | 0 | 0:00
|  |  | 0 | 0:00
|  |  | 0 | 0:00
|  |  | 0 | 0:00
|  |  | 0 | 0:00
|  |  | 0 | 0:00
|  |  | 0 | 0:00
|  |  | 95 | 0:00
|  |  | 270 | 24:00 | 99.084 | 99.482
|  |  | 476 | 24:00 | 99.084 | 99.482
|  |  | 566 | 24:00 | 99.084 | 99.482
|  |  | 710 | 24:00 | 99.084 | 99.482
|  |  | 777 | 24:00 | 99.084 | 99.482
|  |  | 776 | 24:00 | 99.084 | 99.482
|  |  | 704 | 24:00 | 99.084 | 99.482
|  |  | 561 | 24:00 | 99.084 | 99.482
|  |  | 395 | 24:00 | 99.084 | 99.482
|  |  | 181 | 24:00 | 99.084 | 99.482
|  |  | 18 | 24:00 | 93.3 | 94.91
|  |  | 0 | 24:00 | 77.2 | 75.5
|  |  | 0 | 0:00
|  |  | 0 | 0:00
|  |  | 0 | 0:00
|  |  | 0 | 0:00
|  |  | 0 | 0:00
|  |  | 0 | 0:00
|  |  | 0 | 0:00
|  |  | 0 | 0:00
|  |  | 0 | 0:00
|  |  | 0 | 0:00
|  |  | 0 | 0:00
|  |  | 20 | 0:00
|  |  | 289 | 24:00 | 99.084 | 99.482
|  |  | 510 | 24:00 | 99.084 | 99.482
|  |  | 574 | 24:00 | 99.084 | 99.482
|  |  | 710 | 24:00 | 99.084 | 99.482
|  |  | 789 | 24:00 | 99.084 | 99.482
|  |  | 790 | 24:00 | 99.084 | 99.482
|  |  | 698 | 24:00 | 99.084 | 99.482
|  |  | 524 | 24:00 | 99.084 | 99.482
|  |  | 371 | 24:00 | 99.084 | 99.482
|  |  | 150 | 24:00 | 99.084 | 99.482
|  |  | 8 | 24:00 | 88.48 | 91.1
|  |  | 0 | 24:00 | 77.2 | 75.5
|  |  | 0 | 0:00
|  |  | 0 | 0:00
|  |  | 0 | 0:00
|  |  | 0 | 0:00
|  |  | 0 | 0:00
|  |  | 0 | 0:00
|  |  | 0 | 0:00
|  |  | 0 | 0:00
|  |  | 0 | 0:00
|  |  | 0 | 0:00
|  |  | 0 | 0:00
|  |  | 0 | 0:00
|  |  | 292 | 24:00 | 99.084 | 99.482
|  |  | 457 | 24:00 | 99.084 | 99.482
|  |  | 652 | 24:00 | 99.084 | 99.482
|  |  | 740 | 24:00 | 99.084 | 99.482
|  |  | 776 | 24:00 | 99.084 | 99.482
|  |  | 762 | 24:00 | 99.084 | 99.482
|  |  | 661 | 24:00 | 99.084 | 99.482
|  |  | 561 | 24:00 | 99.084 | 99.482
|  |  | 404 | 24:00 | 99.084 | 99.482
|  |  | 184 | 24:00 | 99.084 | 99.482
|  |  | 13 | 24:00 | 90.89 | 93.005
|  |  | 0 | 24:00 | 77.2 | 75.5
|  |  | 0 | 0:00
|  |  | 0 | 0:00
|  |  | 0 | 0:00
|  |  | 0 | 0:00
|  |  | 0 | 0:00
|  |  | 0 | 0:00
|  |  | 0 | 0:00
|  |  | 0 | 0:00
|  |  | 0 | 0:00
|  |  | 0 | 0:00
|  |  | 0 | 0:00
|  |  | 0 | 0:00
|  |  | 175 | 24:00 | 99.084 | 99.482
|  |  | 456 | 24:00 | 99.084 | 99.482
|  |  | 663 | 24:00 | 99.084 | 99.482
|  |  | 733 | 24:00 | 99.084 | 99.482
|  |  | 802 | 24:00 | 99.084 | 99.482
|  |  | 671 | 24:00 | 99.084 | 99.482
|  |  | 280 | 24:00 | 99.084 | 99.482
|  |  | 421 | 24:00 | 99.084 | 99.482
|  |  | 329 | 24:00 | 99.084 | 99.482
|  |  | 153 | 24:00 | 99.084 | 99.482
|  |  | 8 | 24:00 | 88.48 | 91.1
|  |  | 0 | 24:00 | 77.2 | 75.5
|  |  | 0 | 0:00
|  |  | 0 | 0:00
|  |  | 0 | 0:00
|  |  | 0 | 0:00
|  |  | 0 | 0:00
|  |  | 0 | 0:00
|  |  | 0 | 0:00
|  |  | 0 | 0:00
|  |  | 0 | 0:00
|  |  | 0 | 0:00
|  |  | 0 | 0:00
|  |  | 0 | 0:00
|  |  | 98 | 24:00 | 99.084 | 99.482
|  |  | 178 | 24:00 | 99.084 | 99.482
|  |  | 244 | 24:00 | 99.084 | 99.482
|  |  | 608 | 24:00 | 99.084 | 99.482
|  |  | 667 | 24:00 | 99.084 | 99.482
|  |  | 378 | 24:00 | 99.084 | 99.482
|  |  | 374 | 24:00 | 99.084 | 99.482
|  |  | 350 | 24:00 | 99.084 | 99.482
|  |  | 183 | 24:00 | 99.084 | 99.482
|  |  | 31 | 24:00 | 99.084 | 99.482
|  |  | 1 | 24:00 | 78.61 | 77.45
|  |  | 0 | 24:00 | 77.2 | 75.5
|  |  | 0 | 0:00
|  |  | 0 | 0:00
|  |  | 0 | 0:00
|  |  | 0 | 0:00
|  |  | 0 | 0:00
|  |  | 0 | 0:00
|  |  | 0 | 0:00
|  |  | 0 | 0:00
|  |  | 0 | 0:00
|  |  | 0 | 0:00
|  |  | 0 | 0:00
|  |  | 0 | 0:00
|  |  | 56 | 24:00 | 99.084 | 99.482
|  |  | 97 | 24:00 | 99.084 | 99.482
|  |  | 132 | 24:00 | 99.084 | 99.482
|  |  | 159 | 24:00 | 99.084 | 99.482
|  |  | 163 | 24:00 | 99.084 | 99.482
|  |  | 200 | 24:00 | 99.084 | 99.482
|  |  | 268 | 24:00 | 99.084 | 99.482
|  |  | 217 | 24:00 | 99.084 | 99.482
|  |  | 148 | 24:00 | 99.084 | 99.482
|  |  | 64 | 24:00 | 99.084 | 99.482
|  |  | 1 | 24:00 | 78.61 | 77.45
|  |  | 0 | 24:00 | 77.2 | 75.5
|  |  | 0 | 0:00
|  |  | 0 | 0:00
|  |  | 0 | 0:00
|  |  | 0 | 0:00
|  |  | 0 | 0:00
|  |  | 0 | 0:00
|  |  | 0 | 0:00
|  |  | 0 | 0:00
|  |  | 0 | 0:00
|  |  | 0 | 0:00
|  |  | 0 | 0:00
|  |  | 0 | 0:00
|  |  | 114 | 24:00 | 99.084 | 99.482
|  |  | 193 | 24:00 | 99.084 | 99.482
|  |  | 244 | 24:00 | 99.084 | 99.482
|  |  | 248 | 24:00 | 99.084 | 99.482
|  |  | 232 | 24:00 | 99.084 | 99.482
|  |  | 193 | 24:00 | 99.084 | 99.482
|  |  | 180 | 24:00 | 99.084 | 99.482
|  |  | 175 | 24:00 | 99.084 | 99.482
|  |  | 120 | 24:00 | 99.084 | 99.482
|  |  | 50 | 24:00 | 99.084 | 99.482
|  |  | 0 | 24:00 | 77.2 | 75.5
|  |  | 0 | 24:00 | 77.2 | 75.5
|  |  | 0 | 0:00
|  |  | 0 | 0:00
|  |  | 0 | 0:00
|  |  | 0 | 0:00
|  |  | 0 | 0:00
|  |  | 0 | 0:00
|  |  | 0 | 0:00
|  |  | 0 | 0:00
|  |  | 0 | 0:00
|  |  | 0 | 0:00
|  |  | 0 | 0:00
|  |  | 0 | 0:00
|  |  | 82 | 24:00 | 99.084 | 99.482
|  |  | 171 | 24:00 | 99.084 | 99.482
|  |  | 216 | 24:00 | 99.084 | 99.482
|  |  | 214 | 24:00 | 99.084 | 99.482
|  |  | 225 | 24:00 | 99.084 | 99.482
|  |  | 239 | 24:00 | 99.084 | 99.482
|  |  | 186 | 24:00 | 99.084 | 99.482
|  |  | 181 | 24:00 | 99.084 | 99.482
|  |  | 142 | 24:00 | 99.084 | 99.482
|  |  | 44 | 24:00 | 99.084 | 99.482
|  |  | 0 | 24:00 | 77.2 | 75.5
|  |  | 0 | 24:00 | 77.2 | 75.5
|  |  | 0 | 0:00
|  |  | 0 | 0:00
|  |  | 0 | 0:00
|  |  | 0 | 0:00
|  |  | 0 | 0:00
|  |  | 0 | 0:00
|  |  | 0 | 0:00
|  |  | 0 | 0:00
|  |  | 0 | 0:00
|  |  | 0 | 0:00
|  |  | 0 | 0:00
|  |  | 0 | 0:00
|  |  | 191 | 24:00 | 99.084 | 99.482
|  |  | 454 | 24:00 | 99.084 | 99.482
|  |  | 581 | 24:00 | 99.084 | 99.482
|  |  | 749 | 24:00 | 99.084 | 99.482
|  |  | 789 | 24:00 | 99.084 | 99.482
|  |  | 765 | 24:00 | 99.084 | 99.482
|  |  | 676 | 24:00 | 99.084 | 99.482
|  |  | 521 | 24:00 | 99.084 | 99.482
|  |  | 343 | 24:00 | 99.084 | 99.482
|  |  | 149 | 24:00 | 99.084 | 99.482
|  |  | 0 | 24:00 | 77.2 | 75.5
|  |  | 0 | 24:00 | 77.2 | 75.5
|  |  | 0 | 0:00
|  |  | 0 | 0:00
|  |  | 0 | 0:00
|  |  | 0 | 0:00
|  |  | 0 | 0:00
|  |  | 0 | 0:00
|  |  | 0 | 0:00
|  |  | 0 | 0:00
|  |  | 0 | 0:00
|  |  | 0 | 0:00
|  |  | 0 | 0:00
|  |  | 0 | 0:00
|  |  | 250 | 24:00 | 99.084 | 99.482
|  |  | 464 | 24:00 | 99.084 | 99.482
|  |  | 616 | 24:00 | 99.084 | 99.482
|  |  | 668 | 24:00 | 99.084 | 99.482
|  |  | 735 | 24:00 | 99.084 | 99.482
|  |  | 731 | 24:00 | 99.084 | 99.482
|  |  | 676 | 24:00 | 99.084 | 99.482
|  |  | 552 | 24:00 | 99.084 | 99.482
|  |  | 358 | 24:00 | 99.084 | 99.482
|  |  | 145 | 24:00 | 99.084 | 99.482
|  |  | 0 | 24:00 | 77.2 | 75.5
|  |  | 0 | 24:00 | 77.2 | 75.5
|  |  | 0 | 0:00
|  |  | 0 | 0:00
|  |  | 0 | 0:00
|  |  | 0 | 0:00
|  |  | 0 | 0:00
|  |  | 0 | 0:00
|  |  | 0 | 0:00
|  |  | 0 | 0:00
|  |  | 0 | 0:00
|  |  | 0 | 0:00
|  |  | 0 | 0:00
|  |  | 0 | 0:00
|  |  | 268 | 24:00 | 99.084 | 99.482
|  |  | 449 | 24:00 | 99.084 | 99.482
|  |  | 602 | 24:00 | 99.084 | 99.482
|  |  | 728 | 24:00 | 99.084 | 99.482
|  |  | 764 | 24:00 | 99.084 | 99.482
|  |  | 770 | 24:00 | 99.084 | 99.482
|  |  | 676 | 24:00 | 99.084 | 99.482
|  |  | 523 | 24:00 | 99.084 | 99.482
|  |  | 337 | 24:00 | 99.084 | 99.482
|  |  | 135 | 24:00 | 99.084 | 99.482
|  |  | 0 | 24:00 | 77.2 | 75.5
|  |  | 0 | 24:00 | 77.2 | 75.5
|  |  | 0 | 0:00
|  |  | 0 | 0:00
|  |  | 0 | 0:00
|  |  | 0 | 0:00
|  |  | 0 | 0:00
|  |  | 0 | 0:00
|  |  | 0 | 0:00
|  |  | 0 | 0:00
|  |  | 0 | 0:00
|  |  | 0 | 0:00
|  |  | 0 | 0:00
|  |  | 0 | 0:00
|  |  | 229 | 24:00 | 99.084 | 99.482
|  |  | 440 | 24:00 | 99.084 | 99.482
|  |  | 610 | 24:00 | 99.084 | 99.482
|  |  | 692 | 24:00 | 99.084 | 99.482
|  |  | 731 | 24:00 | 99.084 | 99.482
|  |  | 732 | 24:00 | 99.084 | 99.482
|  |  | 635 | 24:00 | 99.084 | 99.482
|  |  | 531 | 24:00 | 99.084 | 99.482
|  |  | 331 | 24:00 | 99.084 | 99.482
|  |  | 126 | 24:00 | 99.084 | 99.482
|  |  | 0 | 24:00 | 77.2 | 75.5
|  |  | 0 | 24:00 | 77.2 | 75.5
|  |  | 0 | 0:00
|  |  | 0 | 0:00
|  |  | 0 | 0:00
|  |  | 0 | 0:00
|  |  | 0 | 0:00
|  |  | 0 | 0:00
|  |  | 0 | 0:00
|  |  | 0 | 0:00
|  |  | 0 | 0:00
|  |  | 0 | 0:00
|  |  | 0 | 0:00
|  |  | 0 | 0:00
|  |  | 259 | 24:00 | 99.084 | 99.482
|  |  | 410 | 24:00 | 99.084 | 99.482
|  |  | 598 | 24:00 | 99.084 | 99.482
|  |  | 711 | 24:00 | 99.084 | 99.482
|  |  | 765 | 24:00 | 99.084 | 99.482
|  |  | 736 | 24:00 | 99.084 | 99.482
|  |  | 658 | 24:00 | 99.084 | 99.482
|  |  | 523 | 24:00 | 99.084 | 99.482
|  |  | 316 | 24:00 | 99.084 | 99.482
|  |  | 120 | 24:00 | 99.084 | 99.482
|  |  | 0 | 24:00 | 77.2 | 75.5
|  |  | 0 | 24:00 | 77.2 | 75.5
|  |  | 0 | 0:00
|  |  | 0 | 0:00
|  |  | 0 | 0:00
|  |  | 0 | 0:00
|  |  | 0 | 0:00
|  |  | 0 | 0:00
|  |  | 0 | 0:00
|  |  | 0 | 0:00
|  |  | 0 | 0:00
|  |  | 0 | 0:00
|  |  | 0 | 0:00
|  |  | 0 | 0:00
|  |  | 117 | 24:00 | 99.084 | 99.482
|  |  | 339 | 24:00 | 99.084 | 99.482
|  |  | 545 | 24:00 | 99.084 | 99.482
|  |  | 690 | 24:00 | 99.084 | 99.482
|  |  | 676 | 24:00 | 99.084 | 99.482
|  |  | 584 | 24:00 | 99.084 | 99.482
|  |  | 642 | 24:00 | 99.084 | 99.482
|  |  | 523 | 24:00 | 99.084 | 99.482
|  |  | 324 | 24:00 | 99.084 | 99.482
|  |  | 122 | 24:00 | 99.084 | 99.482
|  |  | 0 | 24:00 | 77.2 | 75.5
|  |  | 0 | 24:00 | 77.2 | 75.5
|  |  | 0 | 0:00
|  |  | 0 | 0:00
|  |  | 0 | 0:00
|  |  | 0 | 0:00
|  |  | 0 | 0:00
|  |  | 0 | 0:00
|  |  | 0 | 0:00
|  |  | 0 | 0:00
|  |  | 0 | 0:00
|  |  | 0 | 0:00
|  |  | 0 | 0:00
|  |  | 0 | 0:00
|  |  | 235 | 24:00 | 99.084 | 99.482
|  |  | 406 | 24:00 | 99.084 | 99.482
|  |  | 547 | 24:00 | 99.084 | 99.482
|  |  | 664 | 24:00 | 99.084 | 99.482
|  |  | 653 | 24:00 | 99.084 | 99.482
|  |  | 659 | 24:00 | 99.084 | 99.482
|  |  | 461 | 24:00 | 99.084 | 99.482
|  |  | 278 | 24:00 | 99.084 | 99.482
|  |  | 78 | 24:00 | 99.084 | 99.482
|  |  | 24 | 24:00 | 96.192 | 97.196
|  |  | 0 | 24:00 | 77.2 | 75.5
|  |  | 0 | 24:00 | 77.2 | 75.5
|  |  | 0 | 0:00
|  |  | 0 | 0:00
|  |  | 0 | 0:00
|  |  | 0 | 0:00
|  |  | 0 | 0:00
|  |  | 0 | 0:00
|  |  | 0 | 0:00
|  |  | 0 | 0:00
|  |  | 0 | 0:00
|  |  | 0 | 0:00
|  |  | 0 | 0:00
|  |  | 0 | 0:00
|  |  | 216 | 24:00 | 99.084 | 99.482
|  |  | 417 | 24:00 | 99.084 | 99.482
|  |  | 542 | 24:00 | 99.084 | 99.482
|  |  | 690 | 24:00 | 99.084 | 99.482
|  |  | 736 | 24:00 | 99.084 | 99.482
|  |  | 711 | 24:00 | 99.084 | 99.482
|  |  | 634 | 24:00 | 99.084 | 99.482
|  |  | 486 | 24:00 | 99.084 | 99.482
|  |  | 294 | 24:00 | 99.084 | 99.482
|  |  | 102 | 24:00 | 99.084 | 99.482
|  |  | 0 | 24:00 | 77.2 | 75.5
|  |  | 0 | 24:00 | 77.2 | 75.5
|  |  | 0 | 0:00
|  |  | 0 | 0:00
|  |  | 0 | 0:00
|  |  | 0 | 0:00
|  |  | 0 | 0:00
|  |  | 0 | 0:00
|  |  | 0 | 0:00
|  |  | 0 | 0:00
|  |  | 0 | 0:00
|  |  | 0 | 0:00
|  |  | 0 | 0:00
|  |  | 0 | 0:00
|  |  | 201 | 24:00 | 99.084 | 99.482
|  |  | 403 | 24:00 | 99.084 | 99.482
|  |  | 575 | 24:00 | 99.084 | 99.482
|  |  | 696 | 24:00 | 99.084 | 99.482
|  |  | 735 | 24:00 | 99.084 | 99.482
|  |  | 697 | 24:00 | 99.084 | 99.482
|  |  | 584 | 24:00 | 99.084 | 99.482
|  |  | 490 | 24:00 | 99.084 | 99.482
|  |  | 264 | 24:00 | 99.084 | 99.482
|  |  | 94 | 24:00 | 99.084 | 99.482
|  |  | 0 | 24:00 | 77.2 | 75.5
|  |  | 0 | 24:00 | 77.2 | 75.5
|  |  | 0 | 0:00
|  |  | 0 | 0:00
|  |  | 0 | 0:00
|  |  | 0 | 0:00
|  |  | 0 | 0:00
|  |  | 0 | 0:00
|  |  | 0 | 0:00
|  |  | 0 | 0:00
|  |  | 0 | 0:00
|  |  | 0 | 0:00
|  |  | 0 | 0:00
|  |  | 0 | 0:00
|  |  | 230 | 24:00 | 99.084 | 99.482
|  |  | 419 | 24:00 | 99.084 | 99.482
|  |  | 565 | 24:00 | 99.084 | 99.482
|  |  | 649 | 24:00 | 99.084 | 99.482
|  |  | 717 | 24:00 | 99.084 | 99.482
|  |  | 702 | 24:00 | 99.084 | 99.482
|  |  | 600 | 24:00 | 99.084 | 99.482
|  |  | 491 | 24:00 | 99.084 | 99.482
|  |  | 298 | 24:00 | 99.084 | 99.482
|  |  | 92 | 24:00 | 99.084 | 99.482
|  |  | 0 | 24:00 | 77.2 | 75.5
|  |  | 0 | 24:00 | 77.2 | 75.5
|  |  | 0 | 0:00
|  |  | 0 | 0:00
|  |  | 0 | 0:00
|  |  | 0 | 0:00
|  |  | 0 | 0:00
|  |  | 0 | 0:00
|  |  | 0 | 0:00
|  |  | 0 | 0:00
|  |  | 0 | 0:00
|  |  | 0 | 0:00
|  |  | 0 | 0:00
|  |  | 0 | 0:00
|  |  | 205 | 24:00 | 99.084 | 99.482
|  |  | 416 | 24:00 | 99.084 | 99.482
|  |  | 529 | 24:00 | 99.084 | 99.482
|  |  | 643 | 24:00 | 99.084 | 99.482
|  |  | 710 | 24:00 | 99.084 | 99.482
|  |  | 685 | 24:00 | 99.084 | 99.482
|  |  | 621 | 24:00 | 99.084 | 99.482
|  |  | 482 | 24:00 | 99.084 | 99.482
|  |  | 298 | 24:00 | 99.084 | 99.482
|  |  | 89 | 24:00 | 99.084 | 99.482
|  |  | 0 | 24:00 | 77.2 | 75.5
|  |  | 0 | 24:00 | 77.2 | 75.5
|  |  | 0 | 0:00
|  |  | 0 | 0:00
|  |  | 0 | 0:00
|  |  | 0 | 0:00
|  |  | 0 | 0:00
|  |  | 0 | 0:00
|  |  | 0 | 0:00
|  |  | 0 | 0:00
|  |  | 0 | 0:00
|  |  | 0 | 0:00
|  |  | 0 | 0:00
|  |  | 13 | 0:00
|  |  | 144 | 24:00 | 99.084 | 99.482
|  |  | 404 | 24:00 | 99.084 | 99.482
|  |  | 534 | 24:00 | 99.084 | 99.482
|  |  | 671 | 24:00 | 99.084 | 99.482
|  |  | 698 | 24:00 | 99.084 | 99.482
|  |  | 639 | 24:00 | 99.084 | 99.482
|  |  | 565 | 24:00 | 99.084 | 99.482
|  |  | 426 | 24:00 | 99.084 | 99.482
|  |  | 137 | 24:00 | 99.084 | 99.482
|  |  | 56 | 24:00 | 99.084 | 99.482
|  |  | 0 | 24:00 | 77.2 | 75.5
|  |  | 0 | 24:00 | 77.2 | 75.5
|  |  | 0 | 0:00
|  |  | 0 | 0:00
|  |  | 0 | 0:00
|  |  | 0 | 0:00
|  |  | 0 | 0:00
|  |  | 0 | 0:00
|  |  | 0 | 0:00
|  |  | 0 | 0:00
|  |  | 0 | 0:00
|  |  | 0 | 0:00
|  |  | 0 | 0:00
|  |  | 21 | 0:00
|  |  | 202 | 24:00 | 99.084 | 99.482
|  |  | 391 | 24:00 | 99.084 | 99.482
|  |  | 559 | 24:00 | 99.084 | 99.482
|  |  | 657 | 24:00 | 99.084 | 99.482
|  |  | 692 | 24:00 | 99.084 | 99.482
|  |  | 708 | 24:00 | 99.084 | 99.482
|  |  | 614 | 24:00 | 99.084 | 99.482
|  |  | 477 | 24:00 | 99.084 | 99.482
|  |  | 271 | 24:00 | 99.084 | 99.482
|  |  | 85 | 24:00 | 99.084 | 99.482
|  |  | 0 | 24:00 | 77.2 | 75.5
|  |  | 0 | 24:00 | 77.2 | 75.5
|  |  | 0 | 0:00
|  |  | 0 | 0:00
|  |  | 0 | 0:00
|  |  | 0 | 0:00
|  |  | 0 | 0:00
|  |  | 0 | 0:00
|  |  | 0 | 0:00
|  |  | 0 | 0:00
|  |  | 0 | 0:00
|  |  | 0 | 0:00
|  |  | 0 | 0:00
|  |  | 16 | 0:00
|  |  | 193 | 24:00 | 99.084 | 99.482
|  |  | 370 | 24:00 | 99.084 | 99.482
|  |  | 521 | 24:00 | 99.084 | 99.482
|  |  | 613 | 24:00 | 99.084 | 99.482
|  |  | 692 | 24:00 | 99.084 | 99.482
|  |  | 669 | 24:00 | 99.084 | 99.482
|  |  | 580 | 24:00 | 99.084 | 99.482
|  |  | 455 | 24:00 | 99.084 | 99.482
|  |  | 254 | 24:00 | 99.084 | 99.482
|  |  | 46 | 24:00 | 99.084 | 99.482
|  |  | 0 | 24:00 | 77.2 | 75.5
|  |  | 0 | 24:00 | 77.2 | 75.5
|  |  | 0 | 0:00
|  |  | 0 | 0:00
|  |  | 0 | 0:00
|  |  | 0 | 0:00
|  |  | 0 | 0:00
|  |  | 0 | 0:00
|  |  | 0 | 0:00
|  |  | 0 | 0:00
|  |  | 0 | 0:00
|  |  | 0 | 0:00
|  |  | 0 | 0:00
|  |  | 6 | 0:00
|  |  | 104 | 24:00 | 99.084 | 99.482
|  |  | 82 | 24:00 | 99.084 | 99.482
|  |  | 110 | 24:00 | 99.084 | 99.482
|  |  | 123 | 24:00 | 99.084 | 99.482
|  |  | 134 | 24:00 | 99.084 | 99.482
|  |  | 130 | 24:00 | 99.084 | 99.482
|  |  | 112 | 24:00 | 99.084 | 99.482
|  |  | 86 | 24:00 | 99.084 | 99.482
|  |  | 48 | 24:00 | 99.084 | 99.482
|  |  | 17 | 24:00 | 92.818 | 94.529
|  |  | 0 | 24:00 | 77.2 | 75.5
|  |  | 0 | 24:00 | 77.2 | 75.5
|  |  | 0 | 0:00
|  |  | 0 | 0:00
|  |  | 0 | 0:00
|  |  | 0 | 0:00
|  |  | 0 | 0:00
|  |  | 0 | 0:00
|  |  | 0 | 0:00
|  |  | 0 | 0:00
|  |  | 0 | 0:00
|  |  | 0 | 0:00
|  |  | 0 | 0:00
|  |  | 3 | 0:00
|  |  | 60 | 24:00 | 99.084 | 99.482
|  |  | 113 | 24:00 | 99.084 | 99.482
|  |  | 319 | 24:00 | 99.084 | 99.482
|  |  | 348 | 24:00 | 99.084 | 99.482
|  |  | 366 | 24:00 | 99.084 | 99.482
|  |  | 421 | 24:00 | 99.084 | 99.482
|  |  | 483 | 24:00 | 99.084 | 99.482
|  |  | 257 | 24:00 | 99.084 | 99.482
|  |  | 90 | 24:00 | 99.084 | 99.482
|  |  | 16 | 24:00 | 92.336 | 94.148
|  |  | 0 | 24:00 | 77.2 | 75.5
|  |  | 0 | 24:00 | 77.2 | 75.5
|  |  | 0 | 0:00
|  |  | 0 | 0:00
|  |  | 0 | 0:00
|  |  | 0 | 0:00
|  |  | 0 | 0:00
|  |  | 0 | 0:00
|  |  | 0 | 0:00
|  |  | 0 | 0:00
|  |  | 0 | 0:00
|  |  | 0 | 0:00
|  |  | 0 | 0:00
|  |  | 1 | 0:00
|  |  | 41 | 24:00 | 99.084 | 99.482
|  |  | 271 | 24:00 | 99.084 | 99.482
|  |  | 159 | 24:00 | 99.084 | 99.482
|  |  | 601 | 24:00 | 99.084 | 99.482
|  |  | 693 | 24:00 | 99.084 | 99.482
|  |  | 662 | 24:00 | 99.084 | 99.482
|  |  | 582 | 24:00 | 99.084 | 99.482
|  |  | 440 | 24:00 | 99.084 | 99.482
|  |  | 221 | 24:00 | 99.084 | 99.482
|  |  | 67 | 24:00 | 99.084 | 99.482
|  |  | 0 | 24:00 | 77.2 | 75.5
|  |  | 0 | 24:00 | 77.2 | 75.5
|  |  | 0 | 0:00
|  |  | 0 | 0:00
|  |  | 0 | 0:00
|  |  | 0 | 0:00
|  |  | 0 | 0:00
|  |  | 0 | 0:00
|  |  | 0 | 0:00
|  |  | 0 | 0:00
|  |  | 0 | 0:00
|  |  | 0 | 0:00
|  |  | 0 | 0:00
|  |  | 11 | 0:00
|  |  | 179 | 24:00 | 99.084 | 99.482
|  |  | 366 | 24:00 | 99.084 | 99.482
|  |  | 555 | 24:00 | 99.084 | 99.482
|  |  | 627 | 24:00 | 99.084 | 99.482
|  |  | 662 | 24:00 | 99.084 | 99.482
|  |  | 659 | 24:00 | 99.084 | 99.482
|  |  | 563 | 24:00 | 99.084 | 99.482
|  |  | 391 | 24:00 | 99.084 | 99.482
|  |  | 265 | 24:00 | 99.084 | 99.482
|  |  | 30 | 24:00 | 99.084 | 99.482
|  |  | 0 | 24:00 | 77.2 | 75.5
|  |  | 0 | 24:00 | 77.2 | 75.5
|  |  | 0 | 0:00
|  |  | 0 | 0:00
|  |  | 0 | 0:00
|  |  | 0 | 0:00
|  |  | 0 | 0:00
|  |  | 0 | 0:00
|  |  | 0 | 0:00
|  |  | 0 | 0:00
|  |  | 0 | 0:00
|  |  | 0 | 0:00
|  |  | 0 | 0:00
|  |  | 13 | 0:00
|  |  | 197 | 24:00 | 99.084 | 99.482
|  |  | 380 | 24:00 | 99.084 | 99.482
|  |  | 524 | 24:00 | 99.084 | 99.482
|  |  | 642 | 24:00 | 99.084 | 99.482
|  |  | 668 | 24:00 | 99.084 | 99.482
|  |  | 634 | 24:00 | 99.084 | 99.482
|  |  | 536 | 24:00 | 99.084 | 99.482
|  |  | 436 | 24:00 | 99.084 | 99.482
|  |  | 246 | 24:00 | 99.084 | 99.482
|  |  | 51 | 24:00 | 99.084 | 99.482
|  |  | 0 | 24:00 | 77.2 | 75.5
|  |  | 0 | 24:00 | 77.2 | 75.5
|  |  | 0 | 0:00
|  |  | 0 | 0:00
|  |  | 0 | 0:00
|  |  | 0 | 0:00
|  |  | 0 | 0:00
|  |  | 0 | 0:00
|  |  | 0 | 0:00
|  |  | 0 | 0:00
|  |  | 0 | 0:00
|  |  | 0 | 0:00
|  |  | 0 | 0:00
|  |  | 7 | 0:00
|  |  | 146 | 24:00 | 99.084 | 99.482
|  |  | 315 | 24:00 | 99.084 | 99.482
|  |  | 448 | 24:00 | 99.084 | 99.482
|  |  | 572 | 24:00 | 99.084 | 99.482
|  |  | 581 | 24:00 | 99.084 | 99.482
|  |  | 643 | 24:00 | 99.084 | 99.482
|  |  | 562 | 24:00 | 99.084 | 99.482
|  |  | 250 | 24:00 | 99.084 | 99.482
|  |  | 84 | 24:00 | 99.084 | 99.482
|  |  | 48 | 24:00 | 99.084 | 99.482
|  |  | 0 | 24:00 | 77.2 | 75.5
|  |  | 0 | 24:00 | 77.2 | 75.5
|  |  | 0 | 0:00
|  |  | 0 | 0:00
|  |  | 0 | 0:00
|  |  | 0 | 0:00
|  |  | 0 | 0:00
|  |  | 0 | 0:00
|  |  | 0 | 0:00
|  |  | 0 | 0:00
|  |  | 0 | 0:00
|  |  | 0 | 0:00
|  |  | 0 | 0:00
|  |  | 1 | 0:00
|  |  | 61 | 24:00 | 99.084 | 99.482
|  |  | 120 | 24:00 | 99.084 | 99.482
|  |  | 254 | 24:00 | 99.084 | 99.482
|  |  | 304 | 24:00 | 99.084 | 99.482
|  |  | 126 | 24:00 | 99.084 | 99.482
|  |  | 324 | 24:00 | 99.084 | 99.482
|  |  | 187 | 24:00 | 99.084 | 99.482
|  |  | 259 | 24:00 | 99.084 | 99.482
|  |  | 196 | 24:00 | 99.084 | 99.482
|  |  | 56 | 24:00 | 99.084 | 99.482
|  |  | 0 | 24:00 | 77.2 | 75.5
|  |  | 0 | 24:00 | 77.2 | 75.5
|  |  | 0 | 0:00
|  |  | 0 | 0:00
|  |  | 0 | 0:00
|  |  | 0 | 0:00
|  |  | 0 | 0:00
|  |  | 0 | 0:00
|  |  | 0 | 0:00
|  |  | 0 | 0:00
|  |  | 0 | 0:00
|  |  | 0 | 0:00
|  |  | 0 | 0:00
|  |  | 2 | 0:00
|  |  | 100 | 24:00 | 99.084 | 99.482
|  |  | 158 | 24:00 | 99.084 | 99.482
|  |  | 257 | 24:00 | 99.084 | 99.482
|  |  | 561 | 24:00 | 99.084 | 99.482
|  |  | 627 | 24:00 | 99.084 | 99.482
|  |  | 615 | 24:00 | 99.084 | 99.482
|  |  | 507 | 24:00 | 99.084 | 99.482
|  |  | 395 | 24:00 | 99.084 | 99.482
|  |  | 237 | 24:00 | 99.084 | 99.482
|  |  | 49 | 24:00 | 99.084 | 99.482
|  |  | 0 | 24:00 | 77.2 | 75.5
|  |  | 0 | 24:00 | 77.2 | 75.5
|  |  | 0 | 0:00
|  |  | 0 | 0:00
|  |  | 0 | 0:00
|  |  | 0 | 0:00
|  |  | 0 | 0:00
|  |  | 0 | 0:00
|  |  | 0 | 0:00
|  |  | 0 | 0:00
|  |  | 0 | 0:00
|  |  | 0 | 0:00
|  |  | 0 | 0:00
|  |  | 3 | 0:00
|  |  | 109 | 24:00 | 99.084 | 99.482
|  |  | 371 | 24:00 | 99.084 | 99.482
|  |  | 530 | 24:00 | 99.084 | 99.482
|  |  | 581 | 24:00 | 99.084 | 99.482
|  |  | 641 | 24:00 | 99.084 | 99.482
|  |  | 490 | 24:00 | 99.084 | 99.482
|  |  | 536 | 24:00 | 99.084 | 99.482
|  |  | 398 | 24:00 | 99.084 | 99.482
|  |  | 197 | 24:00 | 99.084 | 99.482
|  |  | 48 | 24:00 | 99.084 | 99.482
|  |  | 0 | 24:00 | 77.2 | 75.5
|  |  | 0 | 24:00 | 77.2 | 75.5
|  |  | 0 | 0:00
|  |  | 0 | 0:00
|  |  | 0 | 0:00
|  |  | 0 | 0:00
|  |  | 0 | 0:00
|  |  | 0 | 0:00
|  |  | 0 | 0:00
|  |  | 0 | 0:00
|  |  | 0 | 0:00
|  |  | 0 | 0:00
|  |  | 0 | 0:00
|  |  | 0 | 0:00
|  |  | 170 | 24:00 | 99.084 | 99.482
|  |  | 205 | 24:00 | 99.084 | 99.482
|  |  | 220 | 24:00 | 99.084 | 99.482
|  |  | 128 | 24:00 | 99.084 | 99.482
|  |  | 119 | 24:00 | 99.084 | 99.482
|  |  | 115 | 24:00 | 99.084 | 99.482
|  |  | 129 | 24:00 | 99.084 | 99.482
|  |  | 91 | 24:00 | 99.084 | 99.482
|  |  | 72 | 24:00 | 99.084 | 99.482
|  |  | 10 | 24:00 | 89.444 | 91.862
|  |  | 0 | 24:00 | 77.2 | 75.5
|  |  | 0 | 24:00 | 77.2 | 75.5
|  |  | 0 | 0:00
|  |  | 0 | 0:00
|  |  | 0 | 0:00
|  |  | 0 | 0:00
|  |  | 0 | 0:00
|  |  | 0 | 0:00
|  |  | 0 | 0:00
|  |  | 0 | 0:00
|  |  | 0 | 0:00
|  |  | 0 | 0:00
|  |  | 0 | 0:00
|  |  | 0 | 0:00
|  |  | 111 | 24:00 | 99.084 | 99.482
|  |  | 68 | 24:00 | 99.084 | 99.482
|  |  | 109 | 24:00 | 99.084 | 99.482
|  |  | 216 | 24:00 | 99.084 | 99.482
|  |  | 166 | 24:00 | 99.084 | 99.482
|  |  | 122 | 24:00 | 99.084 | 99.482
|  |  | 154 | 24:00 | 99.084 | 99.482
|  |  | 103 | 24:00 | 99.084 | 99.482
|  |  | 77 | 24:00 | 99.084 | 99.482
|  |  | 19 | 24:00 | 93.782 | 95.291
|  |  | 0 | 24:00 | 77.2 | 75.5
|  |  | 0 | 24:00 | 77.2 | 75.5
|  |  | 0 | 0:00
|  |  | 0 | 0:00
|  |  | 0 | 0:00
|  |  | 0 | 0:00
|  |  | 0 | 0:00
|  |  | 0 | 0:00
|  |  | 0 | 0:00
|  |  | 0 | 0:00
|  |  | 0 | 0:00
|  |  | 0 | 0:00
|  |  | 0 | 0:00
|  |  | 0 | 0:00
|  |  | 33 | 24:00 | 99.084 | 99.482
|  |  | 121 | 24:00 | 99.084 | 99.482
|  |  | 159 | 24:00 | 99.084 | 99.482
|  |  | 128 | 24:00 | 99.084 | 99.482
|  |  | 146 | 24:00 | 99.084 | 99.482
|  |  | 174 | 24:00 | 99.084 | 99.482
|  |  | 251 | 24:00 | 99.084 | 99.482
|  |  | 231 | 24:00 | 99.084 | 99.482
|  |  | 147 | 24:00 | 99.084 | 99.482
|  |  | 32 | 24:00 | 99.084 | 99.482
|  |  | 0 | 24:00 | 77.2 | 75.5
|  |  | 0 | 24:00 | 77.2 | 75.5
|  |  | 0 | 0:00
|  |  | 0 | 0:00
|  |  | 0 | 0:00
|  |  | 0 | 0:00
|  |  | 0 | 0:00
|  |  | 0 | 0:00
|  |  | 0 | 0:00
|  |  | 0 | 0:00
|  |  | 0 | 0:00
|  |  | 0 | 0:00
|  |  | 0 | 0:00
|  |  | 0 | 0:00
|  |  | 54 | 24:00 | 99.084 | 99.482
|  |  | 68 | 24:00 | 99.084 | 99.482
|  |  | 94 | 24:00 | 99.084 | 99.482
|  |  | 134 | 24:00 | 99.084 | 99.482
|  |  | 192 | 24:00 | 99.084 | 99.482
|  |  | 368 | 24:00 | 99.084 | 99.482
|  |  | 312 | 24:00 | 99.084 | 99.482
|  |  | 239 | 24:00 | 99.084 | 99.482
|  |  | 165 | 24:00 | 99.084 | 99.482
|  |  | 38 | 24:00 | 99.084 | 99.482
|  |  | 0 | 24:00 | 77.2 | 75.5
|  |  | 0 | 24:00 | 77.2 | 75.5
|  |  | 0 | 0:00
|  |  | 0 | 0:00
|  |  | 0 | 0:00
|  |  | 0 | 0:00
|  |  | 0 | 0:00
|  |  | 0 | 0:00
|  |  | 0 | 0:00
|  |  | 0 | 0:00
|  |  | 0 | 0:00
|  |  | 0 | 0:00
|  |  | 0 | 0:00
|  |  | 0 | 0:00
|  |  | 75 | 24:00 | 99.084 | 99.482
|  |  | 129 | 24:00 | 99.084 | 99.482
|  |  | 109 | 24:00 | 99.084 | 99.482
|  |  | 182 | 24:00 | 99.084 | 99.482
|  |  | 172 | 24:00 | 99.084 | 99.482
|  |  | 403 | 24:00 | 99.084 | 99.482
|  |  | 430 | 24:00 | 99.084 | 99.482
|  |  | 319 | 24:00 | 99.084 | 99.482
|  |  | 161 | 24:00 | 99.084 | 99.482
|  |  | 12 | 24:00 | 90.408 | 92.624
|  |  | 0 | 24:00 | 77.2 | 75.5
|  |  | 0 | 24:00 | 77.2 | 75.5
|  |  | 0 | 0:00
|  |  | 0 | 0:00
|  |  | 0 | 0:00
|  |  | 0 | 0:00
|  |  | 0 | 0:00
|  |  | 0 | 0:00
|  |  | 0 | 0:00
|  |  | 0 | 0:00
|  |  | 0 | 0:00
|  |  | 0 | 0:00
|  |  | 0 | 0:00
|  |  | 0 | 0:00
|  |  | 128 | 24:00 | 99.084 | 99.482
|  |  | 203 | 24:00 | 99.084 | 99.482
|  |  | 293 | 24:00 | 99.084 | 99.482
|  |  | 419 | 24:00 | 99.084 | 99.482
|  |  | 512 | 24:00 | 99.084 | 99.482
|  |  | 579 | 24:00 | 99.084 | 99.482
|  |  | 523 | 24:00 | 99.084 | 99.482
|  |  | 396 | 24:00 | 99.084 | 99.482
|  |  | 211 | 24:00 | 99.084 | 99.482
|  |  | 42 | 24:00 | 99.084 | 99.482
|  |  | 0 | 24:00 | 77.2 | 75.5
|  |  | 0 | 24:00 | 77.2 | 75.5
|  |  | 0 | 0:00
|  |  | 0 | 0:00
|  |  | 0 | 0:00
|  |  | 0 | 0:00
|  |  | 0 | 0:00
|  |  | 0 | 0:00
|  |  | 0 | 0:00
|  |  | 0 | 0:00
|  |  | 0 | 0:00
|  |  | 0 | 0:00
|  |  | 0 | 0:00
|  |  | 0 | 0:00
|  |  | 140 | 24:00 | 99.084 | 99.482
|  |  | 335 | 24:00 | 99.084 | 99.482
|  |  | 460 | 24:00 | 99.084 | 99.482
|  |  | 588 | 24:00 | 99.084 | 99.482
|  |  | 622 | 24:00 | 99.084 | 99.482
|  |  | 612 | 24:00 | 99.084 | 99.482
|  |  | 531 | 24:00 | 99.084 | 99.482
|  |  | 389 | 24:00 | 99.084 | 99.482
|  |  | 214 | 24:00 | 99.084 | 99.482
|  |  | 39 | 24:00 | 99.084 | 99.482
|  |  | 0 | 24:00 | 77.2 | 75.5
|  |  | 0 | 24:00 | 77.2 | 75.5
|  |  | 0 | 0:00
|  |  | 0 | 0:00
|  |  | 0 | 0:00
|  |  | 0 | 0:00
|  |  | 0 | 0:00
|  |  | 0 | 0:00
|  |  | 0 | 0:00
|  |  | 0 | 0:00
|  |  | 0 | 0:00
|  |  | 0 | 0:00
|  |  | 0 | 0:00
|  |  | 0 | 0:00
|  |  | 116 | 24:00 | 99.084 | 99.482
|  |  | 288 | 24:00 | 99.084 | 99.482
|  |  | 361 | 24:00 | 99.084 | 99.482
|  |  | 399 | 24:00 | 99.084 | 99.482
|  |  | 306 | 24:00 | 99.084 | 99.482
|  |  | 205 | 24:00 | 99.084 | 99.482
|  |  | 320 | 24:00 | 99.084 | 99.482
|  |  | 152 | 24:00 | 99.084 | 99.482
|  |  | 49 | 24:00 | 99.084 | 99.482
|  |  | 5 | 24:00 | 84.25 | 85.25
|  |  | 0 | 24:00 | 77.2 | 75.5
|  |  | 0 | 24:00 | 77.2 | 75.5
|  |  | 0 | 0:00
|  |  | 0 | 0:00
|  |  | 0 | 0:00
|  |  | 0 | 0:00
|  |  | 0 | 0:00
|  |  | 0 | 0:00
|  |  | 0 | 0:00
|  |  | 0 | 0:00
|  |  | 0 | 0:00
|  |  | 0 | 0:00
|  |  | 0 | 0:00
|  |  | 0 | 0:00
|  |  | 135 | 24:00 | 99.084 | 99.482
|  |  | 76 | 24:00 | 99.084 | 99.482
|  |  | 87 | 24:00 | 99.084 | 99.482
|  |  | 367 | 24:00 | 99.084 | 99.482
|  |  | 497 | 24:00 | 99.084 | 99.482
|  |  | 166 | 24:00 | 99.084 | 99.482
|  |  | 338 | 24:00 | 99.084 | 99.482
|  |  | 358 | 24:00 | 99.084 | 99.482
|  |  | 201 | 24:00 | 99.084 | 99.482
|  |  | 26 | 24:00 | 97.156 | 97.958
|  |  | 0 | 24:00 | 77.2 | 75.5
|  |  | 0 | 24:00 | 77.2 | 75.5
|  |  | 0 | 0:00
|  |  | 0 | 0:00
|  |  | 0 | 0:00
|  |  | 0 | 0:00
|  |  | 0 | 0:00
|  |  | 0 | 0:00
|  |  | 0 | 0:00
|  |  | 0 | 0:00
|  |  | 0 | 0:00
|  |  | 0 | 0:00
|  |  | 0 | 0:00
|  |  | 0 | 0:00
|  |  | 115 | 24:00 | 99.084 | 99.482
|  |  | 290 | 24:00 | 99.084 | 99.482
|  |  | 311 | 24:00 | 99.084 | 99.482
|  |  | 370 | 24:00 | 99.084 | 99.482
|  |  | 398 | 24:00 | 99.084 | 99.482
|  |  | 386 | 24:00 | 99.084 | 99.482
|  |  | 330 | 24:00 | 99.084 | 99.482
|  |  | 247 | 24:00 | 99.084 | 99.482
|  |  | 126 | 24:00 | 99.084 | 99.482
|  |  | 14 | 24:00 | 91.372 | 93.386
|  |  | 0 | 24:00 | 77.2 | 75.5
|  |  | 0 | 24:00 | 77.2 | 75.5
|  |  | 0 | 0:00
|  |  | 0 | 0:00
|  |  | 0 | 0:00
|  |  | 0 | 0:00
|  |  | 0 | 0:00
|  |  | 0 | 0:00
|  |  | 0 | 0:00
|  |  | 0 | 0:00
|  |  | 0 | 0:00
|  |  | 0 | 0:00
|  |  | 0 | 0:00
|  |  | 0 | 0:00
|  |  | 101 | 24:00 | 99.084 | 99.482
|  |  | 202 | 24:00 | 99.084 | 99.482
|  |  | 310 | 24:00 | 99.084 | 99.482
|  |  | 370 | 24:00 | 99.084 | 99.482
|  |  | 398 | 24:00 | 99.084 | 99.482
|  |  | 380 | 24:00 | 99.084 | 99.482
|  |  | 330 | 24:00 | 99.084 | 99.482
|  |  | 241 | 24:00 | 99.084 | 99.482
|  |  | 126 | 24:00 | 99.084 | 99.482
|  |  | 14 | 24:00 | 91.372 | 93.386
|  |  | 0 | 24:00 | 77.2 | 75.5
|  |  | 0 | 24:00 | 77.2 | 75.5
|  |  | 0 | 0:00
|  |  | 0 | 0:00
|  |  | 0 | 0:00
|  |  | 0 | 0:00
|  |  | 0 | 0:00
|  |  | 0 | 0:00
|  |  | 0 | 0:00
|  |  | 0 | 0:00
|  |  | 0 | 0:00
|  |  | 0 | 0:00
|  |  | 0 | 0:00
|  |  | 0 | 0:00
|  |  | 100 | 24:00 | 99.084 | 99.482
|  |  | 242 | 24:00 | 99.084 | 99.482
|  |  | 381 | 24:00 | 99.084 | 99.482
|  |  | 529 | 24:00 | 99.084 | 99.482
|  |  | 534 | 24:00 | 99.084 | 99.482
|  |  | 465 | 24:00 | 99.084 | 99.482
|  |  | 337 | 24:00 | 99.084 | 99.482
|  |  | 237 | 24:00 | 99.084 | 99.482
|  |  | 83 | 24:00 | 99.084 | 99.482
|  |  | 16 | 24:00 | 92.336 | 94.148
|  |  | 0 | 24:00 | 77.2 | 75.5
|  |  | 0 | 24:00 | 77.2 | 75.5
|  |  | 0 | 0:00
|  |  | 0 | 0:00
|  |  | 0 | 0:00
|  |  | 0 | 0:00
|  |  | 0 | 0:00
|  |  | 0 | 0:00
|  |  | 0 | 0:00
|  |  | 0 | 0:00
|  |  | 0 | 0:00
|  |  | 0 | 0:00
|  |  | 0 | 0:00
|  |  | 0 | 0:00
|  |  | 114 | 24:00 | 99.084 | 99.482
|  |  | 300 | 24:00 | 99.084 | 99.482
|  |  | 394 | 24:00 | 99.084 | 99.482
|  |  | 497 | 24:00 | 99.084 | 99.482
|  |  | 550 | 24:00 | 99.084 | 99.482
|  |  | 553 | 24:00 | 99.084 | 99.482
|  |  | 483 | 24:00 | 99.084 | 99.482
|  |  | 354 | 24:00 | 99.084 | 99.482
|  |  | 176 | 24:00 | 99.084 | 99.482
|  |  | 20 | 24:00 | 94.264 | 95.672
|  |  | 0 | 24:00 | 77.2 | 75.5
|  |  | 0 | 24:00 | 77.2 | 75.5
|  |  | 0 | 0:00
|  |  | 0 | 0:00
|  |  | 0 | 0:00
|  |  | 0 | 0:00
|  |  | 0 | 0:00
|  |  | 0 | 0:00
|  |  | 0 | 0:00
|  |  | 0 | 0:00
|  |  | 0 | 0:00
|  |  | 0 | 0:00
|  |  | 0 | 0:00
|  |  | 0 | 0:00
|  |  | 39 | 24:00 | 99.084 | 99.482
|  |  | 68 | 24:00 | 99.084 | 99.482
|  |  | 285 | 24:00 | 99.084 | 99.482
|  |  | 241 | 24:00 | 99.084 | 99.482
|  |  | 262 | 24:00 | 99.084 | 99.482
|  |  | 172 | 24:00 | 99.084 | 99.482
|  |  | 313 | 24:00 | 99.084 | 99.482
|  |  | 64 | 24:00 | 99.084 | 99.482
|  |  | 34 | 24:00 | 99.084 | 99.482
|  |  | 7 | 24:00 | 87.07 | 89.15
|  |  | 0 | 24:00 | 77.2 | 75.5
|  |  | 0 | 24:00 | 77.2 | 75.5
|  |  | 0 | 0:00
|  |  | 0 | 0:00
|  |  | 0 | 0:00
|  |  | 0 | 0:00
|  |  | 0 | 0:00
|  |  | 0 | 0:00
|  |  | 0 | 0:00
|  |  | 0 | 0:00
|  |  | 0 | 0:00
|  |  | 0 | 0:00
|  |  | 0 | 0:00
|  |  | 0 | 0:00
|  |  | 63 | 24:00 | 99.084 | 99.482
|  |  | 290 | 24:00 | 99.084 | 99.482
|  |  | 417 | 24:00 | 99.084 | 99.482
|  |  | 195 | 24:00 | 99.084 | 99.482
|  |  | 560 | 24:00 | 99.084 | 99.482
|  |  | 495 | 24:00 | 99.084 | 99.482
|  |  | 365 | 24:00 | 99.084 | 99.482
|  |  | 350 | 24:00 | 99.084 | 99.482
|  |  | 140 | 24:00 | 99.084 | 99.482
|  |  | 16 | 24:00 | 92.336 | 94.148
|  |  | 0 | 24:00 | 77.2 | 75.5
|  |  | 0 | 24:00 | 77.2 | 75.5
|  |  | 0 | 0:00
|  |  | 0 | 0:00
|  |  | 0 | 0:00
|  |  | 0 | 0:00
|  |  | 0 | 0:00
|  |  | 0 | 0:00
|  |  | 0 | 0:00
|  |  | 0 | 0:00
|  |  | 0 | 0:00
|  |  | 0 | 0:00
|  |  | 0 | 0:00
|  |  | 0 | 0:00
|  |  | 28 | 24:00 | 98.12 | 98.72
|  |  | 237 | 24:00 | 99.084 | 99.482
|  |  | 137 | 24:00 | 99.084 | 99.482
|  |  | 326 | 24:00 | 99.084 | 99.482
|  |  | 184 | 24:00 | 99.084 | 99.482
|  |  | 203 | 24:00 | 99.084 | 99.482
|  |  | 422 | 24:00 | 99.084 | 99.482
|  |  | 306 | 24:00 | 99.084 | 99.482
|  |  | 155 | 24:00 | 99.084 | 99.482
|  |  | 10 | 24:00 | 89.444 | 91.862
|  |  | 0 | 24:00 | 77.2 | 75.5
|  |  | 0 | 24:00 | 77.2 | 75.5
|  |  | 0 | 0:00
|  |  | 0 | 0:00
|  |  | 0 | 0:00
|  |  | 0 | 0:00
|  |  | 0 | 0:00
|  |  | 0 | 0:00
|  |  | 0 | 0:00
|  |  | 0 | 0:00
|  |  | 0 | 0:00
|  |  | 0 | 0:00
|  |  | 0 | 0:00
|  |  | 0 | 0:00
|  |  | 66 | 24:00 | 99.084 | 99.482
|  |  | 277 | 24:00 | 99.084 | 99.482
|  |  | 367 | 24:00 | 99.084 | 99.482
|  |  | 463 | 24:00 | 99.084 | 99.482
|  |  | 557 | 24:00 | 99.084 | 99.482
|  |  | 524 | 24:00 | 99.084 | 99.482
|  |  | 429 | 24:00 | 99.084 | 99.482
|  |  | 311 | 24:00 | 99.084 | 99.482
|  |  | 162 | 24:00 | 99.084 | 99.482
|  |  | 16 | 24:00 | 92.336 | 94.148
|  |  | 0 | 24:00 | 77.2 | 75.5
|  |  | 0 | 24:00 | 77.2 | 75.5
|  |  | 0 | 0:00
|  |  | 0 | 0:00
|  |  | 0 | 0:00
|  |  | 0 | 0:00
|  |  | 0 | 0:00
|  |  | 0 | 0:00
|  |  | 0 | 0:00
|  |  | 0 | 0:00
|  |  | 0 | 0:00
|  |  | 0 | 0:00
|  |  | 0 | 0:00
|  |  | 0 | 0:00
|  |  | 41 | 24:00 | 99.084 | 99.482
|  |  | 199 | 24:00 | 99.084 | 99.482
|  |  | 331 | 24:00 | 99.084 | 99.482
|  |  | 408 | 24:00 | 99.084 | 99.482
|  |  | 543 | 24:00 | 99.084 | 99.482
|  |  | 520 | 24:00 | 99.084 | 99.482
|  |  | 404 | 24:00 | 99.084 | 99.482
|  |  | 303 | 24:00 | 99.084 | 99.482
|  |  | 120 | 24:00 | 99.084 | 99.482
|  |  | 1 | 24:00 | 78.61 | 77.45
|  |  | 0 | 24:00 | 77.2 | 75.5
|  |  | 0 | 24:00 | 77.2 | 75.5
|  |  | 0 | 0:00
|  |  | 0 | 0:00
|  |  | 0 | 0:00
|  |  | 0 | 0:00
|  |  | 0 | 0:00
|  |  | 0 | 0:00
|  |  | 0 | 0:00
|  |  | 0 | 0:00
|  |  | 0 | 0:00
|  |  | 0 | 0:00
|  |  | 0 | 0:00
|  |  | 0 | 0:00
|  |  | 68 | 24:00 | 99.084 | 99.482
|  |  | 253 | 24:00 | 99.084 | 99.482
|  |  | 381 | 24:00 | 99.084 | 99.482
|  |  | 487 | 24:00 | 99.084 | 99.482
|  |  | 394 | 24:00 | 99.084 | 99.482
|  |  | 526 | 24:00 | 99.084 | 99.482
|  |  | 459 | 24:00 | 99.084 | 99.482
|  |  | 303 | 24:00 | 99.084 | 99.482
|  |  | 159 | 24:00 | 99.084 | 99.482
|  |  | 6 | 24:00 | 85.66 | 87.2
|  |  | 0 | 24:00 | 77.2 | 75.5
|  |  | 0 | 24:00 | 77.2 | 75.5
|  |  | 0 | 0:00
|  |  | 0 | 0:00
|  |  | 0 | 0:00
|  |  | 0 | 0:00
|  |  | 0 | 0:00
|  |  | 0 | 0:00
|  |  | 0 | 0:00
|  |  | 0 | 0:00
|  |  | 0 | 0:00
|  |  | 0 | 0:00
|  |  | 0 | 0:00
|  |  | 0 | 0:00
|  |  | 44 | 24:00 | 99.084 | 99.482
|  |  | 256 | 24:00 | 99.084 | 99.482
|  |  | 353 | 24:00 | 99.084 | 99.482
|  |  | 459 | 24:00 | 99.084 | 99.482
|  |  | 546 | 24:00 | 99.084 | 99.482
|  |  | 523 | 24:00 | 99.084 | 99.482
|  |  | 449 | 24:00 | 99.084 | 99.482
|  |  | 340 | 24:00 | 99.084 | 99.482
|  |  | 167 | 24:00 | 99.084 | 99.482
|  |  | 17 | 24:00 | 92.818 | 94.529
|  |  | 0 | 24:00 | 77.2 | 75.5
|  |  | 0 | 24:00 | 77.2 | 75.5
|  |  | 0 | 0:00
|  |  | 0 | 0:00
|  |  | 0 | 0:00
|  |  | 0 | 0:00
|  |  | 0 | 0:00
|  |  | 0 | 0:00
|  |  | 0 | 0:00
|  |  | 0 | 0:00
|  |  | 0 | 0:00
|  |  | 0 | 0:00
|  |  | 0 | 0:00
|  |  | 0 | 0:00
|  |  | 119 | 24:00 | 99.084 | 99.482
|  |  | 262 | 24:00 | 99.084 | 99.482
|  |  | 389 | 24:00 | 99.084 | 99.482
|  |  | 469 | 24:00 | 99.084 | 99.482
|  |  | 540 | 24:00 | 99.084 | 99.482
|  |  | 494 | 24:00 | 99.084 | 99.482
|  |  | 442 | 24:00 | 99.084 | 99.482
|  |  | 334 | 24:00 | 99.084 | 99.482
|  |  | 153 | 24:00 | 99.084 | 99.482
|  |  | 16 | 24:00 | 92.336 | 94.148
|  |  | 0 | 24:00 | 77.2 | 75.5
|  |  | 0 | 24:00 | 77.2 | 75.5
|  |  | 0 | 0:00
|  |  | 0 | 0:00
|  |  | 0 | 0:00
|  |  | 0 | 0:00
|  |  | 0 | 0:00
|  |  | 0 | 0:00
|  |  | 0 | 0:00
|  |  | 0 | 0:00
|  |  | 0 | 0:00
|  |  | 0 | 0:00
|  |  | 0 | 0:00
|  |  | 0 | 0:00
|  |  | 95 | 24:00 | 99.084 | 99.482
|  |  | 236 | 24:00 | 99.084 | 99.482
|  |  | 378 | 24:00 | 99.084 | 99.482
|  |  | 472 | 24:00 | 99.084 | 99.482
|  |  | 514 | 24:00 | 99.084 | 99.482
|  |  | 499 | 24:00 | 99.084 | 99.482
|  |  | 427 | 24:00 | 99.084 | 99.482
|  |  | 304 | 24:00 | 99.084 | 99.482
|  |  | 139 | 24:00 | 99.084 | 99.482
|  |  | 13 | 24:00 | 90.89 | 93.005
|  |  | 0 | 24:00 | 77.2 | 75.5
|  |  | 0 | 24:00 | 77.2 | 75.5
|  |  | 0 | 0:00
|  |  | 0 | 0:00
|  |  | 0 | 0:00
|  |  | 0 | 0:00
|  |  | 0 | 0:00
|  |  | 0 | 0:00
|  |  | 0 | 0:00
|  |  | 0 | 0:00
|  |  | 0 | 0:00
|  |  | 0 | 0:00
|  |  | 0 | 0:00
|  |  | 0 | 0:00
|  |  | 99 | 24:00 | 99.084 | 99.482
|  |  | 225 | 24:00 | 99.084 | 99.482
|  |  | 339 | 24:00 | 99.084 | 99.482
|  |  | 507 | 24:00 | 99.084 | 99.482
|  |  | 486 | 24:00 | 99.084 | 99.482
|  |  | 527 | 24:00 | 99.084 | 99.482
|  |  | 447 | 24:00 | 99.084 | 99.482
|  |  | 183 | 24:00 | 99.084 | 99.482
|  |  | 109 | 24:00 | 99.084 | 99.482
|  |  | 3 | 24:00 | 81.43 | 81.35
|  |  | 0 | 24:00 | 77.2 | 75.5
|  |  | 0 | 24:00 | 77.2 | 75.5
|  |  | 0 | 0:00
|  |  | 0 | 0:00
|  |  | 0 | 0:00
|  |  | 0 | 0:00
|  |  | 0 | 0:00
|  |  | 0 | 0:00
|  |  | 0 | 0:00
|  |  | 0 | 0:00
|  |  | 0 | 0:00
|  |  | 0 | 0:00
|  |  | 0 | 0:00
|  |  | 0 | 0:00
|  |  | 18 | 24:00 | 93.3 | 94.91
|  |  | 194 | 24:00 | 99.084 | 99.482
|  |  | 259 | 24:00 | 99.084 | 99.482
|  |  | 398 | 24:00 | 99.084 | 99.482
|  |  | 469 | 24:00 | 99.084 | 99.482
|  |  | 454 | 24:00 | 99.084 | 99.482
|  |  | 371 | 24:00 | 99.084 | 99.482
|  |  | 269 | 24:00 | 99.084 | 99.482
|  |  | 141 | 24:00 | 99.084 | 99.482
|  |  | 3 | 24:00 | 81.43 | 81.35
|  |  | 0 | 24:00 | 77.2 | 75.5
|  |  | 0 | 24:00 | 77.2 | 75.5
|  |  | 0 | 0:00
|  |  | 0 | 0:00
|  |  | 0 | 0:00
|  |  | 0 | 0:00
|  |  | 0 | 0:00
|  |  | 0 | 0:00
|  |  | 0 | 0:00
|  |  | 0 | 0:00
|  |  | 0 | 0:00
|  |  | 0 | 0:00
|  |  | 0 | 0:00
|  |  | 0 | 0:00
|  |  | 19 | 24:00 | 93.782 | 95.291
|  |  | 109 | 24:00 | 99.084 | 99.482
|  |  | 238 | 24:00 | 99.084 | 99.482
|  |  | 181 | 24:00 | 99.084 | 99.482
|  |  | 123 | 24:00 | 99.084 | 99.482
|  |  | 164 | 24:00 | 99.084 | 99.482
|  |  | 143 | 24:00 | 99.084 | 99.482
|  |  | 58 | 24:00 | 99.084 | 99.482
|  |  | 60 | 24:00 | 99.084 | 99.482
|  |  | 7 | 24:00 | 87.07 | 89.15
|  |  | 0 | 24:00 | 77.2 | 75.5
|  |  | 0 | 24:00 | 77.2 | 75.5
|  |  | 0 | 0:00
|  |  | 0 | 0:00
|  |  | 0 | 0:00
|  |  | 0 | 0:00
|  |  | 0 | 0:00
|  |  | 0 | 0:00
|  |  | 0 | 0:00
|  |  | 0 | 0:00
|  |  | 0 | 0:00
|  |  | 0 | 0:00
|  |  | 0 | 0:00
|  |  | 0 | 0:00
|  |  | 0 | 24:00 | 77.2 | 75.5
|  |  | 94 | 24:00 | 99.084 | 99.482
|  |  | 72 | 24:00 | 99.084 | 99.482
|  |  | 499 | 24:00 | 99.084 | 99.482
|  |  | 555 | 24:00 | 99.084 | 99.482
|  |  | 520 | 24:00 | 99.084 | 99.482
|  |  | 131 | 24:00 | 99.084 | 99.482
|  |  | 242 | 24:00 | 99.084 | 99.482
|  |  | 145 | 24:00 | 99.084 | 99.482
|  |  | 12 | 24:00 | 90.408 | 92.624
|  |  | 0 | 24:00 | 77.2 | 75.5
|  |  | 0 | 24:00 | 77.2 | 75.5
|  |  | 0 | 0:00
|  |  | 0 | 0:00
|  |  | 0 | 0:00
|  |  | 0 | 0:00
|  |  | 0 | 0:00
|  |  | 0 | 0:00
|  |  | 0 | 0:00
|  |  | 0 | 0:00
|  |  | 0 | 0:00
|  |  | 0 | 0:00
|  |  | 0 | 0:00
|  |  | 0 | 0:00
|  |  | 0 | 24:00 | 77.2 | 75.5
|  |  | 249 | 24:00 | 99.084 | 99.482
|  |  | 400 | 24:00 | 99.084 | 99.482
|  |  | 504 | 24:00 | 99.084 | 99.482
|  |  | 549 | 24:00 | 99.084 | 99.482
|  |  | 524 | 24:00 | 99.084 | 99.482
|  |  | 351 | 24:00 | 99.084 | 99.482
|  |  | 265 | 24:00 | 99.084 | 99.482
|  |  | 143 | 24:00 | 99.084 | 99.482
|  |  | 0 | 24:00 | 77.2 | 75.5
|  |  | 0 | 24:00 | 77.2 | 75.5
|  |  | 0 | 24:00 | 77.2 | 75.5
|  |  | 0 | 0:00
|  |  | 0 | 0:00
|  |  | 0 | 0:00
|  |  | 0 | 0:00
|  |  | 0 | 0:00
|  |  | 0 | 0:00
|  |  | 0 | 0:00
|  |  | 0 | 0:00
|  |  | 0 | 0:00
|  |  | 0 | 0:00
|  |  | 0 | 0:00
|  |  | 0 | 0:00
|  |  | 0 | 24:00 | 77.2 | 75.5
|  |  | 250 | 24:00 | 99.084 | 99.482
|  |  | 390 | 24:00 | 99.084 | 99.482
|  |  | 418 | 24:00 | 99.084 | 99.482
|  |  | 528 | 24:00 | 99.084 | 99.482
|  |  | 532 | 24:00 | 99.084 | 99.482
|  |  | 452 | 24:00 | 99.084 | 99.482
|  |  | 327 | 24:00 | 99.084 | 99.482
|  |  | 149 | 24:00 | 99.084 | 99.482
|  |  | 0 | 24:00 | 77.2 | 75.5
|  |  | 0 | 24:00 | 77.2 | 75.5
|  |  | 0 | 24:00 | 77.2 | 75.5
|  |  | 0 | 0:00
|  |  | 0 | 0:00
|  |  | 0 | 0:00
|  |  | 0 | 0:00
|  |  | 0 | 0:00
|  |  | 0 | 0:00
|  |  | 0 | 0:00
|  |  | 0 | 0:00
|  |  | 0 | 0:00
|  |  | 0 | 0:00
|  |  | 0 | 0:00
|  |  | 0 | 0:00
|  |  | 0 | 24:00 | 77.2 | 75.5
|  |  | 242 | 24:00 | 99.084 | 99.482
|  |  | 395 | 24:00 | 99.084 | 99.482
|  |  | 497 | 24:00 | 99.084 | 99.482
|  |  | 543 | 24:00 | 99.084 | 99.482
|  |  | 525 | 24:00 | 99.084 | 99.482
|  |  | 446 | 24:00 | 99.084 | 99.482
|  |  | 318 | 24:00 | 99.084 | 99.482
|  |  | 144 | 24:00 | 99.084 | 99.482
|  |  | 0 | 24:00 | 77.2 | 75.5
|  |  | 0 | 24:00 | 77.2 | 75.5
|  |  | 0 | 24:00 | 77.2 | 75.5
|  |  | 0 | 0:00
|  |  | 0 | 0:00
|  |  | 0 | 0:00
|  |  | 0 | 0:00
|  |  | 0 | 0:00
|  |  | 0 | 0:00
|  |  | 0 | 0:00
|  |  | 0 | 0:00
|  |  | 0 | 0:00
|  |  | 0 | 0:00
|  |  | 0 | 0:00
|  |  | 0 | 0:00
|  |  | 0 | 24:00 | 77.2 | 75.5
|  |  | 237 | 24:00 | 99.084 | 99.482
|  |  | 394 | 24:00 | 99.084 | 99.482
|  |  | 492 | 24:00 | 99.084 | 99.482
|  |  | 537 | 24:00 | 99.084 | 99.482
|  |  | 525 | 24:00 | 99.084 | 99.482
|  |  | 444 | 24:00 | 99.084 | 99.482
|  |  | 295 | 24:00 | 99.084 | 99.482
|  |  | 142 | 24:00 | 99.084 | 99.482
|  |  | 0 | 24:00 | 77.2 | 75.5
|  |  | 0 | 24:00 | 77.2 | 75.5
|  |  | 0 | 24:00 | 77.2 | 75.5
|  |  | 0 | 0:00
|  |  | 0 | 0:00
|  |  | 0 | 0:00
|  |  | 0 | 0:00
|  |  | 0 | 0:00
|  |  | 0 | 0:00
|  |  | 0 | 0:00
|  |  | 0 | 0:00
|  |  | 0 | 0:00
|  |  | 0 | 0:00
|  |  | 0 | 0:00
|  |  | 0 | 0:00
|  |  | 0 | 24:00 | 77.2 | 75.5
|  |  | 237 | 24:00 | 99.084 | 99.482
|  |  | 388 | 24:00 | 99.084 | 99.482
|  |  | 491 | 24:00 | 99.084 | 99.482
|  |  | 537 | 24:00 | 99.084 | 99.482
|  |  | 519 | 24:00 | 99.084 | 99.482
|  |  | 428 | 24:00 | 99.084 | 99.482
|  |  | 167 | 24:00 | 99.084 | 99.482
|  |  | 138 | 24:00 | 99.084 | 99.482
|  |  | 0 | 24:00 | 77.2 | 75.5
|  |  | 0 | 24:00 | 77.2 | 75.5
|  |  | 0 | 24:00 | 77.2 | 75.5
|  |  | 0 | 0:00
|  |  | 0 | 0:00
|  |  | 0 | 0:00
|  |  | 0 | 0:00
|  |  | 0 | 0:00
|  |  | 0 | 0:00
|  |  | 0 | 0:00
|  |  | 0 | 0:00
|  |  | 0 | 0:00
|  |  | 0 | 0:00
|  |  | 0 | 0:00
|  |  | 0 | 0:00
|  |  | 43 | 24:00 | 99.084 | 99.482
|  |  | 185 | 24:00 | 99.084 | 99.482
|  |  | 352 | 24:00 | 99.084 | 99.482
|  |  | 458 | 24:00 | 99.084 | 99.482
|  |  | 499 | 24:00 | 99.084 | 99.482
|  |  | 495 | 24:00 | 99.084 | 99.482
|  |  | 431 | 24:00 | 99.084 | 99.482
|  |  | 301 | 24:00 | 99.084 | 99.482
|  |  | 137 | 24:00 | 99.084 | 99.482
|  |  | 12 | 24:00 | 90.408 | 92.624
|  |  | 0 | 24:00 | 77.2 | 75.5
|  |  | 0 | 24:00 | 77.2 | 75.5
|  |  | 0 | 0:00
|  |  | 0 | 0:00
|  |  | 0 | 0:00
|  |  | 0 | 0:00
|  |  | 0 | 0:00
|  |  | 0 | 0:00
|  |  | 0 | 0:00
|  |  | 0 | 0:00
|  |  | 0 | 0:00
|  |  | 0 | 0:00
|  |  | 0 | 0:00
|  |  | 0 | 0:00
|  |  | 52 | 24:00 | 99.084 | 99.482
|  |  | 215 | 24:00 | 99.084 | 99.482
|  |  | 352 | 24:00 | 99.084 | 99.482
|  |  | 454 | 24:00 | 99.084 | 99.482
|  |  | 488 | 24:00 | 99.084 | 99.482
|  |  | 491 | 24:00 | 99.084 | 99.482
|  |  | 421 | 24:00 | 99.084 | 99.482
|  |  | 290 | 24:00 | 99.084 | 99.482
|  |  | 144 | 24:00 | 99.084 | 99.482
|  |  | 14 | 24:00 | 91.372 | 93.386
|  |  | 0 | 24:00 | 77.2 | 75.5
|  |  | 0 | 24:00 | 77.2 | 75.5
|  |  | 0 | 0:00
|  |  | 0 | 0:00
|  |  | 0 | 0:00
|  |  | 0 | 0:00
|  |  | 0 | 0:00
|  |  | 0 | 0:00
|  |  | 0 | 0:00
|  |  | 0 | 0:00
|  |  | 0 | 0:00
|  |  | 0 | 0:00
|  |  | 0 | 0:00
|  |  | 0 | 0:00
|  |  | 35 | 24:00 | 99.084 | 99.482
|  |  | 168 | 24:00 | 99.084 | 99.482
|  |  | 305 | 24:00 | 99.084 | 99.482
|  |  | 368 | 24:00 | 99.084 | 99.482
|  |  | 455 | 24:00 | 99.084 | 99.482
|  |  | 436 | 24:00 | 99.084 | 99.482
|  |  | 362 | 24:00 | 99.084 | 99.482
|  |  | 240 | 24:00 | 99.084 | 99.482
|  |  | 102 | 24:00 | 99.084 | 99.482
|  |  | 13 | 24:00 | 90.89 | 93.005
|  |  | 0 | 24:00 | 77.2 | 75.5
|  |  | 0 | 24:00 | 77.2 | 75.5
|  |  | 0 | 0:00
|  |  | 0 | 0:00
|  |  | 0 | 0:00
|  |  | 0 | 0:00
|  |  | 0 | 0:00
|  |  | 0 | 0:00
|  |  | 0 | 0:00
|  |  | 0 | 0:00
|  |  | 0 | 0:00
|  |  | 0 | 0:00
|  |  | 0 | 0:00
|  |  | 0 | 0:00
|  |  | 31 | 24:00 | 99.084 | 99.482
|  |  | 203 | 24:00 | 99.084 | 99.482
|  |  | 278 | 24:00 | 99.084 | 99.482
|  |  | 451 | 24:00 | 99.084 | 99.482
|  |  | 430 | 24:00 | 99.084 | 99.482
|  |  | 474 | 24:00 | 99.084 | 99.482
|  |  | 326 | 24:00 | 99.084 | 99.482
|  |  | 205 | 24:00 | 99.084 | 99.482
|  |  | 69 | 24:00 | 99.084 | 99.482
|  |  | 12 | 24:00 | 90.408 | 92.624
|  |  | 0 | 24:00 | 77.2 | 75.5
|  |  | 0 | 24:00 | 77.2 | 75.5
|  |  | 0 | 0:00
|  |  | 0 | 0:00
|  |  | 0 | 0:00
|  |  | 0 | 0:00
|  |  | 0 | 0:00
|  |  | 0 | 0:00
|  |  | 0 | 0:00
|  |  | 0 | 0:00
|  |  | 0 | 0:00
|  |  | 0 | 0:00
|  |  | 0 | 0:00
|  |  | 0 | 0:00
|  |  | 13 | 24:00 | 90.89 | 93.005
|  |  | 53 | 24:00 | 99.084 | 99.482
|  |  | 88 | 24:00 | 99.084 | 99.482
|  |  | 113 | 24:00 | 99.084 | 99.482
|  |  | 147 | 24:00 | 99.084 | 99.482
|  |  | 208 | 24:00 | 99.084 | 99.482
|  |  | 366 | 24:00 | 99.084 | 99.482
|  |  | 172 | 24:00 | 99.084 | 99.482
|  |  | 90 | 24:00 | 99.084 | 99.482
|  |  | 5 | 24:00 | 84.25 | 85.25
|  |  | 0 | 24:00 | 77.2 | 75.5
|  |  | 0 | 24:00 | 77.2 | 75.5
|  |  | 0 | 0:00
|  |  | 0 | 0:00
|  |  | 0 | 0:00
|  |  | 0 | 0:00
|  |  | 0 | 0:00
|  |  | 0 | 0:00
|  |  | 0 | 0:00
|  |  | 0 | 0:00
|  |  | 0 | 0:00
|  |  | 0 | 0:00
|  |  | 0 | 0:00
|  |  | 0 | 0:00
|  |  | 15 | 24:00 | 91.854 | 93.767
|  |  | 52 | 24:00 | 99.084 | 99.482
|  |  | 88 | 24:00 | 99.084 | 99.482
|  |  | 133 | 24:00 | 99.084 | 99.482
|  |  | 146 | 24:00 | 99.084 | 99.482
|  |  | 169 | 24:00 | 99.084 | 99.482
|  |  | 147 | 24:00 | 99.084 | 99.482
|  |  | 90 | 24:00 | 99.084 | 99.482
|  |  | 54 | 24:00 | 99.084 | 99.482
|  |  | 5 | 24:00 | 84.25 | 85.25
|  |  | 0 | 24:00 | 77.2 | 75.5
|  |  | 0 | 24:00 | 77.2 | 75.5
|  |  | 0 | 0:00
|  |  | 0 | 0:00
|  |  | 0 | 0:00
|  |  | 0 | 0:00
|  |  | 0 | 0:00
|  |  | 0 | 0:00
|  |  | 0 | 0:00
|  |  | 0 | 0:00
|  |  | 0 | 0:00
|  |  | 0 | 0:00
|  |  | 0 | 0:00
|  |  | 0 | 0:00
|  |  | 23 | 24:00 | 95.71 | 96.815
|  |  | 102 | 24:00 | 99.084 | 99.482
|  |  | 180 | 24:00 | 99.084 | 99.482
|  |  | 143 | 24:00 | 99.084 | 99.482
|  |  | 381 | 24:00 | 99.084 | 99.482
|  |  | 309 | 24:00 | 99.084 | 99.482
|  |  | 380 | 24:00 | 99.084 | 99.482
|  |  | 235 | 24:00 | 99.084 | 99.482
|  |  | 94 | 24:00 | 99.084 | 99.482
|  |  | 12 | 24:00 | 90.408 | 92.624
|  |  | 0 | 24:00 | 77.2 | 75.5
|  |  | 0 | 24:00 | 77.2 | 75.5
|  |  | 0 | 0:00
|  |  | 0 | 0:00
|  |  | 0 | 0:00
|  |  | 0 | 0:00
|  |  | 0 | 0:00
|  |  | 0 | 0:00
|  |  | 0 | 0:00
|  |  | 0 | 0:00
|  |  | 0 | 0:00
|  |  | 0 | 0:00
|  |  | 0 | 0:00
|  |  | 0 | 0:00
|  |  | 14 | 24:00 | 91.372 | 93.386
|  |  | 74 | 24:00 | 99.084 | 99.482
|  |  | 115 | 24:00 | 99.084 | 99.482
|  |  | 202 | 24:00 | 99.084 | 99.482
|  |  | 387 | 24:00 | 99.084 | 99.482
|  |  | 164 | 24:00 | 99.084 | 99.482
|  |  | 265 | 24:00 | 99.084 | 99.482
|  |  | 178 | 24:00 | 99.084 | 99.482
|  |  | 123 | 24:00 | 99.084 | 99.482
|  |  | 14 | 24:00 | 91.372 | 93.386
|  |  | 0 | 24:00 | 77.2 | 75.5
|  |  | 0 | 24:00 | 77.2 | 75.5
|  |  | 0 | 0:00
|  |  | 0 | 0:00
|  |  | 0 | 0:00
|  |  | 0 | 0:00
|  |  | 0 | 0:00
|  |  | 0 | 0:00
|  |  | 0 | 0:00
|  |  | 0 | 0:00
|  |  | 0 | 0:00
|  |  | 0 | 0:00
|  |  | 0 | 0:00
|  |  | 0 | 0:00
|  |  | 32 | 24:00 | 99.084 | 99.482
|  |  | 153 | 24:00 | 99.084 | 99.482
|  |  | 304 | 24:00 | 99.084 | 99.482
|  |  | 398 | 24:00 | 99.084 | 99.482
|  |  | 478 | 24:00 | 99.084 | 99.482
|  |  | 379 | 24:00 | 99.084 | 99.482
|  |  | 389 | 24:00 | 99.084 | 99.482
|  |  | 240 | 24:00 | 99.084 | 99.482
|  |  | 118 | 24:00 | 99.084 | 99.482
|  |  | 10 | 24:00 | 89.444 | 91.862
|  |  | 0 | 24:00 | 77.2 | 75.5
|  |  | 0 | 24:00 | 77.2 | 75.5
|  |  | 0 | 0:00
|  |  | 0 | 0:00
|  |  | 0 | 0:00
|  |  | 0 | 0:00
|  |  | 0 | 0:00
|  |  | 0 | 0:00
|  |  | 0 | 0:00
|  |  | 0 | 0:00
|  |  | 0 | 0:00
|  |  | 0 | 0:00
|  |  | 0 | 0:00
|  |  | 0 | 0:00
|  |  | 37 | 24:00 | 99.084 | 99.482
|  |  | 191 | 24:00 | 99.084 | 99.482
|  |  | 343 | 24:00 | 99.084 | 99.482
|  |  | 457 | 24:00 | 99.084 | 99.482
|  |  | 518 | 24:00 | 99.084 | 99.482
|  |  | 508 | 24:00 | 99.084 | 99.482
|  |  | 435 | 24:00 | 99.084 | 99.482
|  |  | 307 | 24:00 | 99.084 | 99.482
|  |  | 142 | 24:00 | 99.084 | 99.482
|  |  | 14 | 24:00 | 91.372 | 93.386
|  |  | 0 | 24:00 | 77.2 | 75.5
|  |  | 0 | 24:00 | 77.2 | 75.5
|  |  | 0 | 0:00
|  |  | 0 | 0:00
|  |  | 0 | 0:00
|  |  | 0 | 0:00
|  |  | 0 | 0:00
|  |  | 0 | 0:00
|  |  | 0 | 0:00
|  |  | 0 | 0:00
|  |  | 0 | 0:00
|  |  | 0 | 0:00
|  |  | 0 | 0:00
|  |  | 0 | 0:00
|  |  | 19 | 24:00 | 93.782 | 95.291
|  |  | 91 | 24:00 | 99.084 | 99.482
|  |  | 136 | 24:00 | 99.084 | 99.482
|  |  | 209 | 24:00 | 99.084 | 99.482
|  |  | 451 | 24:00 | 99.084 | 99.482
|  |  | 236 | 24:00 | 99.084 | 99.482
|  |  | 364 | 24:00 | 99.084 | 99.482
|  |  | 119 | 24:00 | 99.084 | 99.482
|  |  | 98 | 24:00 | 99.084 | 99.482
|  |  | 11 | 24:00 | 89.926 | 92.243
|  |  | 0 | 24:00 | 77.2 | 75.5
|  |  | 0 | 24:00 | 77.2 | 75.5
|  |  | 0 | 0:00
|  |  | 0 | 0:00
|  |  | 0 | 0:00
|  |  | 0 | 0:00
|  |  | 0 | 0:00
|  |  | 0 | 0:00
|  |  | 0 | 0:00
|  |  | 0 | 0:00
|  |  | 0 | 0:00
|  |  | 0 | 0:00
|  |  | 0 | 0:00
|  |  | 0 | 0:00
|  |  | 20 | 24:00 | 94.264 | 95.672
|  |  | 140 | 24:00 | 99.084 | 99.482
|  |  | 321 | 24:00 | 99.084 | 99.482
|  |  | 409 | 24:00 | 99.084 | 99.482
|  |  | 394 | 24:00 | 99.084 | 99.482
|  |  | 440 | 24:00 | 99.084 | 99.482
|  |  | 314 | 24:00 | 99.084 | 99.482
|  |  | 248 | 24:00 | 99.084 | 99.482
|  |  | 110 | 24:00 | 99.084 | 99.482
|  |  | 8 | 24:00 | 88.48 | 91.1
|  |  | 0 | 24:00 | 77.2 | 75.5
|  |  | 0 | 24:00 | 77.2 | 75.5
|  |  | 0 | 0:00
|  |  | 0 | 0:00
|  |  | 0 | 0:00
|  |  | 0 | 0:00
|  |  | 0 | 0:00
|  |  | 0 | 0:00
|  |  | 0 | 0:00
|  |  | 0 | 0:00
|  |  | 0 | 0:00
|  |  | 0 | 0:00
|  |  | 0 | 0:00
|  |  | 0 | 0:00
|  |  | 28 | 24:00 | 98.12 | 98.72
|  |  | 150 | 24:00 | 99.084 | 99.482
|  |  | 303 | 24:00 | 99.084 | 99.482
|  |  | 417 | 24:00 | 99.084 | 99.482
|  |  | 462 | 24:00 | 99.084 | 99.482
|  |  | 432 | 24:00 | 99.084 | 99.482
|  |  | 364 | 24:00 | 99.084 | 99.482
|  |  | 246 | 24:00 | 99.084 | 99.482
|  |  | 109 | 24:00 | 99.084 | 99.482
|  |  | 9 | 24:00 | 88.962 | 91.481
|  |  | 0 | 24:00 | 77.2 | 75.5
|  |  | 0 | 24:00 | 77.2 | 75.5
|  |  | 0 | 0:00
|  |  | 0 | 0:00
|  |  | 0 | 0:00
|  |  | 0 | 0:00
|  |  | 0 | 0:00
|  |  | 0 | 0:00
|  |  | 0 | 0:00
|  |  | 0 | 0:00
|  |  | 0 | 0:00
|  |  | 0 | 0:00
|  |  | 0 | 0:00
|  |  | 0 | 0:00
|  |  | 20 | 24:00 | 94.264 | 95.672
|  |  | 139 | 24:00 | 99.084 | 99.482
|  |  | 292 | 24:00 | 99.084 | 99.482
|  |  | 384 | 24:00 | 99.084 | 99.482
|  |  | 418 | 24:00 | 99.084 | 99.482
|  |  | 470 | 24:00 | 99.084 | 99.482
|  |  | 370 | 24:00 | 99.084 | 99.482
|  |  | 243 | 24:00 | 99.084 | 99.482
|  |  | 119 | 24:00 | 99.084 | 99.482
|  |  | 11 | 24:00 | 89.926 | 92.243
|  |  | 0 | 24:00 | 77.2 | 75.5
|  |  | 0 | 24:00 | 77.2 | 75.5
|  |  | 0 | 0:00
|  |  | 0 | 0:00
|  |  | 0 | 0:00
|  |  | 0 | 0:00
|  |  | 0 | 0:00
|  |  | 0 | 0:00
|  |  | 0 | 0:00
|  |  | 0 | 0:00
|  |  | 0 | 0:00
|  |  | 0 | 0:00
|  |  | 0 | 0:00
|  |  | 0 | 0:00
|  |  | 21 | 24:00 | 94.746 | 96.053
|  |  | 120 | 24:00 | 99.084 | 99.482
|  |  | 277 | 24:00 | 99.084 | 99.482
|  |  | 340 | 24:00 | 99.084 | 99.482
|  |  | 418 | 24:00 | 99.084 | 99.482
|  |  | 438 | 24:00 | 99.084 | 99.482
|  |  | 404 | 24:00 | 99.084 | 99.482
|  |  | 261 | 24:00 | 99.084 | 99.482
|  |  | 118 | 24:00 | 99.084 | 99.482
|  |  | 10 | 24:00 | 89.444 | 91.862
|  |  | 0 | 24:00 | 77.2 | 75.5
|  |  | 0 | 24:00 | 77.2 | 75.5
|  |  | 0 | 0:00
|  |  | 0 | 0:00
|  |  | 0 | 0:00
|  |  | 0 | 0:00
|  |  | 0 | 0:00
|  |  | 0 | 0:00
|  |  | 0 | 0:00
|  |  | 0 | 0:00
|  |  | 0 | 0:00
|  |  | 0 | 0:00
|  |  | 0 | 0:00
|  |  | 0 | 0:00
|  |  | 23 | 24:00 | 95.71 | 96.815
|  |  | 151 | 24:00 | 99.084 | 99.482
|  |  | 288 | 24:00 | 99.084 | 99.482
|  |  | 365 | 24:00 | 99.084 | 99.482
|  |  | 420 | 24:00 | 99.084 | 99.482
|  |  | 354 | 24:00 | 99.084 | 99.482
|  |  | 329 | 24:00 | 99.084 | 99.482
|  |  | 245 | 24:00 | 99.084 | 99.482
|  |  | 88 | 24:00 | 99.084 | 99.482
|  |  | 8 | 24:00 | 88.48 | 91.1
|  |  | 0 | 24:00 | 77.2 | 75.5
|  |  | 0 | 24:00 | 77.2 | 75.5
|  |  | 0 | 0:00
|  |  | 0 | 0:00
|  |  | 0 | 0:00
|  |  | 0 | 0:00
|  |  | 0 | 0:00
|  |  | 0 | 0:00
|  |  | 0 | 0:00
|  |  | 0 | 0:00
|  |  | 0 | 0:00
|  |  | 0 | 0:00
|  |  | 0 | 0:00
|  |  | 0 | 0:00
|  |  | 19 | 24:00 | 93.782 | 95.291
|  |  | 97 | 24:00 | 99.084 | 99.482
|  |  | 207 | 24:00 | 99.084 | 99.482
|  |  | 251 | 24:00 | 99.084 | 99.482
|  |  | 378 | 24:00 | 99.084 | 99.482
|  |  | 416 | 24:00 | 99.084 | 99.482
|  |  | 342 | 24:00 | 99.084 | 99.482
|  |  | 230 | 24:00 | 99.084 | 99.482
|  |  | 117 | 24:00 | 99.084 | 99.482
|  |  | 12 | 24:00 | 90.408 | 92.624
|  |  | 0 | 24:00 | 77.2 | 75.5
|  |  | 0 | 24:00 | 77.2 | 75.5
|  |  | 0 | 0:00
|  |  | 0 | 0:00
|  |  | 0 | 0:00
|  |  | 0 | 0:00
|  |  | 0 | 0:00
|  |  | 0 | 0:00
|  |  | 0 | 0:00
|  |  | 0 | 0:00
|  |  | 0 | 0:00
|  |  | 0 | 0:00
|  |  | 0 | 0:00
|  |  | 0 | 0:00
|  |  | 26 | 24:00 | 97.156 | 97.958
|  |  | 140 | 24:00 | 99.084 | 99.482
|  |  | 311 | 24:00 | 99.084 | 99.482
|  |  | 419 | 24:00 | 99.084 | 99.482
|  |  | 472 | 24:00 | 99.084 | 99.482
|  |  | 476 | 24:00 | 99.084 | 99.482
|  |  | 418 | 24:00 | 99.084 | 99.482
|  |  | 293 | 24:00 | 99.084 | 99.482
|  |  | 128 | 24:00 | 99.084 | 99.482
|  |  | 13 | 24:00 | 90.89 | 93.005
|  |  | 0 | 24:00 | 77.2 | 75.5
|  |  | 0 | 24:00 | 77.2 | 75.5
|  |  | 0 | 0:00
|  |  | 0 | 0:00
|  |  | 0 | 0:00
|  |  | 0 | 0:00
|  |  | 0 | 0:00
|  |  | 0 | 0:00
|  |  | 0 | 0:00
|  |  | 0 | 0:00
|  |  | 0 | 0:00
|  |  | 0 | 0:00
|  |  | 0 | 0:00
|  |  | 0 | 0:00
|  |  | 21 | 24:00 | 94.746 | 96.053
|  |  | 49 | 24:00 | 99.084 | 99.482
|  |  | 138 | 24:00 | 99.084 | 99.482
|  |  | 368 | 24:00 | 99.084 | 99.482
|  |  | 420 | 24:00 | 99.084 | 99.482
|  |  | 472 | 24:00 | 99.084 | 99.482
|  |  | 381 | 24:00 | 99.084 | 99.482
|  |  | 211 | 24:00 | 99.084 | 99.482
|  |  | 124 | 24:00 | 99.084 | 99.482
|  |  | 11 | 24:00 | 89.926 | 92.243
|  |  | 0 | 24:00 | 77.2 | 75.5
|  |  | 0 | 24:00 | 77.2 | 75.5
|  |  | 0 | 0:00
|  |  | 0 | 0:00
|  |  | 0 | 0:00
|  |  | 0 | 0:00
|  |  | 0 | 0:00
|  |  | 0 | 0:00
|  |  | 0 | 0:00
|  |  | 0 | 0:00
|  |  | 0 | 0:00
|  |  | 0 | 0:00
|  |  | 0 | 0:00
|  |  | 0 | 0:00
|  |  | 20 | 24:00 | 94.264 | 95.672
|  |  | 144 | 24:00 | 99.084 | 99.482
|  |  | 299 | 24:00 | 99.084 | 99.482
|  |  | 418 | 24:00 | 99.084 | 99.482
|  |  | 480 | 24:00 | 99.084 | 99.482
|  |  | 476 | 24:00 | 99.084 | 99.482
|  |  | 374 | 24:00 | 99.084 | 99.482
|  |  | 267 | 24:00 | 99.084 | 99.482
|  |  | 126 | 24:00 | 99.084 | 99.482
|  |  | 12 | 24:00 | 90.408 | 92.624
|  |  | 0 | 24:00 | 77.2 | 75.5
|  |  | 0 | 24:00 | 77.2 | 75.5
|  |  | 0 | 0:00
|  |  | 0 | 0:00
|  |  | 0 | 0:00
|  |  | 0 | 0:00
|  |  | 0 | 0:00
|  |  | 0 | 0:00
|  |  | 0 | 0:00
|  |  | 0 | 0:00
|  |  | 0 | 0:00
|  |  | 0 | 0:00
|  |  | 0 | 0:00
|  |  | 0 | 0:00
|  |  | 22 | 24:00 | 95.228 | 96.434
|  |  | 156 | 24:00 | 99.084 | 99.482
|  |  | 311 | 24:00 | 99.084 | 99.482
|  |  | 427 | 24:00 | 99.084 | 99.482
|  |  | 486 | 24:00 | 99.084 | 99.482
|  |  | 483 | 24:00 | 99.084 | 99.482
|  |  | 417 | 24:00 | 99.084 | 99.482
|  |  | 296 | 24:00 | 99.084 | 99.482
|  |  | 133 | 24:00 | 99.084 | 99.482
|  |  | 14 | 24:00 | 91.372 | 93.386
|  |  | 0 | 24:00 | 77.2 | 75.5
|  |  | 0 | 24:00 | 77.2 | 75.5
|  |  | 0 | 0:00
|  |  | 0 | 0:00
|  |  | 0 | 0:00
|  |  | 0 | 0:00
|  |  | 0 | 0:00
|  |  | 0 | 0:00
|  |  | 0 | 0:00
|  |  | 0 | 0:00
|  |  | 0 | 0:00
|  |  | 0 | 0:00
|  |  | 0 | 0:00
|  |  | 0 | 0:00
|  |  | 20 | 24:00 | 94.264 | 95.672
|  |  | 134 | 24:00 | 99.084 | 99.482
|  |  | 326 | 24:00 | 99.084 | 99.482
|  |  | 442 | 24:00 | 99.084 | 99.482
|  |  | 503 | 24:00 | 99.084 | 99.482
|  |  | 499 | 24:00 | 99.084 | 99.482
|  |  | 435 | 24:00 | 99.084 | 99.482
|  |  | 308 | 24:00 | 99.084 | 99.482
|  |  | 134 | 24:00 | 99.084 | 99.482
|  |  | 18 | 24:00 | 93.3 | 94.91
|  |  | 0 | 24:00 | 77.2 | 75.5
|  |  | 0 | 24:00 | 77.2 | 75.5
|  |  | 0 | 0:00
|  |  | 0 | 0:00
|  |  | 0 | 0:00
|  |  | 0 | 0:00
|  |  | 0 | 0:00
|  |  | 0 | 0:00
|  |  | 0 | 0:00
|  |  | 0 | 0:00
|  |  | 0 | 0:00
|  |  | 0 | 0:00
|  |  | 0 | 0:00
|  |  | 0 | 0:00
|  |  | 13 | 24:00 | 90.89 | 93.005
|  |  | 76 | 24:00 | 99.084 | 99.482
|  |  | 137 | 24:00 | 99.084 | 99.482
|  |  | 182 | 24:00 | 99.084 | 99.482
|  |  | 204 | 24:00 | 99.084 | 99.482
|  |  | 204 | 24:00 | 99.084 | 99.482
|  |  | 179 | 24:00 | 99.084 | 99.482
|  |  | 133 | 24:00 | 99.084 | 99.482
|  |  | 72 | 24:00 | 99.084 | 99.482
|  |  | 8 | 24:00 | 88.48 | 91.1
|  |  | 0 | 24:00 | 77.2 | 75.5
|  |  | 0 | 24:00 | 77.2 | 75.5
|  |  | 0 | 0:00
|  |  | 0 | 0:00
|  |  | 0 | 0:00
|  |  | 0 | 0:00
|  |  | 0 | 0:00
|  |  | 0 | 0:00
|  |  | 0 | 0:00
|  |  | 0 | 0:00
|  |  | 0 | 0:00
|  |  | 0 | 0:00
|  |  | 0 | 0:00
|  |  | 0 | 0:00
|  |  | 22 | 24:00 | 95.228 | 96.434
|  |  | 127 | 24:00 | 99.084 | 99.482
|  |  | 238 | 24:00 | 99.084 | 99.482
|  |  | 216 | 24:00 | 99.084 | 99.482
|  |  | 364 | 24:00 | 99.084 | 99.482
|  |  | 186 | 24:00 | 99.084 | 99.482
|  |  | 373 | 24:00 | 99.084 | 99.482
|  |  | 261 | 24:00 | 99.084 | 99.482
|  |  | 141 | 24:00 | 99.084 | 99.482
|  |  | 17 | 24:00 | 92.818 | 94.529
|  |  | 0 | 24:00 | 77.2 | 75.5
|  |  | 0 | 24:00 | 77.2 | 75.5
|  |  | 0 | 0:00
|  |  | 0 | 0:00
|  |  | 0 | 0:00
|  |  | 0 | 0:00
|  |  | 0 | 0:00
|  |  | 0 | 0:00
|  |  | 0 | 0:00
|  |  | 0 | 0:00
|  |  | 0 | 0:00
|  |  | 0 | 0:00
|  |  | 0 | 0:00
|  |  | 0 | 0:00
|  |  | 14 | 24:00 | 91.372 | 93.386
|  |  | 123 | 24:00 | 99.084 | 99.482
|  |  | 215 | 24:00 | 99.084 | 99.482
|  |  | 299 | 24:00 | 99.084 | 99.482
|  |  | 356 | 24:00 | 99.084 | 99.482
|  |  | 408 | 24:00 | 99.084 | 99.482
|  |  | 416 | 24:00 | 99.084 | 99.482
|  |  | 213 | 24:00 | 99.084 | 99.482
|  |  | 61 | 24:00 | 99.084 | 99.482
|  |  | 13 | 24:00 | 90.89 | 93.005
|  |  | 0 | 24:00 | 77.2 | 75.5
|  |  | 0 | 24:00 | 77.2 | 75.5
|  |  | 0 | 0:00
|  |  | 0 | 0:00
|  |  | 0 | 0:00
|  |  | 0 | 0:00
|  |  | 0 | 0:00
|  |  | 0 | 0:00
|  |  | 0 | 0:00
|  |  | 0 | 0:00
|  |  | 0 | 0:00
|  |  | 0 | 0:00
|  |  | 0 | 0:00
|  |  | 0 | 0:00
|  |  | 8 | 24:00 | 88.48 | 91.1
|  |  | 122 | 24:00 | 99.084 | 99.482
|  |  | 278 | 24:00 | 99.084 | 99.482
|  |  | 413 | 24:00 | 99.084 | 99.482
|  |  | 471 | 24:00 | 99.084 | 99.482
|  |  | 467 | 24:00 | 99.084 | 99.482
|  |  | 409 | 24:00 | 99.084 | 99.482
|  |  | 288 | 24:00 | 99.084 | 99.482
|  |  | 141 | 24:00 | 99.084 | 99.482
|  |  | 20 | 24:00 | 94.264 | 95.672
|  |  | 0 | 24:00 | 77.2 | 75.5
|  |  | 0 | 24:00 | 77.2 | 75.5
|  |  | 0 | 0:00
|  |  | 0 | 0:00
|  |  | 0 | 0:00
|  |  | 0 | 0:00
|  |  | 0 | 0:00
|  |  | 0 | 0:00
|  |  | 0 | 0:00
|  |  | 0 | 0:00
|  |  | 0 | 0:00
|  |  | 0 | 0:00
|  |  | 0 | 0:00
|  |  | 0 | 0:00
|  |  | 16 | 24:00 | 92.336 | 94.148
|  |  | 135 | 24:00 | 99.084 | 99.482
|  |  | 289 | 24:00 | 99.084 | 99.482
|  |  | 411 | 24:00 | 99.084 | 99.482
|  |  | 475 | 24:00 | 99.084 | 99.482
|  |  | 475 | 24:00 | 99.084 | 99.482
|  |  | 410 | 24:00 | 99.084 | 99.482
|  |  | 288 | 24:00 | 99.084 | 99.482
|  |  | 134 | 24:00 | 99.084 | 99.482
|  |  | 16 | 24:00 | 92.336 | 94.148
|  |  | 0 | 24:00 | 77.2 | 75.5
|  |  | 0 | 24:00 | 77.2 | 75.5
|  |  | 0 | 0:00
|  |  | 0 | 0:00
|  |  | 0 | 0:00
|  |  | 0 | 0:00
|  |  | 0 | 0:00
|  |  | 0 | 0:00
|  |  | 0 | 0:00
|  |  | 0 | 0:00
|  |  | 0 | 0:00
|  |  | 0 | 0:00
|  |  | 0 | 0:00
|  |  | 0 | 0:00
|  |  | 22 | 24:00 | 95.228 | 96.434
|  |  | 160 | 24:00 | 99.084 | 99.482
|  |  | 293 | 24:00 | 99.084 | 99.482
|  |  | 423 | 24:00 | 99.084 | 99.482
|  |  | 455 | 24:00 | 99.084 | 99.482
|  |  | 460 | 24:00 | 99.084 | 99.482
|  |  | 399 | 24:00 | 99.084 | 99.482
|  |  | 277 | 24:00 | 99.084 | 99.482
|  |  | 134 | 24:00 | 99.084 | 99.482
|  |  | 17 | 24:00 | 92.818 | 94.529
|  |  | 0 | 24:00 | 77.2 | 75.5
|  |  | 0 | 24:00 | 77.2 | 75.5
|  |  | 0 | 0:00
|  |  | 0 | 0:00
|  |  | 0 | 0:00
|  |  | 0 | 0:00
|  |  | 0 | 0:00
|  |  | 0 | 0:00
|  |  | 0 | 0:00
|  |  | 0 | 0:00
|  |  | 0 | 0:00
|  |  | 0 | 0:00
|  |  | 0 | 0:00
|  |  | 0 | 0:00
|  |  | 13 | 24:00 | 90.89 | 93.005
|  |  | 70 | 24:00 | 99.084 | 99.482
|  |  | 176 | 24:00 | 99.084 | 99.482
|  |  | 342 | 24:00 | 99.084 | 99.482
|  |  | 202 | 24:00 | 99.084 | 99.482
|  |  | 165 | 24:00 | 99.084 | 99.482
|  |  | 146 | 24:00 | 99.084 | 99.482
|  |  | 260 | 24:00 | 99.084 | 99.482
|  |  | 115 | 24:00 | 99.084 | 99.482
|  |  | 18 | 24:00 | 93.3 | 94.91
|  |  | 0 | 24:00 | 77.2 | 75.5
|  |  | 0 | 24:00 | 77.2 | 75.5
|  |  | 0 | 0:00
|  |  | 0 | 0:00
|  |  | 0 | 0:00
|  |  | 0 | 0:00
|  |  | 0 | 0:00
|  |  | 0 | 0:00
|  |  | 0 | 0:00
|  |  | 0 | 0:00
|  |  | 0 | 0:00
|  |  | 0 | 0:00
|  |  | 0 | 0:00
|  |  | 0 | 0:00
|  |  | 5 | 24:00 | 84.25 | 85.25
|  |  | 31 | 24:00 | 99.084 | 99.482
|  |  | 64 | 24:00 | 99.084 | 99.482
|  |  | 91 | 24:00 | 99.084 | 99.482
|  |  | 106 | 24:00 | 99.084 | 99.482
|  |  | 106 | 24:00 | 99.084 | 99.482
|  |  | 92 | 24:00 | 99.084 | 99.482
|  |  | 65 | 24:00 | 99.084 | 99.482
|  |  | 38 | 24:00 | 99.084 | 99.482
|  |  | 7 | 24:00 | 87.07 | 89.15
|  |  | 0 | 24:00 | 77.2 | 75.5
|  |  | 0 | 24:00 | 77.2 | 75.5
|  |  | 0 | 0:00
|  |  | 0 | 0:00
|  |  | 0 | 0:00
|  |  | 0 | 0:00
|  |  | 0 | 0:00
|  |  | 0 | 0:00
|  |  | 0 | 0:00
|  |  | 0 | 0:00
|  |  | 0 | 0:00
|  |  | 0 | 0:00
|  |  | 0 | 0:00
|  |  | 0 | 0:00
|  |  | 10 | 24:00 | 89.444 | 91.862
|  |  | 98 | 24:00 | 99.084 | 99.482
|  |  | 254 | 24:00 | 99.084 | 99.482
|  |  | 402 | 24:00 | 99.084 | 99.482
|  |  | 428 | 24:00 | 99.084 | 99.482
|  |  | 291 | 24:00 | 99.084 | 99.482
|  |  | 389 | 24:00 | 99.084 | 99.482
|  |  | 212 | 24:00 | 99.084 | 99.482
|  |  | 86 | 24:00 | 99.084 | 99.482
|  |  | 16 | 24:00 | 92.336 | 94.148
|  |  | 0 | 24:00 | 77.2 | 75.5
|  |  | 0 | 24:00 | 77.2 | 75.5
|  |  | 0 | 0:00
|  |  | 0 | 0:00
|  |  | 0 | 0:00
|  |  | 0 | 0:00
|  |  | 0 | 0:00

## Ref - Ltg savings regression
Workstation Specific Lighting System - Energy Savings Regression Model Derived from FLEXLAB Test Results
Workstation Specific Lighting System, 500 lux Tuned Minimum Output, 3 Rows Dimming | Workstation Specific Lighting System, 500 lux Tuned Minimum Output, 3 Rows Dimming
The following chart plots measured FLEXLAB test results for the worksation specific lighting system for the 500lux output case with 3 rows of lights. | The following chart plots measured FLEXLAB test results for the worksation specific lighting system for the 500lux output case with 2 rows of lights.
Regression Model Variables: | Regression Model Variables:
Coefficients (R^2 = 0.94): | Coefficients (R^2 = 0.95):
offset = 77.2 | offset = 75.5
1st slope for illuminance = 1.41 | 1st slope for illuminance = 1.95
2nd slope for illuminance = 0.482 | 2nd slope for illuminance = 0.381
Annual savings estimates (at a 95% confidence level): | Annual savings estimates (at a 95% confidence level):
Oakland: 97% +/- 1% | Oakland: 97% +/- 1%
Denver: 97% +/ 1% | Denver: 97% +/ 1%
Minneapolis: 97% +/- 1% | Minneapolis: 97% +/- 1%